## Overview
Company and Licence name, charging year, effective from, status
| Company and Licence name | Year | Effective From | Status
Company and Licence name, charging year, effective from, status | Southern Electric Power Distribution plc | 2024/25 | 1 April 2024 | Final
List of data tables in this workbook
Worksheet | Information
Annex 1 LV, HV and Unmetered Supplies charges | Annex 1 contains the charges to LV and HV Designated Properties and Unmetered Supplies.
Annex 2 EHV charges | Annex 2 contains the charges to Designated EHV Properties and charges applied to LDNOs with Designated EHV Properties/end-users embedded in networks within the Southern Electric Power Distribution plc Licence area.
Annex 3 Preserved charges | Annex 3 contains details of any preserved and additional charges that are valid at this time.
Annex 4 LDNO charges | Annex 4 contains charges that are levied on the owner of an embedded network within the Southern Electric Power Distribution plc Licence area. Electricity suppliers and consumers who have properties connected to an embedded network should contact the embedded network owner to determine their distribution charges. The charges listed in this table are not payable by domestic consumers, business consumers or electricity suppliers.
Annex 5 LLFs | Annex 5 has been intentionally left blank as this charging statement is published a complete year before the LLFs have been audited. The line loss factors that are approved by the BSC Panel for the applicable year and consequently published on the Elexon website will take precedence and be used in Settlement. This annex will be re-published with these values once they are available.
Annex 6 Charges for New or Amended Designated EHV Properties | Annex 6 contains the charges for new or amended Designated EHV Properties and charges applied to LDNOs with new or amended Designated EHV Properties/end-users embedded in networks within the Southern Electric Power Distribution plc Licence area.
Annex 7 Fixed adders for Supplier of Last Resort and Eligible Bad Debt pass-through costs | Annex 7 contains the fixed adders to recover Supplier of Last Resort and Eligible Bad Debt pass-through costs. The Excess Supplier of Last Resort fixed adder relates to an increase to previously published charges only.
Nodal prices | Contains the underlying [nodal/network group] costs used to calculate the current EDCM charges.
Residual Charging Bandings | Contains the four Residual charging band allocation for Customers
Charge calculator | Charge calculator is a tool to help you estimate your distribution charges using current consumption data and forecast consumption data.
Notes to users of this spreadsheet
Please use this spreadsheet with reference to the LC14 use of system charging statement.
Annex 2 and Annex 6 - Import/Export unique identifier columns removed.
Where Annex 6 specifies ‘Effective From’ dates post 1 April 2024, should the mpans energise earlier than forecast, the charging rates as stated will apply.
Notes to DNOs populating this spreadsheet
DNOs must endeavour to maintain consistency in the structure of this spreadsheet. Any changes to the structure must be noted in the 'Notes to users of this spreadsheet'
The drop down list on the charge calculator can be expanded by unprotecting the charge calculator sheet and selecting 'data', 'data validation...' and then expanding the 'source' data range. The sheet can then be protected.

## Annex 1 LV, HV and UMS charges
Back to Overview | 'DNOs paste value cells A15:J47 from CDCM 3701 into cells A14:J46
Southern Electric Power Distribution plc - Effective from 1 April 2024 - Final LV and HV charges
Time Bands for LV and HV Designated Properties | [5 empty] | Time Bands for Unmetered Properties
Time periods | Red Time Band | Amber Time Band |  | Green Time Band |  |  |  | Black Time Band | Yellow Time Band | Green Time Band
Monday to Friday (Including Bank Holidays) All Year | 16:30 - 19:30 |  |  |  |  | Monday to Friday (Including Bank Holidays) March to October Inclusive |  |  | 07:00 - 22:00
Monday to Friday (Including Bank Holidays) All Year |  | 07:00 - 16:30 19:30 - 22:00 |  |  |  | Monday to Friday (Including Bank Holidays) November to February Inclusive |  | 16:30 - 19:30 | 07:00 - 16:30 19:30 - 22:00
Monday to Friday (Including Bank Holidays) All Year |  |  |  | 00:00 - 07:00 22:00 - 24:00 |  | Monday to Friday (Including Bank Holidays) April to March Inclusive |  |  |  | 00:00 - 07:00 22:00 - 24:00
Saturday and Sunday All year |  | 09:30 - 21:30 |  | 00:00 - 09:30 21:30 - 24:00 |  | Saturday and Sunday All year |  |  | 09:30 - 21:30 | 00:00 - 09:30 21:30 - 24:00
Notes | All the above times are in UK Clock time |  |  |  |  | Notes |  | All the above times are in UK Clock time
Tariff name | Open LLFCs | PCs | Red/black unit charge p/kWh | Amber/yellow unit charge p/kWh | Green unit charge p/kWh | Fixed charge p/MPAN/day | Capacity charge p/kVA/day | Exceeded capacity charge p/kVA/day | Reactive power charge p/kVArh | Closed LLFCs
Domestic Aggregated or CT with Residual | 100-111, 154-157, 160-161, 456, Q55 | 0, 1, 2 | 9.317 | 1.184 | 0.057 | 25.96 |  |  |  | 124-125
Domestic Aggregated (Related MPAN) | 115, 121, 150-153 | 2 | 9.317 | 1.184 | 0.057 |  |  |  |  | 112-114, 116-120, 122-123
Non-Domestic Aggregated or CT No Residual | H00, H05, H10, H15, H20, H25, H30, H35, H40, H45, H50, H55, H60, H70, H75, H80, Q00, Q56 | 0, 3, 4, 5-8 | 8.715 | 1.108 | 0.053 | 10.1 |  |  |  | Q35, Q40
Non-Domestic Aggregated or CT Band 1 | H01, H06, H11, H16, H21, H26, H31, H36, H41, H46, H51, H56, H61, H71, H76, H81, Q01, Q57 | 0, 3, 4, 5-8 | 8.715 | 1.108 | 0.053 | 28.26 |  |  |  | Q36, Q41
Non-Domestic Aggregated or CT Band 2 | H02, H07, H12, H17, H22, H27, H32, H37, H42, H47, H52, H57, H62, H72, H77, H82, Q02, Q58 | 0, 3, 4, 5-8 | 8.715 | 1.108 | 0.053 | 59.82 |  |  |  | Q37, Q42
Non-Domestic Aggregated or CT Band 3 | H03, H08, H13, H18, H23, H28, H33, H38, H43, H48, H53, H58, H63, H73, H78, H83, Q03, Q59 | 0, 3, 4, 5-8 | 8.715 | 1.108 | 0.053 | 120.2 |  |  |  | Q38, Q43
Non-Domestic Aggregated or CT Band 4 | H04, H09, H14, H19, H24, H29, H34, H39, H44, H49, H54, H59, H64, H74, H79, H84, Q04, Q60 | 0, 3, 4, 5-8 | 8.715 | 1.108 | 0.053 | 319.72 |  |  |  | Q39, Q44
Non-Domestic Aggregated (related MPAN) | 140, 144 | 4 | 8.715 | 1.108 | 0.053 |  |  |  |  | 138-139, 141-143, 145
LV Site Specific No Residual | H85 | 0 | 6.809 | 0.745 | 0.035 | 23.33 | 4.1 | 7.17 | 0.245
LV Site Specific Band 1 | H86 | 0 | 6.809 | 0.745 | 0.035 | 577.41 | 4.1 | 7.17 | 0.245
LV Site Specific Band 2 | H87 | 0 | 6.809 | 0.745 | 0.035 | 952.97 | 4.1 | 7.17 | 0.245
LV Site Specific Band 3 | H88 | 0 | 6.809 | 0.745 | 0.035 | 1594.83 | 4.1 | 7.17 | 0.245
LV Site Specific Band 4 | H89 | 0 | 6.809 | 0.745 | 0.035 | 4001.3 | 4.1 | 7.17 | 0.245
LV Sub Site Specific No Residual | H90 | 0 | 4.545 | 0.34 | 0.015 | 59.03 | 5.51 | 7.06 | 0.137
LV Sub Site Specific Band 1 | H91 | 0 | 4.545 | 0.34 | 0.015 | 613.11 | 5.51 | 7.06 | 0.137
LV Sub Site Specific Band 2 | H92 | 0 | 4.545 | 0.34 | 0.015 | 988.67 | 5.51 | 7.06 | 0.137
LV Sub Site Specific Band 3 | H93 | 0 | 4.545 | 0.34 | 0.015 | 1630.53 | 5.51 | 7.06 | 0.137
LV Sub Site Specific Band 4 | H94 | 0 | 4.545 | 0.34 | 0.015 | 4037 | 5.51 | 7.06 | 0.137
HV Site Specific No Residual | Q45 | 0 | 3.611 | 0.24 | 0.011 | 209.66 | 6.49 | 7.75 | 0.104
HV Site Specific Band 1 | Q46 | 0 | 3.611 | 0.24 | 0.011 | 3340.4 | 6.49 | 7.75 | 0.104
HV Site Specific Band 2 | Q47 | 0 | 3.611 | 0.24 | 0.011 | 8321.93 | 6.49 | 7.75 | 0.104
HV Site Specific Band 3 | Q48 | 0 | 3.611 | 0.24 | 0.011 | 16100.24 | 6.49 | 7.75 | 0.104
HV Site Specific Band 4 | Q49 | 0 | 3.611 | 0.24 | 0.011 | 41095.97 | 6.49 | 7.75 | 0.104
Unmetered Supplies | 500-503, 520 | 0, 1 or 8 | 27.384 | 6.21 | 5.159
LV Generation Aggregated | 931 | 0 or 8 | -6.467 | -0.822 | -0.04 | 0
LV Sub Generation Aggregated | 932 | 0 or 8 | -5.743 | -0.667 | -0.032 | 0
LV Generation Site Specific | 1-2, 909 | 0 | -6.467 | -0.822 | -0.04 | 0 |  |  | 0.254
LV Generation Site Specific no RP charge | 7-8 | 0 | -6.467 | -0.822 | -0.04 | 0
LV Sub Generation Site Specific | 3-4 | 0 | -5.743 | -0.667 | -0.032 | 0 |  |  | 0.21
LV Sub Generation Site Specific no RP charge | 146-147 | 0 | -5.743 | -0.667 | -0.032 | 0
HV Generation Site Specific | 5-6, 910 | 0 | -4.408 | -0.329 | -0.015 | 416.38 |  |  | 0.182
HV Generation Site Specific no RP charge | 148-149 | 0 | -4.408 | -0.329 | -0.015 | 416.38

## Annex 2 EHV charges
Back to Overview |  | Copy EDCM table 5001 range starting B101 and paste into G11. Extend or reduce print area as required. |  |  | Note: The list of MPANs / MSIDs provided may be incomplete; the DNO reserves the right to apply the listed charges to any other MPANs / MSIDs associated with the site.
Southern Electric Power Distribution plc - Effective from 1 April 2024 - Final EDCM charges
Time Periods for Designated EHV Properties
Time periods |  |  | Super Red Time Band
Monday to Friday (Including Bank Holidays) November to February Inclusive |  |  | 16:30 - 19:30
Notes |  |  | All the above times are in UK Clock time
Import LLFC | Import MPANs/MSIDs | Export LLFC | Export MPANs/MSIDs | Name | Residual Charging Band | Import Super Red unit charge (p/kWh) | Import fixed charge (p/day) | Import capacity charge (p/kVA/day) | Import exceeded capacity charge (p/kVA/day) | Export Super Red unit charge (p/kWh) | Export fixed charge (p/day) | Export capacity charge (p/kVA/day) | Export exceeded capacity charge (p/kVA/day)
700 | 2000027373741 |  |  | Tariff 001 | 4 | 1.19 | 261400.76 | 1.42 | 1.42 | 0 | 0 | 0 | 0
701 | 2000027366674 |  |  | Tariff 002 | 3 | 0.631 | 64304.73 | 2.02 | 2.02 | 0 | 0 | 0 | 0
702 | 2000027342238 |  |  | Tariff 003 | 2 | 0.257 | 40946.55 | 1.32 | 1.32 | 0 | 0 | 0 | 0
704 | 2000027343640 | 734 | 2000050928900 | Tariff 004 |  | 0 | 3.21 | 0.86 | 0.86 | 0 | 440.82 | 0.05 | 0.05
706 | 2000027419271 | 736 | 2000050932127 | Tariff 005 |  | 0.814 | 15.35 | 0.86 | 0.86 | 0 | 706.31 | 0.05 | 0.05
707 | 2000027427398 | 737 | 2000050935800 | Tariff 006 | 3 | 1.289 | 50677.14 | 1.61 | 1.61 | 0 | 0 | 0 | 0
708 | 2000052675995 |  |  | Tariff 007 | 2 | 0 | 43072.77 | 1.61 | 1.61 | 0 | 0 | 0 | 0
709 | 2000054624149 |  |  | Tariff 008 | 2 | 1.344 | 33332.33 | 2.02 | 2.02 | 0 | 0 | 0 | 0
710 | 2000027387210, 2000054817604, 2000055899218 | 740 | 2000055899236, 2000055899245, 2000055205806 | Tariff 009 | 4 | 0 | 254730.67 | 0.86 | 0.86 | 0 | 7007.76 | 0.05 | 0.05
711 | 2000027852497 |  |  | Tariff 010 | 2 | 0 | 44248.49 | 2.48 | 2.48 | 0 | 0 | 0 | 0
712 | 2000055085297 |  |  | Tariff 011 | 3 | 0.855 | 56967.04 | 1.6 | 1.6 | 0 | 0 | 0 | 0
713 | 2000055085302 |  |  | Tariff 012 |  | 0.842 | 15968.94 | 1.63 | 1.63 | 0 | 0 | 0 | 0
714 | 2000027366665 |  |  | Tariff 013 | 4 | 1.359 | 239898.79 | 1.93 | 1.93 | 0 | 0 | 0 | 0
715 | 2000051063430 |  |  | Tariff 014 | 2 | 0.614 | 32817.79 | 4.5 | 4.5 | 0 | 0 | 0 | 0
716 | 2000027366762 |  |  | Tariff 015 | 1 | 0 | 3110.61 | 3.66 | 3.66 | 0 | 0 | 0 | 0
717 | 2000027373403 |  |  | Tariff 016 | 1 | 0.867 | 3110.61 | 2.48 | 2.48 | 0 | 0 | 0 | 0
718 | 2000050571060 | 738 | 2000051080338 | Tariff 017 | 3 | 0.882 | 51345.89 | 1.31 | 1.31 | 0 | 0 | 0 | 0
719 | 2000027419449 |  |  | Tariff 018 | 1 | 1.56 | 3110.61 | 1.55 | 1.55 | 0 | 0 | 0 | 0
800 | 2000050277851 |  |  | Tariff 019 | 3 | 0.898 | 51744.79 | 1.39 | 1.39 | 0 | 0 | 0 | 0
801 | 2000050393707 |  |  | Tariff 020 | 3 | 0 | 51744.79 | 1.15 | 1.15 | 0 | 0 | 0 | 0
802 | 2000027366841 |  |  | Tariff 021 | 1 | 0.482 | 3305.72 | 2.71 | 2.71 | 0 | 0 | 0 | 0
803 | 2000050277513 |  |  | Tariff 022 | 1 | 0 | 4372.41 | 1.56 | 1.56 | 0 | 0 | 0 | 0
817 | 2000050481327 |  |  | Tariff 023 |  | 0 | 1046.59 | 1.63 | 1.63 | 0 | 0 | 0 | 0
837 | 2000050481309 |  |  | Tariff 024 |  | 0 | 1046.59 | 2.45 | 2.45 | 0 | 0 | 0 | 0
804 | 2000050275631, 2000056717878, 2000056717887 |  |  | Tariff 025 | 3 | 0 | 52312.35 | 1.61 | 1.61 | 0 | 0 | 0 | 0
805 | 2000027474820 |  |  | Tariff 026 | 1 | 0 | 3324.73 | 1.19 | 1.19 | 0 | 0 | 0 | 0
806 | 2000027454188 |  |  | Tariff 027 | 2 | 0 | 33665.52 | 2.16 | 2.16 | 0 | 0 | 0 | 0
807 | 2000027454452 |  |  | Tariff 028 | 1 | 0 | 3544.52 | 1.47 | 1.47 | 0 | 0 | 0 | 0
808 | 2000052503790 |  |  | Tariff 029 | 3 | 0.633 | 51744.79 | 1.7 | 1.7 | 0 | 0 | 0 | 0
809 | 2000027297816 |  |  | Tariff 030 | 2 | 0 | 33178.75 | 0.69 | 0.69 | 0 | 0 | 0 | 0
810 | 2000050467030 | 918 | 2000027292534 | Tariff 031 | 2 | 0 | 33565.79 | 0.87 | 0.87 | 0 | 2750.44 | 0.05 | 0.05
811 | 2000051063927 |  |  | Tariff 032 | 2 | 0 | 33202.18 | 4.16 | 4.16 | 0 | 0 | 0 | 0
812 | 2000027339192 |  |  | Tariff 033 | 1 | 0.219 | 2979.93 | 1.83 | 1.83 | 0 | 0 | 0 | 0
812 | 2000050544330 |  |  | Tariff 034 |  | 0 | 2.97 | 1.63 | 1.63 | 0 | 0 | 0 | 0
813 | 2000055209191, 2000055209207, 2000055209216, 2000055209225, 2000055209234, 2000055209252, 2000055209243, 2000057677472, 2000057682445, |  |  | Tariff 035 | 3 | 0 | 58979.46 | 3.34 | 3.34 | 0 | 0 | 0 | 0
814 | 2000027340036 | 929 | 2000054899591 | Tariff 036 | 1 | 0.245 | 3413.01 | 0.84 | 0.84 | 0 | 678.99 | 0.05 | 0.05
815 | 2000027454648 | 924 | 2000054397290 | Tariff 037 | 3 | 0 | 54373.76 | 1.38 | 1.38 | 0 | 1598.62 | 0.05 | 0.05
816 | 2000027306995 | 937 | 2000050795630 | Tariff 038 | 2 | 0 | 33240.59 | 2.72 | 2.72 | 0 | 887.73 | 0.05 | 0.05
818 | 2000050277160 |  |  | Tariff 039 | 4 | 0 | 308790.99 | 3.6 | 3.6 | 0 | 0 | 0 | 0
819 | 2000027466068 |  |  | Tariff 040 | 1 | 0 | 3114.71 | 2.36 | 2.36 | 0 | 0 | 0 | 0
7174 | 7174 | 7174 | 7174 | Tariff 041 | 1 | 0 | 3244.82 | 0.79 | 0.79 | 0 | 0 | 0 | 0
823 | 2000053759147 | 923 | 2000053759174 | Tariff 043 | 1 | 0 | 3221.21 | 1.18 | 1.18 | 0 | 2232.4 | 0.05 | 0.05
824 | 2000027366498 |  |  | Tariff 044 | 3 | 1.417 | 63492.47 | 2.36 | 2.36 | 0 | 0 | 0 | 0
825 | 2000027323866 |  |  | Tariff 045 | 2 | 0 | 59113.29 | 2 | 2 | 0 | 0 | 0 | 0
826 | 2000027318634 |  |  | Tariff 046 | 2 | 0 | 42068.23 | 1.54 | 1.54 | 0 | 0 | 0 | 0
827 | 2000052503805 |  |  | Tariff 047 | 3 | 0.492 | 51744.79 | 1.78 | 1.78 | 0 | 0 | 0 | 0
829 | 2000050275552 |  |  | Tariff 049 | 4 | 0 | 245486.14 | 1.45 | 1.45 | 0 | 0 | 0 | 0
820 | 2000052993042 |  |  | Tariff 050 |  | 0.822 | 319.58 | 1.11 | 1.11 | 0 | 0 | 0 | 0
830 | 2000050277986 |  |  | Tariff 051 | 4 | 0 | 274406.52 | 1.04 | 1.04 | 0 | 0 | 0 | 0
854 | 2000052369584 |  |  | Tariff 052 | 4 | 0 | 273698.27 | 2 | 2 | 0 | 0 | 0 | 0
835 | 2000050275543 |  |  | Tariff 053 | 4 | 0 | 242784.61 | 1.47 | 1.47 | 0 | 0 | 0 | 0
836 | 2000051425787 |  |  | Tariff 054 | 2 | 0 | 33644.79 | 3.05 | 3.05 | 0 | 0 | 0 | 0
4033 | 4033 | 4032 | 4032 | Tariff 055 | 1 | 0 | 2977.19 | 1.9 | 1.9 | 0 | 11.65 | 0.05 | 0.05
4548 | 4548 | 4548 | 4548 | Tariff 056 | 1 | 0 | 2977 | 1.1 | 1.1 | 0 | 11.84 | 0.05 | 0.05
839 | 2000053874062 | 925 | 2000053874080 | Tariff 057 |  | 0 | 3.05 | 1.26 | 1.26 | 0 | 426.62 | 0.05 | 0.05
505 | 2000053874105 | 521 | 2000053874123 | Tariff 058 |  | 0 | 4.57 | 0.99 | 0.99 | 0 | 624.59 | 0.05 | 0.05
840 | 2000051011929 | 930 | 2000051034322 | Tariff 059 |  | 0 | 28.1 | 0.76 | 0.76 | 0 | 0 | 0 | 0
7393 | 7393 | 7390 | 7390 | Tariff 060 | 1 | 0.899 | 2980.28 | 0.86 | 0.86 | 0 | 549.57 | 0.05 | 0.05
7394 | 7394 | 7391 | 7391 | Tariff 061 | 1 | 0 | 2979.46 | 0.87 | 0.87 | 0 | 551.74 | 0.05 | 0.05
844 | 2000027491213 | 917 | 2000050932697 | Tariff 062 |  | 0 | 25.86 | 0.76 | 0.76 | 0 | 1810 | 0.05 | 0.05
844 | 2000050044320 | 917 | 2000051079954 | Tariff 063 |  | 0 | 9.42 | 0.76 | 0.76 | 0 | 0 | 0 | 0
844 | 2000052468930 | 917 | 2000052231228 | Tariff 064 |  | 0 | 2.44 | 0.76 | 0.76 | 0 | 0 | 0 | 0
845 | 2000050437959 |  |  | Tariff 065 | 2 | 0 | 38171.22 | 2.49 | 2.49 | 0 | 0 | 0 | 0
846 | 2000050552457 | 927 | 2000050570312 | Tariff 066 | 1 | 1.267 | 2989.21 | 0.76 | 0.76 | 0 | 216.95 | 0.05 | 0.05
847 | 2000050662007 | 928 | 2000050662016 | Tariff 067 | 1 | 0 | 3003.75 | 0.91 | 0.91 | 0 | 0 | 0 | 0
849 | 2000052866920 |  |  | Tariff 068 | 2 | 0 | 38971.83 | 3.34 | 3.34 | 0 | 0 | 0 | 0
851 | 2000051336018 |  |  | Tariff 069 | 2 | 0 | 33907.88 | 1.64 | 1.64 | 0 | 0 | 0 | 0
853 | 2000052659600 | 938 | 2000052659585 | Tariff 070 | 1 | 0 | 3292.02 | 0.76 | 0.76 | 0 | 0 | 0 | 0
855 | 2000050276556 |  |  | Tariff 071 | 2 | 0.57 | 33097.96 | 1.38 | 1.38 | 0 | 0 | 0 | 0
856 | 2000054315483 |  |  | Tariff 072 | 3 | 0 | 51177.24 | 1.33 | 1.33 | 0 | 0 | 0 | 0
857 | 2000054359392 |  |  | Tariff 073 | 2 | 0 | 32859.17 | 1.83 | 1.83 | 0 | 0 | 0 | 0
858 | 2000051445019 | 921 | 2000051445143 | Tariff 074 |  | 0.245 | 5.13 | 0.94 | 0.94 | 0 | 544.76 | 0.05 | 0.05
859 | 2000054431783 | 922 | 2000054431792 | Tariff 075 | 1 | 0 | 2993.05 | 0.76 | 0.76 | 0 | 321.85 | 0.05 | 0.05
860 | 2000054674344 | 939 | 2000054674353 | Tariff 076 | 1 | 0 | 3275.58 | 1.21 | 1.21 | 0 | 3318.01 | 0.05 | 0.05
7303 | 7303 |  |  | Tariff 077 | 3 | 0.211 | 50609.68 | 4 | 4 | 0 | 0 | 0 | 0
863 | 2000055109274 | 941 | 2000055109283 | Tariff 078 | 1 | 0 | 2977.78 | 3.4 | 3.4 | 0 | 407.87 | 0.05 | 0.05
852 | 2000055132440 | 926 | 2000055132450 | Tariff 079 |  | 0 | 4.05 | 1.06 | 1.06 | 0 | 404.64 | 0.05 | 0.05
862 | 2000055138985 | 940 | 2000055138762 | Tariff 080 |  | 0 | 1.63 | 1.65 | 1.65 | 0 | 407.06 | 0.05 | 0.05
864 | 2000055125815 | 942 | 2000055125824 | Tariff 081 |  | 0.223 | 8.99 | 1.43 | 1.43 | 0 | 809.27 | 0.05 | 0.05
865 | 2000055125842 | 943 | 2000055125833 | Tariff 082 |  | 0.224 | 3.92 | 1.81 | 1.81 | 0 | 1176.93 | 0.05 | 0.05
866 | 2000055213940 | 944 | 2000055213969 | Tariff 083 | 1 | 0.224 | 2978.83 | 2.01 | 2.01 | 0 | 560.61 | 0.05 | 0.05
861 | 2000055029502 |  |  | Tariff 084 | 4 | 0 | 239096.86 | 1.99 | 1.99 | 0 | 0 | 0 | 0
861 | 2000055029511 |  |  | Tariff 085 |  | 0 | 133.65 | 1.99 | 1.99 | 0 | 0 | 0 | 0
861 | 2000055029520 |  |  | Tariff 086 |  | 0 | 133.65 | 1.38 | 1.38 | 0 | 0 | 0 | 0
861 | 2000055029530 |  |  | Tariff 087 |  | 0 | 133.65 | 1.57 | 1.57 | 0 | 0 | 0 | 0
861 | 2000055029549 |  |  | Tariff 088 |  | 0 | 133.65 | 1.54 | 1.54 | 0 | 0 | 0 | 0
861 | 2000055029558 |  |  | Tariff 089 |  | 0 | 133.65 | 1.45 | 1.45 | 0 | 0 | 0 | 0
7096 | 7096 | 7081 | 7081 | Tariff 090 | 4 | 0 | 242069.28 | 1.91 | 1.91 | 0 | 0 | 0 | 0
|  | 7095 | 7095 | Tariff 091 |  | 0 | 0 | 0 | 0 | 0 | 6732.94 | 0.05 | 0.05
7098 | 7098 |  |  | Tariff 092 | 4 | 0 | 238975.09 | 1.88 | 1.88 | 0 | 0 | 0 | 0
7097 | 7097 |  |  | Tariff 093 | 4 | 0 | 266011.28 | 1.78 | 1.78 | 0 | 0 | 0 | 0
833 | 2000051300396 |  |  | Tariff 095 | 4 | 0 | 249685.22 | 1.5 | 1.5 | 0 | 0 | 0 | 0
867 | 2000055426205 | 946 | 2000055426214 | Tariff 096 |  | 0 | 5.93 | 1.22 | 1.22 | 0 | 593.37 | 0.05 | 0.05
868 | 2000055426232 | 947 | 2000055426241 | Tariff 097 |  | 0 | 13.03 | 1.22 | 1.22 | 0 | 1303.26 | 0.05 | 0.05
7484 | 7484 | 7485 | 7485 | Tariff 098 |  | 0 | 3.87 | 1.49 | 1.49 | 0 | 928.09 | 0.05 | 0.05
870 | 2000055580574 | 949 | 2000055580583 | Tariff 099 |  | 0 | 6.7 | 1.21 | 1.21 | 0 | 938.32 | 0.05 | 0.05
872 | 2000055580592 | 611 | 2000055580608 | Tariff 101 |  | 0 | 9.82 | 1 | 1 | 0 | 589.48 | 0.05 | 0.05
873 | 2000055582785 | 612 | 2000055582794 | Tariff 102 |  | 0.223 | 9.22 | 2.68 | 2.68 | 0 | 1843.47 | 0.05 | 0.05
874 | 2000055634982 | 613 | 2000055634991 | Tariff 103 |  | 0 | 6.17 | 1.34 | 1.34 | 0 | 616.9 | 0.05 | 0.05
875 | 2000055643198 | 614 | 2000055643203 | Tariff 104 |  | 0.224 | 4.57 | 2.15 | 2.15 | 0 | 594.73 | 0.05 | 0.05
705 | 2000051981890 |  |  | Tariff 105 | 3 | 0 | 50876.99 | 2.23 | 2.23 | 0 | 0 | 0 | 0
876 | 2000055872892 | 615 | 2000055872917 | Tariff 106 | 1 | 0.223 | 2982.71 | 1.51 | 1.51 | 0 | 1378.86 | 0.05 | 0.05
877 | 2000055600255 | 616 | 2000055600291 | Tariff 107 |  | 0 | 22.66 | 1.02 | 1.02 | 0 | 1064.93 | 0.05 | 0.05
878 | 2000055600194 | 617 | 2000055600200 | Tariff 108 |  | 0.218 | 18.31 | 1.07 | 1.07 | 0 | 1032.46 | 0.05 | 0.05
880 | 2000055918093 | 619 | 2000055918109 | Tariff 110 |  | 0 | 4.95 | 1.15 | 1.15 | 0 | 594.35 | 0.05 | 0.05
881 | 2000055969256 | 620 | 2000055969265 | Tariff 111 |  | 1.237 | 5.82 | 1.48 | 1.48 | 0 | 1163.75 | 0.05 | 0.05
882 | 2000055600352 | 621 | 2000055600399 | Tariff 112 |  | 0 | 5.93 | 1.19 | 1.19 | 0 | 593.37 | 0.05 | 0.05
883 | 2000055582767 | 622 | 2000055582776 | Tariff 113 |  | 0 | 25.11 | 1.22 | 1.22 | 0 | 2510.7 | 0.05 | 0.05
884 | 2000056041495 | 623 | 2000056041510 | Tariff 114 |  | 0.606 | 27.42 | 1.1 | 1.1 | 0 | 4799.24 | 0.05 | 0.05
349 | 2000056041500 | 504 | 2000056041529 | Tariff 115 |  | 0.603 | 27.42 | 1.25 | 1.25 | 0 | 4799.24 | 0.05 | 0.05
885 | 2000055916254 | 624 | 2000055916263 | Tariff 116 |  | 0 | 5.39 | 1.55 | 1.55 | 0 | 1615.63 | 0.05 | 0.05
886 | 2000055860113 | 625 | 2000055860122 | Tariff 117 |  | 0.224 | 4.56 | 2.41 | 2.41 | 0 | 362.13 | 0.05 | 0.05
888 | 2000055899574 | 627 | 2000055899583 | Tariff 119 | 1 | 0.224 | 2980.1 | 1.47 | 1.47 | 0 | 596.17 | 0.05 | 0.05
889 | 2000055899529 | 628 | 2000055899538 | Tariff 120 | 1 | 0 | 3011.31 | 1.38 | 1.38 | 0 | 3297.45 | 0.05 | 0.05
890 | 2000056041556 | 629 | 2000056041565 | Tariff 121 |  | 0 | 69.08 | 1.09 | 1.09 | 0 | 3494.39 | 0.05 | 0.05
834 | SHP 1 | 914 | SHP 2 | Tariff 122 | 4 | 0 | 244502.37 | 2.24 | 2.24 | 0 | 1649.35 | 0.05 | 0.05
891 | 2000050363794, 2000056235458 |  |  | Tariff 123 | 2 | 0 | 35969.06 | 3.03 | 3.03 | 0 | 0 | 0 | 0
892 | 2000055582800 | 630 | 2000055582819 | Tariff 124 | 1 | 0 | 2979.35 | 2.43 | 2.43 | 0 | 596.92 | 0.05 | 0.05
893 | 2000056442147 | 631 | 2000056442156 | Tariff 125 |  | 0 | 4.45 | 1.24 | 1.24 | 0 | 274.24 | 0.05 | 0.05
894 | 2000055894939 | 632 | 2000055894948 | Tariff 126 |  | 0 | 2.21 | 2 | 2 | 0 | 597.09 | 0.05 | 0.05
895 | 2000055630116 | 633 | 2000055630125 | Tariff 127 |  | 0 | 6.39 | 1.71 | 1.71 | 0 | 402.3 | 0.05 | 0.05
896 | 2000055845773 | 634 | 2000055845782 | Tariff 128 |  | 1.212 | 3.45 | 1.16 | 1.16 | 0 | 405.24 | 0.05 | 0.05
720 | 2000055856970 | 635 | 2000055856989 | Tariff 129 |  | 0 | 9.17 | 3.02 | 3.02 | 0 | 2752.36 | 0.05 | 0.05
848 | 2000056875315 | 648 | 2000056875324 | Tariff 131 | 1 | 0.166 | 3077.56 | 0.79 | 0.79 | 0 | 1264.68 | 0.05 | 0.05
722 | 2000027480851 | 637 |  | Tariff 132 | 1 | 0 | 4524.01 | 0.94 | 0.94 | 0 | 4273.62 | 0.05 | 0.05
724 | 2000055874997 | 639 | 2000055875003 | Tariff 134 |  | 0 | 36.73 | 0.76 | 0.76 | 0 | 2154.55 | 0.05 | 0.05
725 | 2000055996659 | 640 | 2000055996668 | Tariff 135 |  | 0 | 8.75 | 0.96 | 0.96 | 0 | 590.56 | 0.05 | 0.05
726 | 2000055627860 | 641 | 2000055627888 | Tariff 136 |  | 0.601 | 7.01 | 1.07 | 1.07 | 0 | 401.68 | 0.05 | 0.05
727 | 2000055899788 | 642 | 2000055899797 | Tariff 137 |  | 0.219 | 20.68 | 1.03 | 1.03 | 0 | 1261.74 | 0.05 | 0.05
831 | 2000055924005 | 645 | 2000055924014 | Tariff 138 |  | 0 | 29.69 | 1.3 | 1.3 | 0 | 2731.84 | 0.05 | 0.05
832 | 2000055878690 | 646 | 2000055878705 | Tariff 139 |  | 0.225 | 5.2 | 3.06 | 3.06 | 0 | 1333.67 | 0.05 | 0.05
Y00 | 2000056762133 | Z00 | 2000056762142 | Tariff 140 |  | 0.203 | 16.05 | 0.9 | 0.9 | 0 | 1604.97 | 0.05 | 0.05
850 | 2000055901285 | 649 | 2000055901300 | Tariff 143 |  | 0 | 14.67 | 0.9 | 0.9 | 0 | 528.2 | 0.05 | 0.05
661 | 2000055901346 | 911 | 2000055901355 | Tariff 144 |  | 0 | 9.22 | 1.01 | 1.01 | 0 | 590.09 | 0.05 | 0.05
662 | 2000055899389 | 912 | 2000055899398 | Tariff 146 |  | 0.225 | 11.05 | 1.52 | 1.52 | 0 | 1768.14 | 0.05 | 0.05
452 | 2000056479100 | 952 | 2000056479110 | Tariff 147 |  | 0.205 | 33.75 | 1.15 | 1.15 | 0 | 2999.76 | 0.05 | 0.05
663 | 2000055858718 | 913 | 2000055858727 | Tariff 148 |  | 0.225 | 5.47 | 1.39 | 1.39 | 0 | 1203 | 0.05 | 0.05
Y29 | 2000056951250 | Z29 | 2000056951269 | Tariff 149 | 1 | 0 | 4139.59 | 0.85 | 0.85 | 0 | 10731.96 | 0.05 | 0.05
458 | 2000056277271 | 958 | 2000056277280 | Tariff 151 |  | 0 | 17.35 | 1.43 | 1.43 | 0 | 581.96 | 0.05 | 0.05
596 | 2000056113290 | 626 | 2000056113323 | Tariff 152 |  | 0.81 | 5.93 | 1.25 | 1.25 | 0 | 593.37 | 0.05 | 0.05
597 | 2000056188505 | 607 | 2000056212628 | Tariff 153 |  | 0 | 6.52 | 1.42 | 1.42 | 0 | 592.79 | 0.05 | 0.05
665 | 2000055924023 | 915 | 2000055924032 | Tariff 154 |  | 0 | 28.44 | 1.39 | 1.39 | 0 | 1592.58 | 0.05 | 0.05
598 | 2000056127229 | 608 | 2000056127292 | Tariff 155 |  | 0.208 | 9.67 | 2.2 | 2.2 | 0 | 2147.75 | 0.05 | 0.05
459 | 2000056455252 | 959 | 2000056455270 | Tariff 156 |  | 0.223 | 8.69 | 1.14 | 1.14 | 0 | 590.62 | 0.05 | 0.05
599 | 2000056021300 | 609 | 2000056021319 | Tariff 158 |  | 0.224 | 69.63 | 1.3 | 1.3 | 0 | 6962.79 | 0.05 | 0.05
666 | 2000055815004 | 916 | 2000055815013 | Tariff 160 |  | 0.222 | 38.42 | 1.17 | 1.17 | 0 | 2497.39 | 0.05 | 0.05
460 | 2000056244977 | 960 | 2000056244986 | Tariff 161 |  | 0.215 | 15.57 | 0.85 | 0.85 | 0 | 583.74 | 0.05 | 0.05
650 | 2000056148799 | 600 | 2000056148804 | Tariff 162 |  | 0.61 | 11.49 | 2.13 | 2.13 | 0 | 2298.59 | 0.05 | 0.05
651 | 2000056082126 | 601 | 2000056082135 | Tariff 164 |  | 1.267 | 2.22 | 5.14 | 5.14 | 0 | 775.3 | 0.05 | 0.05
652 | 2000056194252 | 602 | 2000056194261 | Tariff 165 |  | 0 | 20.95 | 0.95 | 0.95 | 0 | 691.22 | 0.05 | 0.05
667 | 2000055881610 | 647 | 2000055881629 | Tariff 167 |  | 1.26 | 13.58 | 1.45 | 1.45 | 0 | 1607.44 | 0.05 | 0.05
465 | 2000056474803 | 954 | 2000056474812 | Tariff 168 |  | 0 | 17.23 | 0.94 | 0.94 | 0 | 1722.6 | 0.05 | 0.05
653 | 2000056179477 | 603 | 2000056179495 | Tariff 169 |  | 0.801 | 11.81 | 1.12 | 1.12 | 0 | 1038.96 | 0.05 | 0.05
654 | 2000056205295 | 604 | 2000056205310 | Tariff 170 |  | 0.221 | 10.78 | 1.2 | 1.2 | 0 | 1675.58 | 0.05 | 0.05
656 | 2000056199942 | 636 | 2000056199951 | Tariff 171 |  | 0.223 | 7.06 | 1.35 | 1.35 | 0 | 770.45 | 0.05 | 0.05
664 | 2000056063709 | 964 | 2000056063718 | Tariff 173 |  | 0 | 32.23 | 0.97 | 0.97 | 0 | 2337.26 | 0.05 | 0.05
524 | 2000056300470 | 404 | 2000056300489 | Tariff 174 |  | 0 | 2.4 | 1.73 | 1.73 | 0 | 596.91 | 0.05 | 0.05
675 | 2000055907808 | 945 | 2000055907817 | Tariff 175 |  | 0.808 | 3.57 | 1.78 | 1.78 | 0 | 595.73 | 0.05 | 0.05
676 | 2000055904773 | 936 | 2000055904782 | Tariff 176 |  | 0 | 6.59 | 1.43 | 1.43 | 0 | 592.72 | 0.05 | 0.05
681 | 2000055926119 | 781 | 2000055926128 | Tariff 177 |  | 0.23 | 36.3 | 0.84 | 0.84 | 0 | 854.08 | 0.05 | 0.05
668 | 2000056199766 | 968 | 2000056199793 | Tariff 178 | 1 | 0.223 | 3014.16 | 0.8 | 0.8 | 0 | 2154.08 | 0.05 | 0.05
670 | 2000056222885 | 970 | 2000056222894 | Tariff 179 |  | 0.599 | 11.87 | 0.97 | 0.97 | 0 | 587.44 | 0.05 | 0.05
671 | 2000056002307 | 971 | 2000056002316 | Tariff 180 | 1 | 0 | 2995.42 | 1.42 | 1.42 | 0 | 4061.8 | 0.05 | 0.05
677 | 2000055904791 | 777 | 2000055904807 | Tariff 181 |  | 0 | 8.86 | 0.87 | 0.87 | 0 | 590.45 | 0.05 | 0.05
678 | 2000055916272 | 778 | 2000055916281 | Tariff 182 |  | 1.163 | 9.82 | 1.19 | 1.19 | 0 | 589.48 | 0.05 | 0.05
679 | 2000055891167 | 779 | 2000055891176 | Tariff 184 |  | 0.611 | 18.36 | 1.33 | 1.33 | 0 | 1834.33 | 0.05 | 0.05
672 | 2000056147378 | 972 | 2000056147387 | Tariff 185 |  | 0 | 7.88 | 4.16 | 4.16 | 0 | 3502.12 | 0.05 | 0.05
680 | 2000055908537 | 780 | 2000055908546 | Tariff 186 |  | 0 | 3.89 | 1.04 | 1.04 | 0 | 404.8 | 0.05 | 0.05
674 | 2000056049271 | 974 | 2000056049280 | Tariff 187 |  | 0 | 3.92 | 1.08 | 1.08 | 0 | 404.77 | 0.05 | 0.05
682 | 2000056049305 | 782 | 2000056049314 | Tariff 188 |  | 0 | 4.11 | 1.09 | 1.09 | 0 | 404.57 | 0.05 | 0.05
Y01 | 2000056827906 | Z01 | 2000056827915 | Tariff 189 | 1 | 0 | 2999.2 | 0.85 | 0.85 | 0 | 386.45 | 0.05 | 0.05
683 | 2000056169804 | 783 | 2000056169822 | Tariff 190 |  | 0.609 | 5.61 | 1.79 | 1.79 | 0 | 1223.36 | 0.05 | 0.05
684 | 2000056179662 | 784 | 2000056179680 | Tariff 191 | 1 | 0 | 2983.86 | 1.44 | 1.44 | 0 | 645.6 | 0.05 | 0.05
685 | 2000056107107 | 785 | 2000056107125 | Tariff 192 |  | 0 | 4.43 | 1.81 | 1.81 | 0 | 594.87 | 0.05 | 0.05
686 | 2000056113954 | 786 | 2000056113963 | Tariff 194 |  | 0.222 | 5.43 | 1.8 | 1.8 | 0 | 593.87 | 0.05 | 0.05
687 | 2000056138132 | 787 | 2000056138160 | Tariff 196 | 1 | 0.224 | 2978.95 | 1.59 | 1.59 | 0 | 597.32 | 0.05 | 0.05
688 | 2000056167913 | 788 | 2000056167922 | Tariff 198 |  | 0.609 | 0.85 | 2.48 | 2.48 | 0 | 407.84 | 0.05 | 0.05
525 | 2000056537756 | 956 | 2000056537783 | Tariff 199 |  | 0.206 | 26.79 | 1.43 | 1.43 | 0 | 4733.62 | 0.05 | 0.05
689 | 2000055874960 | 789 | 2000055874979 | Tariff 201 | 1 | 0 | 4858.69 | 0.79 | 0.79 | 0 | 11648.81 | 0.05 | 0.05
690 | 2000056147225 | 790 | 2000056147261 | Tariff 202 |  | 0 | 7.33 | 1.36 | 1.36 | 0 | 1221.64 | 0.05 | 0.05
691 | 2000055932200 | 791 | 2000055932238 | Tariff 205 |  | 0 | 1.2 | 4.15 | 4.15 | 0 | 598.11 | 0.05 | 0.05
729 | 2000055373760, 2000055373779, 2000055373788, 2000055373797, 2000055373802, 2000055373811, 2000055373820, 2000055373830, 2000056698230, 2000056698240, 2000056698259, 2000056698268, 2000056698277, 2000056698286, 2000056793498, 2000056793503, 2000058020371 |  |  | Tariff 206 | 4 | 0.785 | 259443.4 | 2.21 | 2.21 | 0 | 0 | 0 | 0
527 | 2000056441375 | 962 | 2000056441384 | Tariff 208 |  | 0 | 6.51 | 0.92 | 0.92 | 0 | 705.66 | 0.05 | 0.05
692 | 2000056204956 | 792 | 2000056204965 | Tariff 209 |  | 0 | 71.93 | 1.41 | 1.41 | 0 | 8392.19 | 0.05 | 0.05
528 | 2000056213152 | 618 | 2000056439613 | Tariff 212 |  | 0 | 9.73 | 1.43 | 1.43 | 0 | 2645.36 | 0.05 | 0.05
693 | 2000056147396 | 793 | 2000056147401 | Tariff 213 |  | 0.61 | 1.9 | 2.19 | 2.19 | 0 | 597.41 | 0.05 | 0.05
529 | 2000056359669 | 989 | 2000056359863 | Tariff 214 |  | 0 | 29.32 | 1.42 | 1.42 | 0 | 4104.41 | 0.05 | 0.05
694 | 2000056202391 | 794 | 2000056202407 | Tariff 215 |  | 0.801 | 23.13 | 1 | 1 | 0 | 2168.15 | 0.05 | 0.05
585 | 2000056452109 | 963 | 2000056452118 | Tariff 218 |  | 0.223 | 10.88 | 1.27 | 1.27 | 0 | 814.15 | 0.05 | 0.05
695 | 2000056186400 | 795 | 2000056186438 | Tariff 219 |  | 0 | 49.92 | 1.08 | 1.08 | 0 | 10255.67 | 0.05 | 0.05
696 | 2000056166440 | 796 | 2000056166469 | Tariff 220 |  | 0 | 62.11 | 1.84 | 1.84 | 0 | 4968.59 | 0.05 | 0.05
Y02 | 2000056792652 | Z02 | 2000056792661 | Tariff 222 |  | 0 | 3.19 | 0.76 | 0.76 | 0 | 765.41 | 0.05 | 0.05
595 | 2000056384832 | 980 | 2000056384850 | Tariff 225 | 1 | 0 | 2998.57 | 0.89 | 0.89 | 0 | 713.13 | 0.05 | 0.05
655 | 2000056536112 | 955 | 2000056536121 | Tariff 227 |  | 0 | 15.38 | 1.21 | 1.21 | 0 | 3572.5 | 0.05 | 0.05
657 | 2000056456256 | 957 | 2000056456265 | Tariff 228 |  | 0 | 37.15 | 0.79 | 0.79 | 0 | 371.53 | 0.05 | 0.05
659 | 2000056439998 | 999 | 2000056440006 | Tariff 229 |  | 0 | 5.74 | 0.99 | 0.99 | 0 | 538.41 | 0.05 | 0.05
660 | 2000056420339 | 450 | 2000056420348 | Tariff 230 |  | 0.791 | 10.32 | 1.41 | 1.41 | 0 | 701.85 | 0.05 | 0.05
697 | 2000056202416 | 797 | 2000056202425 | Tariff 233 |  | 0 | 13.48 | 2.35 | 2.35 | 0 | 1037.28 | 0.05 | 0.05
897 | 2000060046760 | 933 | 2000060046797 | Tariff 234 |  | 0 | 97.48 | 1.14 | 1.14 | 0 | 20276.74 | 0.05 | 0.05
669 | 2000056532456 | 369 | 2000056532483 | Tariff 235 | 1 | 0.222 | 2994.04 | 0.88 | 0.88 | 0 | 751.52 | 0.05 | 0.05
7311 | 7311 | 7310 | 7310 | Tariff 238 |  | 0.684 | 108.74 | 0.92 | 0.92 | 0 | 1631.09 | 0.05 | 0.05
698 | 2000056199613 | 798 | 2000056199701 | Tariff 240 |  | 0 | 123.62 | 0.8 | 0.8 | 0 | 927.14 | 0.05 | 0.05
699 | 2000056191526 | 799 | 2000056191535 | Tariff 244 |  | 0 | 42.42 | 2.37 | 2.37 | 0 | 12771.78 | 0.05 | 0.05
703 | 2000056580947, 2000056580956 |  |  | Tariff 246 | 3 | 0 | 107990.9 | 1.09 | 1.09 | 0 | 0 | 0 | 0
730 | 2000056058754 | 741 | 2000056058763 | Tariff 247 |  | 0 | 2.97 | 2.87 | 2.87 | 0 | 130.68 | 0.05 | 0.05
731 | 2000056151106 | 742 | 2000056151115 | Tariff 248 | 1 | 0 | 3027.88 | 0.95 | 0.95 | 0 | 82.74 | 0.05 | 0.05
732 | 2000056098818 | 743 | 2000056098827 | Tariff 249 |  | 0 | 2.62 | 1 | 1 | 0 | 131.03 | 0.05 | 0.05
673 | 2000056551324 | 403 | 2000056551333 | Tariff 250 |  | 0 | 35.55 | 1.72 | 1.72 | 0 | 4265.89 | 0.05 | 0.05
721 | 2000056562292 | 451 | 2000056562317 | Tariff 251 |  | 0 | 659.18 | 0.79 | 0.79 | 0 | 5523.91 | 0.05 | 0.05
728 | 2000056194191 | 978 | 2000056194207 | Tariff 252 |  | 0.224 | 6.14 | 1.89 | 1.89 | 0 | 2363.35 | 0.05 | 0.05
901 | 2000056139215 | 991 | 2000056139224 | Tariff 253 |  | 0.612 | 13.44 | 4.2 | 4.2 | 0 | 7616.09 | 0.05 | 0.05
904 | 2000056219952 | 994 | 2000056219980 | Tariff 254 |  | 0 | 374.83 | 1.46 | 1.46 | 0 | 337.34 | 0.05 | 0.05
905 | 2000056200010 | 995 | 2000056200029 | Tariff 255 |  | 0.808 | 4.93 | 1.76 | 1.76 | 0 | 707.24 | 0.05 | 0.05
906 | 2000056138977 | 996 | 2000056139001 | Tariff 256 |  | 0 | 3.93 | 1.23 | 1.23 | 0 | 708.24 | 0.05 | 0.05
907 | 2000056212033 | 997 | 2000056212042 | Tariff 257 |  | 0 | 60.97 | 0.82 | 0.82 | 0 | 1108.59 | 0.05 | 0.05
908 | 2000056139395 | 998 | 2000056139438 | Tariff 258 |  | 1.249 | 27.43 | 1.6 | 1.6 | 0 | 11656.29 | 0.05 | 0.05
723 | 2000056530788 | 953 | 2000056530797 | Tariff 260 |  | 0 | 171.37 | 0.98 | 0.98 | 0 | 20779.05 | 0.05 | 0.05
765 | 2000056469176 | 983 | 2000056469185 | Tariff 262 |  | 1.126 | 25.63 | 0.87 | 0.87 | 0 | 1025.13 | 0.05 | 0.05
Y03 | 2000056842124 | Z03 | 2000056842133 | Tariff 264 |  | 0.225 | 3.04 | 2.52 | 2.52 | 0 | 709.13 | 0.05 | 0.05
7492 | 7492 | 7493 | 7493 | Tariff 265 |  | 0.811 | 18.02 | 0.85 | 0.85 | 0 | 720.88 | 0.05 | 0.05
746 | 2000056488513 | 748 | 2000056488531 | Tariff 269 |  | 0 | 1.54 | 1.1 | 1.1 | 0 | 823.49 | 0.05 | 0.05
Y05 | 2000056866055 | Z05 | 2000056866064 | Tariff 270 |  | 0 | 10.88 | 0.91 | 0.91 | 0 | 701.29 | 0.05 | 0.05
766 | 2000056537213 | 966 | 2000056537222 | Tariff 275 |  | 0.803 | 23.62 | 1.09 | 1.09 | 0 | 1941.93 | 0.05 | 0.05
Y06 | 2000056521960 | Z06 | 2000056522003 | Tariff 276 |  | 0.869 | 17.13 | 1.37 | 1.37 | 0 | 391.55 | 0.05 | 0.05
Y26 | 2000056839896 | Z26 | 2000056839901 | Tariff 277 | 1 | 0.205 | 2985.48 | 1.12 | 1.12 | 0 | 703.65 | 0.05 | 0.05
897 | 2000060018140 | 933 | 2000060018150 | Tariff 279 |  | 0.804 | 37.06 | 1.62 | 1.62 | 0 | 1132.5 | 0.05 | 0.05
767 | 2000056535670 | 467 | 2000056535740 | Tariff 280 |  | 0 | 5.84 | 1.16 | 1.16 | 0 | 875.63 | 0.05 | 0.05
768 | 2000056345452 | 468 | 2000056345461 | Tariff 283 |  | 0 | 35.62 | 0.84 | 0.84 | 0 | 1246.81 | 0.05 | 0.05
Y07 | 2000056520910 | Z07 | 2000056520957 | Tariff 284 |  | 0.865 | 17.13 | 1.36 | 1.36 | 0 | 391.55 | 0.05 | 0.05
Y27 | 2000056860080 | Z27 | 2000056860090 | Tariff 286 |  | 0.998 | 28.53 | 0.92 | 0.92 | 0 | 1141.04 | 0.05 | 0.05
769 | 2000056495496, 2000056496295 | 984 | 2000056495501, 2000056496300 | Tariff 291 |  | 0.221 | 5.76 | 0.91 | 0.91 | 0 | 402.93 | 0.05 | 0.05
Y08 | 2000056865497 | Z08 | 2000056865479 | Tariff 292 |  | 0 | 28.12 | 0.92 | 0.92 | 0 | 1022.64 | 0.05 | 0.05
771 | 2000056477646 | 951 | 2000056477682 | Tariff 293 |  | 0.224 | 8.79 | 1.03 | 1.03 | 0 | 703.38 | 0.05 | 0.05
7490 | 7490 | 7491 | 7491 | Tariff 294 |  | 0 | 25.63 | 0.87 | 0.87 | 0 | 1025.13 | 0.05 | 0.05
7496 | 7496 | 7497 | 7497 | Tariff 295 |  | 0 | 54.98 | 0.79 | 0.79 | 0 | 2314.51 | 0.05 | 0.05
Y10 | 2000056474868 | Z10 | 2000056474877 | Tariff 296 |  | 0 | 34.14 | 1.18 | 1.18 | 0 | 3785.41 | 0.05 | 0.05
774 | 2000056474380 | 644 | 2000056474399 | Tariff 300 |  | 0 | 2.03 | 1.48 | 1.48 | 0 | 406.65 | 0.05 | 0.05
Y11 | 2000056631430 | Z11 | 2000056631440 | Tariff 301 |  | 0 | 2.03 | 1.45 | 1.45 | 0 | 406.65 | 0.05 | 0.05
733 | 2000056705135 | 744 | 2000056705144 | Tariff 304 |  | 0 | 63.29 | 1.67 | 1.67 | 0 | 2876.45 | 0.05 | 0.05
775 | 2000056366860 | 986 | 2000056366930 | Tariff 305 |  | 0 | 13.96 | 1.43 | 1.43 | 0 | 698.21 | 0.05 | 0.05
Y12 | 2000056623634, 2000056638213 |  |  | Tariff 306 | 2 | 0.243 | 33347.78 | 1.33 | 1.33 | 0 | 0 | 0 | 0
776 | 2000056563570 | 976 | 2000056563589 | Tariff 311 |  | 0.78 | 44.26 | 0.78 | 0.78 | 0 | 667.91 | 0.05 | 0.05
Y13 | 2000056866037 | Z13 | 2000056866046 | Tariff 312 | 1 | 0.599 | 2996.12 | 0.81 | 0.81 | 0 | 364.09 | 0.05 | 0.05
Y14 | 2000056848135 | Z14 | 2000056848144 | Tariff 316 | 1 | 0 | 2983.49 | 1.4 | 1.4 | 0 | 1044.23 | 0.05 | 0.05
Y15 | 2000056774592 | Z15 | 2000056774608 | Tariff 320 |  | 0.221 | 8.44 | 0.84 | 0.84 | 0 | 703.73 | 0.05 | 0.05
Y16 | 2000056647928 | Z16 | 2000056647946 | Tariff 322 | 1 | 0 | 2979.58 | 1.54 | 1.54 | 0 | 418.79 | 0.05 | 0.05
Y17 | 2000056456743 | Z17 | 2000056456850 | Tariff 329 |  | 0 | 37.15 | 0.79 | 0.79 | 0 | 371.53 | 0.05 | 0.05
Y18 | 2000056872183 | Z18 | 2000056872305 | Tariff 331 |  | 0 | 17.1 | 0.77 | 0.77 | 0 | 1710.4 | 0.05 | 0.05
838 | 2000056479129 | 638 | 2000056479138 | Tariff 339 |  | 0 | 62.22 | 0.97 | 0.97 | 0 | 2705.26 | 0.05 | 0.05
843 | 2000056465942 | 643 | 2000056465970 | Tariff 340 |  | 0 | 5.61 | 0.99 | 0.99 | 0 | 429.71 | 0.05 | 0.05
871 | 2000056504928 | 981 | 2000056504937 | Tariff 341 |  | 0 | 9.97 | 0.91 | 0.91 | 0 | 398.72 | 0.05 | 0.05
879 | 2000056522323 | 988 | 2000056522332 | Tariff 342 |  | 0 | 14.56 | 1.1 | 1.1 | 0 | 926.31 | 0.05 | 0.05
887 | 2000056527544 | 992 | 2000056527562 | Tariff 343 |  | 0.224 | 45.7 | 2.43 | 2.43 | 0 | 9749.03 | 0.05 | 0.05
900 | 2000056873470 | 950 | 2000056873498 | Tariff 344 |  | 0.183 | 12.2 | 0.79 | 0.79 | 0 | 976.29 | 0.05 | 0.05
Y20 | 2000056873512 | Z20 | 2000056873530 | Tariff 346 |  | 0.779 | 32.35 | 1.4 | 1.4 | 0 | 1347.98 | 0.05 | 0.05
Y21 | 2000056644670 | Z21 | 2000056644680 | Tariff 347 |  | 0 | 4.45 | 1.24 | 1.24 | 0 | 274.24 | 0.05 | 0.05
Y31 | 2000056774788 | Z31 | 2000056774797 | Tariff 348 | 1 | 0 | 2986.68 | 1.43 | 1.43 | 0 | 2567.27 | 0.05 | 0.05
Y32 | 2000057382881 | Z32 | 2000057382890 | Tariff 354 |  | 0 | 4.46 | 1.84 | 1.84 | 0 | 343.31 | 0.05 | 0.05
Y38 | 2000057829816 | Z36 | 2000057829825 | Tariff 356 |  | 0 | 60.91 | 2.51 | 2.51 | 0 | 2436.29 | 0.05 | 0.05
7372 | 7372 | 7373 | 7373 | Tariff 365 |  | 0 | 36.16 | 0.84 | 0.84 | 0 | 803.46 | 0.05 | 0.05
Y22 | 2000056721085 | Z22 | 2000056721128 | Tariff 374 |  | 0 | 16.71 | 0.91 | 0.91 | 0 | 401.15 | 0.05 | 0.05
Y23 | 2000056873489 | Z23 | 2000056873503 | Tariff 379 |  | 0.183 | 98.85 | 0.79 | 0.79 | 0 | 98.85 | 0.05 | 0.05
Y33 | 2000056970234 | Z33 | 2000056970243 | Tariff 381 |  | 1.215 | 17.28 | 0.91 | 0.91 | 0 | 415.7 | 0.05 | 0.05
7459 | 7459 | 7460 | 7460 | Tariff 385 |  | 0 | 448.16 | 1.14 | 1.14 | 0 | 448.16 | 0.05 | 0.05
Y24 | 2000056879230 | Z24 | 2000056879240 | Tariff 391 |  | 0 | 2.61 | 1.54 | 1.54 | 0 | 288.16 | 0.05 | 0.05
Y25 | 2000056873521 | Z25 | 2000056873540 | Tariff 392 |  | 0.752 | 165.64 | 1.3 | 1.3 | 0 | 165.64 | 0.05 | 0.05
Y34 | 2000057162785 | Z34 | 2000057162794 | Tariff 394 | 3 | 0.227 | 50928.84 | 0.83 | 0.83 | 0 | 398.95 | 0.05 | 0.05
897 | 2000060474248 | 933 | 2000060474257 | Tariff 402 |  | 0 | 396.64 | 1.14 | 1.14 | 0 | 396.64 | 0.05 | 0.05
821 | 2000057983865 | Z37 | 2000057983847 | Tariff 405 |  | 0 | 1922.55 | 0.59 | 0.59 | 0 | 1922.55 | 0.05 | 0.05
Y35 | 2000057082465 | Z35 | 2000057082474 | Tariff 414 |  | 0 | 161.28 | 0.78 | 0.78 | 0 | 256.58 | 0.05 | 0.05
7527 | 7527 | 7528 | 7528 | Tariff 415 |  | 0 | 777.84 | 1.14 | 1.14 | 0 | 777.84 | 0.05 | 0.05
Y28 | 2000057173796 | Z28 | 2000056212186 | Tariff 417 |  | 0.224 | 3.15 | 2.41 | 2.41 | 0 | 455.2 | 0.05 | 0.05
897 |  | 933 |  | Tariff 444 |  | 0 | 384.47 | 0.74 | 0.74 | 0 | 384.47 | 0.05 | 0.05
899 |  | 935 |  | Tariff 445 |  | 0 | 2385.55 | 0.57 | 0.57 | 0 | 2385.55 | 0.05 | 0.05
745 | 2000054784320, 2000054784330 |  |  | Tariff 453 | 4 | 0.222 | 247330.58 | 1.39 | 1.39 | 0 | 0 | 0 | 0
Y37 | 2000057337337 |  |  | Tariff 455 | 4 | 0 | 259467.2 | 1.17 | 1.17 | 0 | 0 | 0 | 0
897 |  |  |  | Tariff 460 | 4 | 0.225 | 215842.88 | 0.52 | 0.52 | 0 | 0 | 0 | 0
897 |  |  |  | Tariff 461 | 4 | 0 | 216550.46 | 0.62 | 0.62 | 0 | 0 | 0 | 0
897 | 2000057906648 | 933 | 2000057906657 | Tariff 462 |  | 0.606 | 2.2 | 1.22 | 1.22 | 0 | 603.04 | 0.05 | 0.05
897 | 2000060019376 | 933 | 2000060019385 | Tariff 463 |  | 0 | 1281.59 | 1.22 | 1.22 | 0 | 1217.09 | 0.05 | 0.05
897 |  | 933 |  | Tariff 467 |  | 0.606 | 53.73 | 1.22 | 1.22 | 0 | 430.38 | 0.05 | 0.05
897 | 2000060556184 | 933 | 2000060556209 | Tariff 469 |  | 0.205 | 5.43 | 1.22 | 1.22 | 0 | 412.44 | 0.05 | 0.05
739 |  |  |  | Tariff 470 | 4 | 0 | 261760.05 | 4.21 | 4.21 | 0 | 0 | 0 | 0
897 |  | 933 |  | Tariff 471 |  | 0 | 2160.72 | 1.11 | 1.11 | 0 | 2160.72 | 0.05 | 0.05
897 | 2000060526677 | 933 | 2000060526686 | Tariff 473 |  | 0.606 | 11.66 | 1.22 | 1.22 | 0 | 2506.33 | 0.05 | 0.05
Y36 | 2000056598002, 2000056598085, 2000057489980, 2000057489990 | 933 | 2000060314136 | Tariff 474 | 4 | 0 | 259147.22 | 1.21 | 1.21 | 0 | 0 | 0 | 0
899 |  | 935 |  | Tariff 475 |  | 0 | 40.81 | 1.31 | 1.31 | 0 | 4080.5 | 0.05 | 0.05
897 |  | 933 |  | Tariff 477 |  | 1.236 | 5.28 | 1.22 | 1.22 | 0 | 688.77 | 0.05 | 0.05
739 |  |  |  | Tariff 478 | 2 | 1.467 | 29622.63 | 2.45 | 2.45 | 0 | 0 | 0 | 0
739 |  |  |  | Tariff 479 | 2 | 0 | 32805.9 | 2.88 | 2.88 | 0 | 0 | 0 | 0
770 | 2000057985393 | 610 | 2000057985409 | Tariff 480 |  | 0 | 819.15 | 0.72 | 0.72 | 0 | 819.15 | 0.05 | 0.05
897 | 2000060051333 | 933 | 2000060051342 | Tariff 481 |  | 0 | 885.67 | 1.22 | 1.22 | 0 | 841.49 | 0.05 | 0.05
897 | 2000060014536, 2000060068504 |  |  | Tariff 482 | 3 | 1.467 | 56922.18 | 2.84 | 2.84 | 0 | 0 | 0 | 0
897 | 2000060085722 | 933 | 2000060085731 | Tariff 483 |  | 0 | 1602.14 | 1.22 | 1.22 | 0 | 8010.7 | 0.05 | 0.05
Y39 | 2000056872582 | Z38 | 2000056872607 | Tariff 484 |  | 0 | 0.19 | 1.14 | 1.14 | 0 | 15.32 | 0.05 | 0.05
Y40 | 2000060045056 | Z39 | 2000060045126 | Tariff 485 |  | 0 | 0.19 | 1.14 | 1.14 | 0 | 17.92 | 0.05 | 0.05
897 |  | 933 |  | Tariff 489 |  | 0 | 42.64 | 1.92 | 1.92 | 0 | 3069.91 | 0.05 | 0.05
897 | 2000060144110 | 933 | 2000060144129 | Tariff 490 |  | 0.223 | 3.89 | 1.22 | 1.22 | 0 | 2915.2 | 0.05 | 0.05
899 | 2000060138082 | 935 | 2000060138091 | Tariff 491 |  | 0 | 10803.07 | 1.14 | 1.14 | 0 | 21606.14 | 0.05 | 0.05
897 | 2000060129343 | 933 | 2000060129352 | Tariff 492 |  | 0 | 10.65 | 1.82 | 1.82 | 0 | 809.16 | 0.05 | 0.05
897 | 2000060127114 | 933 | 2000060127123 | Tariff 493 |  | 0 | 339.66 | 1.22 | 1.22 | 0 | 339.66 | 0.05 | 0.05

## Annex 2a Import
Note: The list of MPANs / MSIDs provided may be incomplete; the DNO reserves the right to apply the listed charges to any other MPANs / MSIDs associated with the site. Note: This table is automatically populated based on the content of the tab entitled 'Annex 2 EHV Charges'. The timebands are as shown in Annex 2.
Southern Electric Power Distribution plc - Effective from 1 April 2024 - Final EDCM import charges
Import LLFC | Import MPANs/MSIDs | Name | Import Super Red unit charge (p/kWh) | Import fixed charge (p/day) | Import capacity charge (p/kVA/day) | Import exceeded capacity charge (p/kVA/day)
700 | 2000027373741 | Tariff 001 | 1.19 | 261400.76 | 1.42 | 1.42
701 | 2000027366674 | Tariff 002 | 0.631 | 64304.73 | 2.02 | 2.02
702 | 2000027342238 | Tariff 003 | 0.257 | 40946.55 | 1.32 | 1.32
704 | 2000027343640 | Tariff 004 | 0 | 3.21 | 0.86 | 0.86
706 | 2000027419271 | Tariff 005 | 0.814 | 15.35 | 0.86 | 0.86
707 | 2000027427398 | Tariff 006 | 1.289 | 50677.14 | 1.61 | 1.61
708 | 2000052675995 | Tariff 007 | 0 | 43072.77 | 1.61 | 1.61
709 | 2000054624149 | Tariff 008 | 1.344 | 33332.33 | 2.02 | 2.02
710 | 2000027387210, 2000054817604, 2000055899218 | Tariff 009 | 0 | 254730.67 | 0.86 | 0.86
711 | 2000027852497 | Tariff 010 | 0 | 44248.49 | 2.48 | 2.48
712 | 2000055085297 | Tariff 011 | 0.855 | 56967.04 | 1.6 | 1.6
713 | 2000055085302 | Tariff 012 | 0.842 | 15968.94 | 1.63 | 1.63
714 | 2000027366665 | Tariff 013 | 1.359 | 239898.79 | 1.93 | 1.93
715 | 2000051063430 | Tariff 014 | 0.614 | 32817.79 | 4.5 | 4.5
716 | 2000027366762 | Tariff 015 | 0 | 3110.61 | 3.66 | 3.66
717 | 2000027373403 | Tariff 016 | 0.867 | 3110.61 | 2.48 | 2.48
718 | 2000050571060 | Tariff 017 | 0.882 | 51345.89 | 1.31 | 1.31
719 | 2000027419449 | Tariff 018 | 1.56 | 3110.61 | 1.55 | 1.55
800 | 2000050277851 | Tariff 019 | 0.898 | 51744.79 | 1.39 | 1.39
801 | 2000050393707 | Tariff 020 | 0 | 51744.79 | 1.15 | 1.15
802 | 2000027366841 | Tariff 021 | 0.482 | 3305.72 | 2.71 | 2.71
803 | 2000050277513 | Tariff 022 | 0 | 4372.41 | 1.56 | 1.56
817 | 2000050481327 | Tariff 023 | 0 | 1046.59 | 1.63 | 1.63
837 | 2000050481309 | Tariff 024 | 0 | 1046.59 | 2.45 | 2.45
804 | 2000050275631, 2000056717878, 2000056717887 | Tariff 025 | 0 | 52312.35 | 1.61 | 1.61
805 | 2000027474820 | Tariff 026 | 0 | 3324.73 | 1.19 | 1.19
806 | 2000027454188 | Tariff 027 | 0 | 33665.52 | 2.16 | 2.16
807 | 2000027454452 | Tariff 028 | 0 | 3544.52 | 1.47 | 1.47
808 | 2000052503790 | Tariff 029 | 0.633 | 51744.79 | 1.7 | 1.7
809 | 2000027297816 | Tariff 030 | 0 | 33178.75 | 0.69 | 0.69
810 | 2000050467030 | Tariff 031 | 0 | 33565.79 | 0.87 | 0.87
811 | 2000051063927 | Tariff 032 | 0 | 33202.18 | 4.16 | 4.16
812 | 2000027339192 | Tariff 033 | 0.219 | 2979.93 | 1.83 | 1.83
812 | 2000050544330 | Tariff 034 | 0 | 2.97 | 1.63 | 1.63
813 | 2000055209191, 2000055209207, 2000055209216, 2000055209225, 2000055209234, 2000055209252, 2000055209243, 2000057677472, 2000057682445, | Tariff 035 | 0 | 58979.46 | 3.34 | 3.34
814 | 2000027340036 | Tariff 036 | 0.245 | 3413.01 | 0.84 | 0.84
815 | 2000027454648 | Tariff 037 | 0 | 54373.76 | 1.38 | 1.38
816 | 2000027306995 | Tariff 038 | 0 | 33240.59 | 2.72 | 2.72
818 | 2000050277160 | Tariff 039 | 0 | 308790.99 | 3.6 | 3.6
819 | 2000027466068 | Tariff 040 | 0 | 3114.71 | 2.36 | 2.36
7174 | 7174 | Tariff 041 | 0 | 3244.82 | 0.79 | 0.79
823 | 2000053759147 | Tariff 043 | 0 | 3221.21 | 1.18 | 1.18
824 | 2000027366498 | Tariff 044 | 1.417 | 63492.47 | 2.36 | 2.36
825 | 2000027323866 | Tariff 045 | 0 | 59113.29 | 2 | 2
826 | 2000027318634 | Tariff 046 | 0 | 42068.23 | 1.54 | 1.54
827 | 2000052503805 | Tariff 047 | 0.492 | 51744.79 | 1.78 | 1.78
829 | 2000050275552 | Tariff 049 | 0 | 245486.14 | 1.45 | 1.45
820 | 2000052993042 | Tariff 050 | 0.822 | 319.58 | 1.11 | 1.11
830 | 2000050277986 | Tariff 051 | 0 | 274406.52 | 1.04 | 1.04
854 | 2000052369584 | Tariff 052 | 0 | 273698.27 | 2 | 2
835 | 2000050275543 | Tariff 053 | 0 | 242784.61 | 1.47 | 1.47
836 | 2000051425787 | Tariff 054 | 0 | 33644.79 | 3.05 | 3.05
4033 | 4033 | Tariff 055 | 0 | 2977.19 | 1.9 | 1.9
4548 | 4548 | Tariff 056 | 0 | 2977 | 1.1 | 1.1
839 | 2000053874062 | Tariff 057 | 0 | 3.05 | 1.26 | 1.26
505 | 2000053874105 | Tariff 058 | 0 | 4.57 | 0.99 | 0.99
840 | 2000051011929 | Tariff 059 | 0 | 28.1 | 0.76 | 0.76
7393 | 7393 | Tariff 060 | 0.899 | 2980.28 | 0.86 | 0.86
7394 | 7394 | Tariff 061 | 0 | 2979.46 | 0.87 | 0.87
844 | 2000027491213 | Tariff 062 | 0 | 25.86 | 0.76 | 0.76
844 | 2000050044320 | Tariff 063 | 0 | 9.42 | 0.76 | 0.76
844 | 2000052468930 | Tariff 064 | 0 | 2.44 | 0.76 | 0.76
845 | 2000050437959 | Tariff 065 | 0 | 38171.22 | 2.49 | 2.49
846 | 2000050552457 | Tariff 066 | 1.267 | 2989.21 | 0.76 | 0.76
847 | 2000050662007 | Tariff 067 | 0 | 3003.75 | 0.91 | 0.91
849 | 2000052866920 | Tariff 068 | 0 | 38971.83 | 3.34 | 3.34
851 | 2000051336018 | Tariff 069 | 0 | 33907.88 | 1.64 | 1.64
853 | 2000052659600 | Tariff 070 | 0 | 3292.02 | 0.76 | 0.76
855 | 2000050276556 | Tariff 071 | 0.57 | 33097.96 | 1.38 | 1.38
856 | 2000054315483 | Tariff 072 | 0 | 51177.24 | 1.33 | 1.33
857 | 2000054359392 | Tariff 073 | 0 | 32859.17 | 1.83 | 1.83
858 | 2000051445019 | Tariff 074 | 0.245 | 5.13 | 0.94 | 0.94
859 | 2000054431783 | Tariff 075 | 0 | 2993.05 | 0.76 | 0.76
860 | 2000054674344 | Tariff 076 | 0 | 3275.58 | 1.21 | 1.21
7303 | 7303 | Tariff 077 | 0.211 | 50609.68 | 4 | 4
863 | 2000055109274 | Tariff 078 | 0 | 2977.78 | 3.4 | 3.4
852 | 2000055132440 | Tariff 079 | 0 | 4.05 | 1.06 | 1.06
862 | 2000055138985 | Tariff 080 | 0 | 1.63 | 1.65 | 1.65
864 | 2000055125815 | Tariff 081 | 0.223 | 8.99 | 1.43 | 1.43
865 | 2000055125842 | Tariff 082 | 0.224 | 3.92 | 1.81 | 1.81
866 | 2000055213940 | Tariff 083 | 0.224 | 2978.83 | 2.01 | 2.01
861 | 2000055029502 | Tariff 084 | 0 | 239096.86 | 1.99 | 1.99
861 | 2000055029511 | Tariff 085 | 0 | 133.65 | 1.99 | 1.99
861 | 2000055029520 | Tariff 086 | 0 | 133.65 | 1.38 | 1.38
861 | 2000055029530 | Tariff 087 | 0 | 133.65 | 1.57 | 1.57
861 | 2000055029549 | Tariff 088 | 0 | 133.65 | 1.54 | 1.54
861 | 2000055029558 | Tariff 089 | 0 | 133.65 | 1.45 | 1.45
7096 | 7096 | Tariff 090 | 0 | 242069.28 | 1.91 | 1.91
7098 | 7098 | Tariff 092 | 0 | 238975.09 | 1.88 | 1.88
7097 | 7097 | Tariff 093 | 0 | 266011.28 | 1.78 | 1.78
833 | 2000051300396 | Tariff 095 | 0 | 249685.22 | 1.5 | 1.5
867 | 2000055426205 | Tariff 096 | 0 | 5.93 | 1.22 | 1.22
868 | 2000055426232 | Tariff 097 | 0 | 13.03 | 1.22 | 1.22
7484 | 7484 | Tariff 098 | 0 | 3.87 | 1.49 | 1.49
870 | 2000055580574 | Tariff 099 | 0 | 6.7 | 1.21 | 1.21
872 | 2000055580592 | Tariff 101 | 0 | 9.82 | 1 | 1
873 | 2000055582785 | Tariff 102 | 0.223 | 9.22 | 2.68 | 2.68
874 | 2000055634982 | Tariff 103 | 0 | 6.17 | 1.34 | 1.34
875 | 2000055643198 | Tariff 104 | 0.224 | 4.57 | 2.15 | 2.15
705 | 2000051981890 | Tariff 105 | 0 | 50876.99 | 2.23 | 2.23
876 | 2000055872892 | Tariff 106 | 0.223 | 2982.71 | 1.51 | 1.51
877 | 2000055600255 | Tariff 107 | 0 | 22.66 | 1.02 | 1.02
878 | 2000055600194 | Tariff 108 | 0.218 | 18.31 | 1.07 | 1.07
880 | 2000055918093 | Tariff 110 | 0 | 4.95 | 1.15 | 1.15
881 | 2000055969256 | Tariff 111 | 1.237 | 5.82 | 1.48 | 1.48
882 | 2000055600352 | Tariff 112 | 0 | 5.93 | 1.19 | 1.19
883 | 2000055582767 | Tariff 113 | 0 | 25.11 | 1.22 | 1.22
884 | 2000056041495 | Tariff 114 | 0.606 | 27.42 | 1.1 | 1.1
349 | 2000056041500 | Tariff 115 | 0.603 | 27.42 | 1.25 | 1.25
885 | 2000055916254 | Tariff 116 | 0 | 5.39 | 1.55 | 1.55
886 | 2000055860113 | Tariff 117 | 0.224 | 4.56 | 2.41 | 2.41
888 | 2000055899574 | Tariff 119 | 0.224 | 2980.1 | 1.47 | 1.47
889 | 2000055899529 | Tariff 120 | 0 | 3011.31 | 1.38 | 1.38
890 | 2000056041556 | Tariff 121 | 0 | 69.08 | 1.09 | 1.09
834 | SHP 1 | Tariff 122 | 0 | 244502.37 | 2.24 | 2.24
891 | 2000050363794, 2000056235458 | Tariff 123 | 0 | 35969.06 | 3.03 | 3.03
892 | 2000055582800 | Tariff 124 | 0 | 2979.35 | 2.43 | 2.43
893 | 2000056442147 | Tariff 125 | 0 | 4.45 | 1.24 | 1.24
894 | 2000055894939 | Tariff 126 | 0 | 2.21 | 2 | 2
895 | 2000055630116 | Tariff 127 | 0 | 6.39 | 1.71 | 1.71
896 | 2000055845773 | Tariff 128 | 1.212 | 3.45 | 1.16 | 1.16
720 | 2000055856970 | Tariff 129 | 0 | 9.17 | 3.02 | 3.02
848 | 2000056875315 | Tariff 131 | 0.166 | 3077.56 | 0.79 | 0.79
722 | 2000027480851 | Tariff 132 | 0 | 4524.01 | 0.94 | 0.94
724 | 2000055874997 | Tariff 134 | 0 | 36.73 | 0.76 | 0.76
725 | 2000055996659 | Tariff 135 | 0 | 8.75 | 0.96 | 0.96
726 | 2000055627860 | Tariff 136 | 0.601 | 7.01 | 1.07 | 1.07
727 | 2000055899788 | Tariff 137 | 0.219 | 20.68 | 1.03 | 1.03
831 | 2000055924005 | Tariff 138 | 0 | 29.69 | 1.3 | 1.3
832 | 2000055878690 | Tariff 139 | 0.225 | 5.2 | 3.06 | 3.06
Y00 | 2000056762133 | Tariff 140 | 0.203 | 16.05 | 0.9 | 0.9
850 | 2000055901285 | Tariff 143 | 0 | 14.67 | 0.9 | 0.9
661 | 2000055901346 | Tariff 144 | 0 | 9.22 | 1.01 | 1.01
662 | 2000055899389 | Tariff 146 | 0.225 | 11.05 | 1.52 | 1.52
452 | 2000056479100 | Tariff 147 | 0.205 | 33.75 | 1.15 | 1.15
663 | 2000055858718 | Tariff 148 | 0.225 | 5.47 | 1.39 | 1.39
Y29 | 2000056951250 | Tariff 149 | 0 | 4139.59 | 0.85 | 0.85
458 | 2000056277271 | Tariff 151 | 0 | 17.35 | 1.43 | 1.43
596 | 2000056113290 | Tariff 152 | 0.81 | 5.93 | 1.25 | 1.25
597 | 2000056188505 | Tariff 153 | 0 | 6.52 | 1.42 | 1.42
665 | 2000055924023 | Tariff 154 | 0 | 28.44 | 1.39 | 1.39
598 | 2000056127229 | Tariff 155 | 0.208 | 9.67 | 2.2 | 2.2
459 | 2000056455252 | Tariff 156 | 0.223 | 8.69 | 1.14 | 1.14
599 | 2000056021300 | Tariff 158 | 0.224 | 69.63 | 1.3 | 1.3
666 | 2000055815004 | Tariff 160 | 0.222 | 38.42 | 1.17 | 1.17
460 | 2000056244977 | Tariff 161 | 0.215 | 15.57 | 0.85 | 0.85
650 | 2000056148799 | Tariff 162 | 0.61 | 11.49 | 2.13 | 2.13
651 | 2000056082126 | Tariff 164 | 1.267 | 2.22 | 5.14 | 5.14
652 | 2000056194252 | Tariff 165 | 0 | 20.95 | 0.95 | 0.95
667 | 2000055881610 | Tariff 167 | 1.26 | 13.58 | 1.45 | 1.45
465 | 2000056474803 | Tariff 168 | 0 | 17.23 | 0.94 | 0.94
653 | 2000056179477 | Tariff 169 | 0.801 | 11.81 | 1.12 | 1.12
654 | 2000056205295 | Tariff 170 | 0.221 | 10.78 | 1.2 | 1.2
656 | 2000056199942 | Tariff 171 | 0.223 | 7.06 | 1.35 | 1.35
664 | 2000056063709 | Tariff 173 | 0 | 32.23 | 0.97 | 0.97
524 | 2000056300470 | Tariff 174 | 0 | 2.4 | 1.73 | 1.73
675 | 2000055907808 | Tariff 175 | 0.808 | 3.57 | 1.78 | 1.78
676 | 2000055904773 | Tariff 176 | 0 | 6.59 | 1.43 | 1.43
681 | 2000055926119 | Tariff 177 | 0.23 | 36.3 | 0.84 | 0.84
668 | 2000056199766 | Tariff 178 | 0.223 | 3014.16 | 0.8 | 0.8
670 | 2000056222885 | Tariff 179 | 0.599 | 11.87 | 0.97 | 0.97
671 | 2000056002307 | Tariff 180 | 0 | 2995.42 | 1.42 | 1.42
677 | 2000055904791 | Tariff 181 | 0 | 8.86 | 0.87 | 0.87
678 | 2000055916272 | Tariff 182 | 1.163 | 9.82 | 1.19 | 1.19
679 | 2000055891167 | Tariff 184 | 0.611 | 18.36 | 1.33 | 1.33
672 | 2000056147378 | Tariff 185 | 0 | 7.88 | 4.16 | 4.16
680 | 2000055908537 | Tariff 186 | 0 | 3.89 | 1.04 | 1.04
674 | 2000056049271 | Tariff 187 | 0 | 3.92 | 1.08 | 1.08
682 | 2000056049305 | Tariff 188 | 0 | 4.11 | 1.09 | 1.09
Y01 | 2000056827906 | Tariff 189 | 0 | 2999.2 | 0.85 | 0.85
683 | 2000056169804 | Tariff 190 | 0.609 | 5.61 | 1.79 | 1.79
684 | 2000056179662 | Tariff 191 | 0 | 2983.86 | 1.44 | 1.44
685 | 2000056107107 | Tariff 192 | 0 | 4.43 | 1.81 | 1.81
686 | 2000056113954 | Tariff 194 | 0.222 | 5.43 | 1.8 | 1.8
687 | 2000056138132 | Tariff 196 | 0.224 | 2978.95 | 1.59 | 1.59
688 | 2000056167913 | Tariff 198 | 0.609 | 0.85 | 2.48 | 2.48
525 | 2000056537756 | Tariff 199 | 0.206 | 26.79 | 1.43 | 1.43
689 | 2000055874960 | Tariff 201 | 0 | 4858.69 | 0.79 | 0.79
690 | 2000056147225 | Tariff 202 | 0 | 7.33 | 1.36 | 1.36
691 | 2000055932200 | Tariff 205 | 0 | 1.2 | 4.15 | 4.15
729 | 2000055373760, 2000055373779, 2000055373788, 2000055373797, 2000055373802, 2000055373811, 2000055373820, 2000055373830, 2000056698230, 2000056698240, 2000056698259, 2000056698268, 2000056698277, 2000056698286, 2000056793498, 2000056793503, 2000058020371 | Tariff 206 | 0.785 | 259443.4 | 2.21 | 2.21
527 | 2000056441375 | Tariff 208 | 0 | 6.51 | 0.92 | 0.92
692 | 2000056204956 | Tariff 209 | 0 | 71.93 | 1.41 | 1.41
528 | 2000056213152 | Tariff 212 | 0 | 9.73 | 1.43 | 1.43
693 | 2000056147396 | Tariff 213 | 0.61 | 1.9 | 2.19 | 2.19
529 | 2000056359669 | Tariff 214 | 0 | 29.32 | 1.42 | 1.42
694 | 2000056202391 | Tariff 215 | 0.801 | 23.13 | 1 | 1
585 | 2000056452109 | Tariff 218 | 0.223 | 10.88 | 1.27 | 1.27
695 | 2000056186400 | Tariff 219 | 0 | 49.92 | 1.08 | 1.08
696 | 2000056166440 | Tariff 220 | 0 | 62.11 | 1.84 | 1.84
Y02 | 2000056792652 | Tariff 222 | 0 | 3.19 | 0.76 | 0.76
595 | 2000056384832 | Tariff 225 | 0 | 2998.57 | 0.89 | 0.89
655 | 2000056536112 | Tariff 227 | 0 | 15.38 | 1.21 | 1.21
657 | 2000056456256 | Tariff 228 | 0 | 37.15 | 0.79 | 0.79
659 | 2000056439998 | Tariff 229 | 0 | 5.74 | 0.99 | 0.99
660 | 2000056420339 | Tariff 230 | 0.791 | 10.32 | 1.41 | 1.41
697 | 2000056202416 | Tariff 233 | 0 | 13.48 | 2.35 | 2.35
897 | 2000060046760 | Tariff 234 | 0 | 97.48 | 1.14 | 1.14
669 | 2000056532456 | Tariff 235 | 0.222 | 2994.04 | 0.88 | 0.88
7311 | 7311 | Tariff 238 | 0.684 | 108.74 | 0.92 | 0.92
698 | 2000056199613 | Tariff 240 | 0 | 123.62 | 0.8 | 0.8
699 | 2000056191526 | Tariff 244 | 0 | 42.42 | 2.37 | 2.37
703 | 2000056580947, 2000056580956 | Tariff 246 | 0 | 107990.9 | 1.09 | 1.09
730 | 2000056058754 | Tariff 247 | 0 | 2.97 | 2.87 | 2.87
731 | 2000056151106 | Tariff 248 | 0 | 3027.88 | 0.95 | 0.95
732 | 2000056098818 | Tariff 249 | 0 | 2.62 | 1 | 1
673 | 2000056551324 | Tariff 250 | 0 | 35.55 | 1.72 | 1.72
721 | 2000056562292 | Tariff 251 | 0 | 659.18 | 0.79 | 0.79
728 | 2000056194191 | Tariff 252 | 0.224 | 6.14 | 1.89 | 1.89
901 | 2000056139215 | Tariff 253 | 0.612 | 13.44 | 4.2 | 4.2
904 | 2000056219952 | Tariff 254 | 0 | 374.83 | 1.46 | 1.46
905 | 2000056200010 | Tariff 255 | 0.808 | 4.93 | 1.76 | 1.76
906 | 2000056138977 | Tariff 256 | 0 | 3.93 | 1.23 | 1.23
907 | 2000056212033 | Tariff 257 | 0 | 60.97 | 0.82 | 0.82
908 | 2000056139395 | Tariff 258 | 1.249 | 27.43 | 1.6 | 1.6
723 | 2000056530788 | Tariff 260 | 0 | 171.37 | 0.98 | 0.98
765 | 2000056469176 | Tariff 262 | 1.126 | 25.63 | 0.87 | 0.87
Y03 | 2000056842124 | Tariff 264 | 0.225 | 3.04 | 2.52 | 2.52
7492 | 7492 | Tariff 265 | 0.811 | 18.02 | 0.85 | 0.85
746 | 2000056488513 | Tariff 269 | 0 | 1.54 | 1.1 | 1.1
Y05 | 2000056866055 | Tariff 270 | 0 | 10.88 | 0.91 | 0.91
766 | 2000056537213 | Tariff 275 | 0.803 | 23.62 | 1.09 | 1.09
Y06 | 2000056521960 | Tariff 276 | 0.869 | 17.13 | 1.37 | 1.37
Y26 | 2000056839896 | Tariff 277 | 0.205 | 2985.48 | 1.12 | 1.12
897 | 2000060018140 | Tariff 279 | 0.804 | 37.06 | 1.62 | 1.62
767 | 2000056535670 | Tariff 280 | 0 | 5.84 | 1.16 | 1.16
768 | 2000056345452 | Tariff 283 | 0 | 35.62 | 0.84 | 0.84
Y07 | 2000056520910 | Tariff 284 | 0.865 | 17.13 | 1.36 | 1.36
Y27 | 2000056860080 | Tariff 286 | 0.998 | 28.53 | 0.92 | 0.92
769 | 2000056495496, 2000056496295 | Tariff 291 | 0.221 | 5.76 | 0.91 | 0.91
Y08 | 2000056865497 | Tariff 292 | 0 | 28.12 | 0.92 | 0.92
771 | 2000056477646 | Tariff 293 | 0.224 | 8.79 | 1.03 | 1.03
7490 | 7490 | Tariff 294 | 0 | 25.63 | 0.87 | 0.87
7496 | 7496 | Tariff 295 | 0 | 54.98 | 0.79 | 0.79
Y10 | 2000056474868 | Tariff 296 | 0 | 34.14 | 1.18 | 1.18
774 | 2000056474380 | Tariff 300 | 0 | 2.03 | 1.48 | 1.48
Y11 | 2000056631430 | Tariff 301 | 0 | 2.03 | 1.45 | 1.45
733 | 2000056705135 | Tariff 304 | 0 | 63.29 | 1.67 | 1.67
775 | 2000056366860 | Tariff 305 | 0 | 13.96 | 1.43 | 1.43
Y12 | 2000056623634, 2000056638213 | Tariff 306 | 0.243 | 33347.78 | 1.33 | 1.33
776 | 2000056563570 | Tariff 311 | 0.78 | 44.26 | 0.78 | 0.78
Y13 | 2000056866037 | Tariff 312 | 0.599 | 2996.12 | 0.81 | 0.81
Y14 | 2000056848135 | Tariff 316 | 0 | 2983.49 | 1.4 | 1.4
Y15 | 2000056774592 | Tariff 320 | 0.221 | 8.44 | 0.84 | 0.84
Y16 | 2000056647928 | Tariff 322 | 0 | 2979.58 | 1.54 | 1.54
Y17 | 2000056456743 | Tariff 329 | 0 | 37.15 | 0.79 | 0.79
Y18 | 2000056872183 | Tariff 331 | 0 | 17.1 | 0.77 | 0.77
838 | 2000056479129 | Tariff 339 | 0 | 62.22 | 0.97 | 0.97
843 | 2000056465942 | Tariff 340 | 0 | 5.61 | 0.99 | 0.99
871 | 2000056504928 | Tariff 341 | 0 | 9.97 | 0.91 | 0.91
879 | 2000056522323 | Tariff 342 | 0 | 14.56 | 1.1 | 1.1
887 | 2000056527544 | Tariff 343 | 0.224 | 45.7 | 2.43 | 2.43
900 | 2000056873470 | Tariff 344 | 0.183 | 12.2 | 0.79 | 0.79
Y20 | 2000056873512 | Tariff 346 | 0.779 | 32.35 | 1.4 | 1.4
Y21 | 2000056644670 | Tariff 347 | 0 | 4.45 | 1.24 | 1.24
Y31 | 2000056774788 | Tariff 348 | 0 | 2986.68 | 1.43 | 1.43
Y32 | 2000057382881 | Tariff 354 | 0 | 4.46 | 1.84 | 1.84
Y38 | 2000057829816 | Tariff 356 | 0 | 60.91 | 2.51 | 2.51
7372 | 7372 | Tariff 365 | 0 | 36.16 | 0.84 | 0.84
Y22 | 2000056721085 | Tariff 374 | 0 | 16.71 | 0.91 | 0.91
Y23 | 2000056873489 | Tariff 379 | 0.183 | 98.85 | 0.79 | 0.79
Y33 | 2000056970234 | Tariff 381 | 1.215 | 17.28 | 0.91 | 0.91
7459 | 7459 | Tariff 385 | 0 | 448.16 | 1.14 | 1.14
Y24 | 2000056879230 | Tariff 391 | 0 | 2.61 | 1.54 | 1.54
Y25 | 2000056873521 | Tariff 392 | 0.752 | 165.64 | 1.3 | 1.3
Y34 | 2000057162785 | Tariff 394 | 0.227 | 50928.84 | 0.83 | 0.83
897 | 2000060474248 | Tariff 402 | 0 | 396.64 | 1.14 | 1.14
821 | 2000057983865 | Tariff 405 | 0 | 1922.55 | 0.59 | 0.59
Y35 | 2000057082465 | Tariff 414 | 0 | 161.28 | 0.78 | 0.78
7527 | 7527 | Tariff 415 | 0 | 777.84 | 1.14 | 1.14
Y28 | 2000057173796 | Tariff 417 | 0.224 | 3.15 | 2.41 | 2.41
897 |  | Tariff 444 | 0 | 384.47 | 0.74 | 0.74
899 |  | Tariff 445 | 0 | 2385.55 | 0.57 | 0.57
745 | 2000054784320, 2000054784330 | Tariff 453 | 0.222 | 247330.58 | 1.39 | 1.39
Y37 | 2000057337337 | Tariff 455 | 0 | 259467.2 | 1.17 | 1.17
897 |  | Tariff 460 | 0.225 | 215842.88 | 0.52 | 0.52
897 |  | Tariff 461 | 0 | 216550.46 | 0.62 | 0.62
897 | 2000057906648 | Tariff 462 | 0.606 | 2.2 | 1.22 | 1.22
897 | 2000060019376 | Tariff 463 | 0 | 1281.59 | 1.22 | 1.22
897 |  | Tariff 467 | 0.606 | 53.73 | 1.22 | 1.22
897 | 2000060556184 | Tariff 469 | 0.205 | 5.43 | 1.22 | 1.22
739 |  | Tariff 470 | 0 | 261760.05 | 4.21 | 4.21
897 |  | Tariff 471 | 0 | 2160.72 | 1.11 | 1.11
897 | 2000060526677 | Tariff 473 | 0.606 | 11.66 | 1.22 | 1.22
Y36 | 2000056598002, 2000056598085, 2000057489980, 2000057489990 | Tariff 474 | 0 | 259147.22 | 1.21 | 1.21
899 |  | Tariff 475 | 0 | 40.81 | 1.31 | 1.31
897 |  | Tariff 477 | 1.236 | 5.28 | 1.22 | 1.22
739 |  | Tariff 478 | 1.467 | 29622.63 | 2.45 | 2.45
739 |  | Tariff 479 | 0 | 32805.9 | 2.88 | 2.88
770 | 2000057985393 | Tariff 480 | 0 | 819.15 | 0.72 | 0.72
897 | 2000060051333 | Tariff 481 | 0 | 885.67 | 1.22 | 1.22
897 | 2000060014536, 2000060068504 | Tariff 482 | 1.467 | 56922.18 | 2.84 | 2.84
897 | 2000060085722 | Tariff 483 | 0 | 1602.14 | 1.22 | 1.22
Y39 | 2000056872582 | Tariff 484 | 0 | 0.19 | 1.14 | 1.14
Y40 | 2000060045056 | Tariff 485 | 0 | 0.19 | 1.14 | 1.14
897 |  | Tariff 489 | 0 | 42.64 | 1.92 | 1.92
897 | 2000060144110 | Tariff 490 | 0.223 | 3.89 | 1.22 | 1.22
899 | 2000060138082 | Tariff 491 | 0 | 10803.07 | 1.14 | 1.14
897 | 2000060129343 | Tariff 492 | 0 | 10.65 | 1.82 | 1.82
897 | 2000060127114 | Tariff 493 | 0 | 339.66 | 1.22 | 1.22

## Annex 2b Export
Note: The list of MPANs / MSIDs provided may be incomplete; the DNO reserves the right to apply the listed charges to any other MPANs / MSIDs associated with the site. Note: This table is automatically populated based on the content of the tab entitled 'Annex 2 EHV Charges'. The timebands are as shown in Annex 2.
Southern Electric Power Distribution plc - Effective from 1 April 2024 - Final EDCM export charges
Export LLFC | Export MPANs/MSIDs | Name | Export Super Red unit charge (p/kWh) | Export fixed charge (p/day) | Export capacity charge (p/kVA/day) | Export exceeded capacity charge (p/kVA/day)
734 | 2000050928900 | Tariff 004 | 0 | 440.82 | 0.05 | 0.05
736 | 2000050932127 | Tariff 005 | 0 | 706.31 | 0.05 | 0.05
737 | 2000050935800 | Tariff 006 | 0 | 0 | 0 | 0
740 | 2000055899236, 2000055899245, 2000055205806 | Tariff 009 | 0 | 7007.76 | 0.05 | 0.05
738 | 2000051080338 | Tariff 017 | 0 | 0 | 0 | 0
918 | 2000027292534 | Tariff 031 | 0 | 2750.44 | 0.05 | 0.05
929 | 2000054899591 | Tariff 036 | 0 | 678.99 | 0.05 | 0.05
924 | 2000054397290 | Tariff 037 | 0 | 1598.62 | 0.05 | 0.05
937 | 2000050795630 | Tariff 038 | 0 | 887.73 | 0.05 | 0.05
7174 | 7174 | Tariff 041 | 0 | 0 | 0 | 0
923 | 2000053759174 | Tariff 043 | 0 | 2232.4 | 0.05 | 0.05
4032 | 4032 | Tariff 055 | 0 | 11.65 | 0.05 | 0.05
4548 | 4548 | Tariff 056 | 0 | 11.84 | 0.05 | 0.05
925 | 2000053874080 | Tariff 057 | 0 | 426.62 | 0.05 | 0.05
521 | 2000053874123 | Tariff 058 | 0 | 624.59 | 0.05 | 0.05
930 | 2000051034322 | Tariff 059 | 0 | 0 | 0 | 0
7390 | 7390 | Tariff 060 | 0 | 549.57 | 0.05 | 0.05
7391 | 7391 | Tariff 061 | 0 | 551.74 | 0.05 | 0.05
917 | 2000050932697 | Tariff 062 | 0 | 1810 | 0.05 | 0.05
917 | 2000051079954 | Tariff 063 | 0 | 0 | 0 | 0
917 | 2000052231228 | Tariff 064 | 0 | 0 | 0 | 0
927 | 2000050570312 | Tariff 066 | 0 | 216.95 | 0.05 | 0.05
928 | 2000050662016 | Tariff 067 | 0 | 0 | 0 | 0
938 | 2000052659585 | Tariff 070 | 0 | 0 | 0 | 0
921 | 2000051445143 | Tariff 074 | 0 | 544.76 | 0.05 | 0.05
922 | 2000054431792 | Tariff 075 | 0 | 321.85 | 0.05 | 0.05
939 | 2000054674353 | Tariff 076 | 0 | 3318.01 | 0.05 | 0.05
941 | 2000055109283 | Tariff 078 | 0 | 407.87 | 0.05 | 0.05
926 | 2000055132450 | Tariff 079 | 0 | 404.64 | 0.05 | 0.05
940 | 2000055138762 | Tariff 080 | 0 | 407.06 | 0.05 | 0.05
942 | 2000055125824 | Tariff 081 | 0 | 809.27 | 0.05 | 0.05
943 | 2000055125833 | Tariff 082 | 0 | 1176.93 | 0.05 | 0.05
944 | 2000055213969 | Tariff 083 | 0 | 560.61 | 0.05 | 0.05
7081 | 7081 | Tariff 090 | 0 | 0 | 0 | 0
7095 | 7095 | Tariff 091 | 0 | 6732.94 | 0.05 | 0.05
946 | 2000055426214 | Tariff 096 | 0 | 593.37 | 0.05 | 0.05
947 | 2000055426241 | Tariff 097 | 0 | 1303.26 | 0.05 | 0.05
7485 | 7485 | Tariff 098 | 0 | 928.09 | 0.05 | 0.05
949 | 2000055580583 | Tariff 099 | 0 | 938.32 | 0.05 | 0.05
611 | 2000055580608 | Tariff 101 | 0 | 589.48 | 0.05 | 0.05
612 | 2000055582794 | Tariff 102 | 0 | 1843.47 | 0.05 | 0.05
613 | 2000055634991 | Tariff 103 | 0 | 616.9 | 0.05 | 0.05
614 | 2000055643203 | Tariff 104 | 0 | 594.73 | 0.05 | 0.05
615 | 2000055872917 | Tariff 106 | 0 | 1378.86 | 0.05 | 0.05
616 | 2000055600291 | Tariff 107 | 0 | 1064.93 | 0.05 | 0.05
617 | 2000055600200 | Tariff 108 | 0 | 1032.46 | 0.05 | 0.05
619 | 2000055918109 | Tariff 110 | 0 | 594.35 | 0.05 | 0.05
620 | 2000055969265 | Tariff 111 | 0 | 1163.75 | 0.05 | 0.05
621 | 2000055600399 | Tariff 112 | 0 | 593.37 | 0.05 | 0.05
622 | 2000055582776 | Tariff 113 | 0 | 2510.7 | 0.05 | 0.05
623 | 2000056041510 | Tariff 114 | 0 | 4799.24 | 0.05 | 0.05
504 | 2000056041529 | Tariff 115 | 0 | 4799.24 | 0.05 | 0.05
624 | 2000055916263 | Tariff 116 | 0 | 1615.63 | 0.05 | 0.05
625 | 2000055860122 | Tariff 117 | 0 | 362.13 | 0.05 | 0.05
627 | 2000055899583 | Tariff 119 | 0 | 596.17 | 0.05 | 0.05
628 | 2000055899538 | Tariff 120 | 0 | 3297.45 | 0.05 | 0.05
629 | 2000056041565 | Tariff 121 | 0 | 3494.39 | 0.05 | 0.05
914 | SHP 2 | Tariff 122 | 0 | 1649.35 | 0.05 | 0.05
630 | 2000055582819 | Tariff 124 | 0 | 596.92 | 0.05 | 0.05
631 | 2000056442156 | Tariff 125 | 0 | 274.24 | 0.05 | 0.05
632 | 2000055894948 | Tariff 126 | 0 | 597.09 | 0.05 | 0.05
633 | 2000055630125 | Tariff 127 | 0 | 402.3 | 0.05 | 0.05
634 | 2000055845782 | Tariff 128 | 0 | 405.24 | 0.05 | 0.05
635 | 2000055856989 | Tariff 129 | 0 | 2752.36 | 0.05 | 0.05
648 | 2000056875324 | Tariff 131 | 0 | 1264.68 | 0.05 | 0.05
637 |  | Tariff 132 | 0 | 4273.62 | 0.05 | 0.05
639 | 2000055875003 | Tariff 134 | 0 | 2154.55 | 0.05 | 0.05
640 | 2000055996668 | Tariff 135 | 0 | 590.56 | 0.05 | 0.05
641 | 2000055627888 | Tariff 136 | 0 | 401.68 | 0.05 | 0.05
642 | 2000055899797 | Tariff 137 | 0 | 1261.74 | 0.05 | 0.05
645 | 2000055924014 | Tariff 138 | 0 | 2731.84 | 0.05 | 0.05
646 | 2000055878705 | Tariff 139 | 0 | 1333.67 | 0.05 | 0.05
Z00 | 2000056762142 | Tariff 140 | 0 | 1604.97 | 0.05 | 0.05
649 | 2000055901300 | Tariff 143 | 0 | 528.2 | 0.05 | 0.05
911 | 2000055901355 | Tariff 144 | 0 | 590.09 | 0.05 | 0.05
912 | 2000055899398 | Tariff 146 | 0 | 1768.14 | 0.05 | 0.05
952 | 2000056479110 | Tariff 147 | 0 | 2999.76 | 0.05 | 0.05
913 | 2000055858727 | Tariff 148 | 0 | 1203 | 0.05 | 0.05
Z29 | 2000056951269 | Tariff 149 | 0 | 10731.96 | 0.05 | 0.05
958 | 2000056277280 | Tariff 151 | 0 | 581.96 | 0.05 | 0.05
626 | 2000056113323 | Tariff 152 | 0 | 593.37 | 0.05 | 0.05
607 | 2000056212628 | Tariff 153 | 0 | 592.79 | 0.05 | 0.05
915 | 2000055924032 | Tariff 154 | 0 | 1592.58 | 0.05 | 0.05
608 | 2000056127292 | Tariff 155 | 0 | 2147.75 | 0.05 | 0.05
959 | 2000056455270 | Tariff 156 | 0 | 590.62 | 0.05 | 0.05
609 | 2000056021319 | Tariff 158 | 0 | 6962.79 | 0.05 | 0.05
916 | 2000055815013 | Tariff 160 | 0 | 2497.39 | 0.05 | 0.05
960 | 2000056244986 | Tariff 161 | 0 | 583.74 | 0.05 | 0.05
600 | 2000056148804 | Tariff 162 | 0 | 2298.59 | 0.05 | 0.05
601 | 2000056082135 | Tariff 164 | 0 | 775.3 | 0.05 | 0.05
602 | 2000056194261 | Tariff 165 | 0 | 691.22 | 0.05 | 0.05
647 | 2000055881629 | Tariff 167 | 0 | 1607.44 | 0.05 | 0.05
954 | 2000056474812 | Tariff 168 | 0 | 1722.6 | 0.05 | 0.05
603 | 2000056179495 | Tariff 169 | 0 | 1038.96 | 0.05 | 0.05
604 | 2000056205310 | Tariff 170 | 0 | 1675.58 | 0.05 | 0.05
636 | 2000056199951 | Tariff 171 | 0 | 770.45 | 0.05 | 0.05
964 | 2000056063718 | Tariff 173 | 0 | 2337.26 | 0.05 | 0.05
404 | 2000056300489 | Tariff 174 | 0 | 596.91 | 0.05 | 0.05
945 | 2000055907817 | Tariff 175 | 0 | 595.73 | 0.05 | 0.05
936 | 2000055904782 | Tariff 176 | 0 | 592.72 | 0.05 | 0.05
781 | 2000055926128 | Tariff 177 | 0 | 854.08 | 0.05 | 0.05
968 | 2000056199793 | Tariff 178 | 0 | 2154.08 | 0.05 | 0.05
970 | 2000056222894 | Tariff 179 | 0 | 587.44 | 0.05 | 0.05
971 | 2000056002316 | Tariff 180 | 0 | 4061.8 | 0.05 | 0.05
777 | 2000055904807 | Tariff 181 | 0 | 590.45 | 0.05 | 0.05
778 | 2000055916281 | Tariff 182 | 0 | 589.48 | 0.05 | 0.05
779 | 2000055891176 | Tariff 184 | 0 | 1834.33 | 0.05 | 0.05
972 | 2000056147387 | Tariff 185 | 0 | 3502.12 | 0.05 | 0.05
780 | 2000055908546 | Tariff 186 | 0 | 404.8 | 0.05 | 0.05
974 | 2000056049280 | Tariff 187 | 0 | 404.77 | 0.05 | 0.05
782 | 2000056049314 | Tariff 188 | 0 | 404.57 | 0.05 | 0.05
Z01 | 2000056827915 | Tariff 189 | 0 | 386.45 | 0.05 | 0.05
783 | 2000056169822 | Tariff 190 | 0 | 1223.36 | 0.05 | 0.05
784 | 2000056179680 | Tariff 191 | 0 | 645.6 | 0.05 | 0.05
785 | 2000056107125 | Tariff 192 | 0 | 594.87 | 0.05 | 0.05
786 | 2000056113963 | Tariff 194 | 0 | 593.87 | 0.05 | 0.05
787 | 2000056138160 | Tariff 196 | 0 | 597.32 | 0.05 | 0.05
788 | 2000056167922 | Tariff 198 | 0 | 407.84 | 0.05 | 0.05
956 | 2000056537783 | Tariff 199 | 0 | 4733.62 | 0.05 | 0.05
789 | 2000055874979 | Tariff 201 | 0 | 11648.81 | 0.05 | 0.05
790 | 2000056147261 | Tariff 202 | 0 | 1221.64 | 0.05 | 0.05
791 | 2000055932238 | Tariff 205 | 0 | 598.11 | 0.05 | 0.05
962 | 2000056441384 | Tariff 208 | 0 | 705.66 | 0.05 | 0.05
792 | 2000056204965 | Tariff 209 | 0 | 8392.19 | 0.05 | 0.05
618 | 2000056439613 | Tariff 212 | 0 | 2645.36 | 0.05 | 0.05
793 | 2000056147401 | Tariff 213 | 0 | 597.41 | 0.05 | 0.05
989 | 2000056359863 | Tariff 214 | 0 | 4104.41 | 0.05 | 0.05
794 | 2000056202407 | Tariff 215 | 0 | 2168.15 | 0.05 | 0.05
963 | 2000056452118 | Tariff 218 | 0 | 814.15 | 0.05 | 0.05
795 | 2000056186438 | Tariff 219 | 0 | 10255.67 | 0.05 | 0.05
796 | 2000056166469 | Tariff 220 | 0 | 4968.59 | 0.05 | 0.05
Z02 | 2000056792661 | Tariff 222 | 0 | 765.41 | 0.05 | 0.05
980 | 2000056384850 | Tariff 225 | 0 | 713.13 | 0.05 | 0.05
955 | 2000056536121 | Tariff 227 | 0 | 3572.5 | 0.05 | 0.05
957 | 2000056456265 | Tariff 228 | 0 | 371.53 | 0.05 | 0.05
999 | 2000056440006 | Tariff 229 | 0 | 538.41 | 0.05 | 0.05
450 | 2000056420348 | Tariff 230 | 0 | 701.85 | 0.05 | 0.05
797 | 2000056202425 | Tariff 233 | 0 | 1037.28 | 0.05 | 0.05
933 | 2000060046797 | Tariff 234 | 0 | 20276.74 | 0.05 | 0.05
369 | 2000056532483 | Tariff 235 | 0 | 751.52 | 0.05 | 0.05
7310 | 7310 | Tariff 238 | 0 | 1631.09 | 0.05 | 0.05
798 | 2000056199701 | Tariff 240 | 0 | 927.14 | 0.05 | 0.05
799 | 2000056191535 | Tariff 244 | 0 | 12771.78 | 0.05 | 0.05
741 | 2000056058763 | Tariff 247 | 0 | 130.68 | 0.05 | 0.05
742 | 2000056151115 | Tariff 248 | 0 | 82.74 | 0.05 | 0.05
743 | 2000056098827 | Tariff 249 | 0 | 131.03 | 0.05 | 0.05
403 | 2000056551333 | Tariff 250 | 0 | 4265.89 | 0.05 | 0.05
451 | 2000056562317 | Tariff 251 | 0 | 5523.91 | 0.05 | 0.05
978 | 2000056194207 | Tariff 252 | 0 | 2363.35 | 0.05 | 0.05
991 | 2000056139224 | Tariff 253 | 0 | 7616.09 | 0.05 | 0.05
994 | 2000056219980 | Tariff 254 | 0 | 337.34 | 0.05 | 0.05
995 | 2000056200029 | Tariff 255 | 0 | 707.24 | 0.05 | 0.05
996 | 2000056139001 | Tariff 256 | 0 | 708.24 | 0.05 | 0.05
997 | 2000056212042 | Tariff 257 | 0 | 1108.59 | 0.05 | 0.05
998 | 2000056139438 | Tariff 258 | 0 | 11656.29 | 0.05 | 0.05
953 | 2000056530797 | Tariff 260 | 0 | 20779.05 | 0.05 | 0.05
983 | 2000056469185 | Tariff 262 | 0 | 1025.13 | 0.05 | 0.05
Z03 | 2000056842133 | Tariff 264 | 0 | 709.13 | 0.05 | 0.05
7493 | 7493 | Tariff 265 | 0 | 720.88 | 0.05 | 0.05
748 | 2000056488531 | Tariff 269 | 0 | 823.49 | 0.05 | 0.05
Z05 | 2000056866064 | Tariff 270 | 0 | 701.29 | 0.05 | 0.05
966 | 2000056537222 | Tariff 275 | 0 | 1941.93 | 0.05 | 0.05
Z06 | 2000056522003 | Tariff 276 | 0 | 391.55 | 0.05 | 0.05
Z26 | 2000056839901 | Tariff 277 | 0 | 703.65 | 0.05 | 0.05
933 | 2000060018150 | Tariff 279 | 0 | 1132.5 | 0.05 | 0.05
467 | 2000056535740 | Tariff 280 | 0 | 875.63 | 0.05 | 0.05
468 | 2000056345461 | Tariff 283 | 0 | 1246.81 | 0.05 | 0.05
Z07 | 2000056520957 | Tariff 284 | 0 | 391.55 | 0.05 | 0.05
Z27 | 2000056860090 | Tariff 286 | 0 | 1141.04 | 0.05 | 0.05
984 | 2000056495501, 2000056496300 | Tariff 291 | 0 | 402.93 | 0.05 | 0.05
Z08 | 2000056865479 | Tariff 292 | 0 | 1022.64 | 0.05 | 0.05
951 | 2000056477682 | Tariff 293 | 0 | 703.38 | 0.05 | 0.05
7491 | 7491 | Tariff 294 | 0 | 1025.13 | 0.05 | 0.05
7497 | 7497 | Tariff 295 | 0 | 2314.51 | 0.05 | 0.05
Z10 | 2000056474877 | Tariff 296 | 0 | 3785.41 | 0.05 | 0.05
644 | 2000056474399 | Tariff 300 | 0 | 406.65 | 0.05 | 0.05
Z11 | 2000056631440 | Tariff 301 | 0 | 406.65 | 0.05 | 0.05
744 | 2000056705144 | Tariff 304 | 0 | 2876.45 | 0.05 | 0.05
986 | 2000056366930 | Tariff 305 | 0 | 698.21 | 0.05 | 0.05
976 | 2000056563589 | Tariff 311 | 0 | 667.91 | 0.05 | 0.05
Z13 | 2000056866046 | Tariff 312 | 0 | 364.09 | 0.05 | 0.05
Z14 | 2000056848144 | Tariff 316 | 0 | 1044.23 | 0.05 | 0.05
Z15 | 2000056774608 | Tariff 320 | 0 | 703.73 | 0.05 | 0.05
Z16 | 2000056647946 | Tariff 322 | 0 | 418.79 | 0.05 | 0.05
Z17 | 2000056456850 | Tariff 329 | 0 | 371.53 | 0.05 | 0.05
Z18 | 2000056872305 | Tariff 331 | 0 | 1710.4 | 0.05 | 0.05
638 | 2000056479138 | Tariff 339 | 0 | 2705.26 | 0.05 | 0.05
643 | 2000056465970 | Tariff 340 | 0 | 429.71 | 0.05 | 0.05
981 | 2000056504937 | Tariff 341 | 0 | 398.72 | 0.05 | 0.05
988 | 2000056522332 | Tariff 342 | 0 | 926.31 | 0.05 | 0.05
992 | 2000056527562 | Tariff 343 | 0 | 9749.03 | 0.05 | 0.05
950 | 2000056873498 | Tariff 344 | 0 | 976.29 | 0.05 | 0.05
Z20 | 2000056873530 | Tariff 346 | 0 | 1347.98 | 0.05 | 0.05
Z21 | 2000056644680 | Tariff 347 | 0 | 274.24 | 0.05 | 0.05
Z31 | 2000056774797 | Tariff 348 | 0 | 2567.27 | 0.05 | 0.05
Z32 | 2000057382890 | Tariff 354 | 0 | 343.31 | 0.05 | 0.05
Z36 | 2000057829825 | Tariff 356 | 0 | 2436.29 | 0.05 | 0.05
7373 | 7373 | Tariff 365 | 0 | 803.46 | 0.05 | 0.05
Z22 | 2000056721128 | Tariff 374 | 0 | 401.15 | 0.05 | 0.05
Z23 | 2000056873503 | Tariff 379 | 0 | 98.85 | 0.05 | 0.05
Z33 | 2000056970243 | Tariff 381 | 0 | 415.7 | 0.05 | 0.05
7460 | 7460 | Tariff 385 | 0 | 448.16 | 0.05 | 0.05
Z24 | 2000056879240 | Tariff 391 | 0 | 288.16 | 0.05 | 0.05
Z25 | 2000056873540 | Tariff 392 | 0 | 165.64 | 0.05 | 0.05
Z34 | 2000057162794 | Tariff 394 | 0 | 398.95 | 0.05 | 0.05
933 | 2000060474257 | Tariff 402 | 0 | 396.64 | 0.05 | 0.05
Z37 | 2000057983847 | Tariff 405 | 0 | 1922.55 | 0.05 | 0.05
Z35 | 2000057082474 | Tariff 414 | 0 | 256.58 | 0.05 | 0.05
7528 | 7528 | Tariff 415 | 0 | 777.84 | 0.05 | 0.05
Z28 | 2000056212186 | Tariff 417 | 0 | 455.2 | 0.05 | 0.05
933 |  | Tariff 444 | 0 | 384.47 | 0.05 | 0.05
935 |  | Tariff 445 | 0 | 2385.55 | 0.05 | 0.05
933 | 2000057906657 | Tariff 462 | 0 | 603.04 | 0.05 | 0.05
933 | 2000060019385 | Tariff 463 | 0 | 1217.09 | 0.05 | 0.05
933 |  | Tariff 467 | 0 | 430.38 | 0.05 | 0.05
933 | 2000060556209 | Tariff 469 | 0 | 412.44 | 0.05 | 0.05
933 |  | Tariff 471 | 0 | 2160.72 | 0.05 | 0.05
933 | 2000060526686 | Tariff 473 | 0 | 2506.33 | 0.05 | 0.05
933 | 2000060314136 | Tariff 474 | 0 | 0 | 0 | 0
935 |  | Tariff 475 | 0 | 4080.5 | 0.05 | 0.05
933 |  | Tariff 477 | 0 | 688.77 | 0.05 | 0.05
610 | 2000057985409 | Tariff 480 | 0 | 819.15 | 0.05 | 0.05
933 | 2000060051342 | Tariff 481 | 0 | 841.49 | 0.05 | 0.05
933 | 2000060085731 | Tariff 483 | 0 | 8010.7 | 0.05 | 0.05
Z38 | 2000056872607 | Tariff 484 | 0 | 15.32 | 0.05 | 0.05
Z39 | 2000060045126 | Tariff 485 | 0 | 17.92 | 0.05 | 0.05
933 |  | Tariff 489 | 0 | 3069.91 | 0.05 | 0.05
933 | 2000060144129 | Tariff 490 | 0 | 2915.2 | 0.05 | 0.05
935 | 2000060138091 | Tariff 491 | 0 | 21606.14 | 0.05 | 0.05
933 | 2000060129352 | Tariff 492 | 0 | 809.16 | 0.05 | 0.05
933 | 2000060127123 | Tariff 493 | 0 | 339.66 | 0.05 | 0.05

## Annex 3 Preserved charges
Back to Overview
Southern Electric Power Distribution plc - Effective from 1 April 2024 - Final LV and HV tariffs
Supercustomer preserved charges/additional LLFCs
| Closed LLFCs | PCs | Red/black unit charge p/kWh | Amber/yellow unit charge p/kWh | Green unit charge p/kWh | Fixed charge p/MPAN/day
Domestic Aggregated or CT with Residual | 124-125 |  | 9.317 | 1.184 | 0.057 | 25.96
Domestic Aggregated (Related MPAN) | 112-114, 116-120, 122-123 |  | 9.317 | 1.184 | 0.057
Non-Domestic Aggregated or CT No Residual | Q35, Q40 |  | 8.715 | 1.108 | 0.053 | 10.1
Non-Domestic Aggregated or CT Band 1 | Q36, Q41 |  | 8.715 | 1.108 | 0.053 | 28.26
Non-Domestic Aggregated or CT Band 2 | Q37, Q42 |  | 8.715 | 1.108 | 0.053 | 59.82
Non-Domestic Aggregated or CT Band 3 | Q38, Q43 |  | 8.715 | 1.108 | 0.053 | 120.2
Non-Domestic Aggregated or CT Band 4 | Q39, Q44 |  | 8.715 | 1.108 | 0.053 | 319.72
Non-Domestic Aggregated (related MPAN) | 138-139, 141-143, 145 |  | 8.715 | 1.108 | 0.053
Notes: | Unit time periods are as specified in Annex 1.
Site Specific preserved charges/additional LLFCs
| Closed LLFCs | PCs | Red/black unit charge p/kWh | Amber/yellow unit charge p/kWh | Green unit charge p/kWh | Fixed charge p/MPAN/day | Capacity charge p/kVA/day | Exceeded capacity charge p/kVA/day | Reactive power charge p/kVArh
0
Notes: | Time periods
Unit charges in the Red Time Band apply – between [16:30] and [19:30], Monday to Friday including bank holidays.
Unit charges in the Amber Time Band apply – between [07:00] and [16:30] and [19:30] and [22:00], Monday to Friday including bank holidays, and [09:30] and [21:30] Saturday and Sunday.
Unit charges in the Green Time Band apply – between [00:00] and [07:00] and [22:00] and [24:00], Monday to Friday including bank holidays, and [00:00] and [09:30] and [21:30] and [24:00], Saturday and Sunday.
All times are UK clock-time.

## Annex 4 LDNO charges
Back to Overview | Copy from CDCM table 3701 "Tariffs!A42:I84" and paste values into A14 |  |  |  | Copy from EDCM table 6005 "LDNORev!B549:G683" and paste values into D57
Southern Electric Power Distribution plc - Effective from 1 April 2024 - Final LDNO tariffs
Time Bands for LV and HV Designated Properties |  |  |  |  | Time Bands for Unmetered Properties
Time periods | Red Time Band | Amber Time Band | Green Time Band |  |  |  | Black Time Band | Yellow Time Band | Green Time Band
Monday to Friday (Including Bank Holidays) All Year | 16:30 - 19:30 |  |  |  | Monday to Friday (Including Bank Holidays) March to October Inclusive |  |  | 07:00 - 22:00
Monday to Friday (Including Bank Holidays) All Year |  | 07:00 - 16:30 19:30 - 22:00 |  |  | Monday to Friday (Including Bank Holidays) November to February Inclusive |  | 16:30 - 19:30 | 07:00 - 16:30 19:30 - 22:00
Monday to Friday (Including Bank Holidays) All Year |  |  | 00:00 - 07:00 22:00 - 24:00 |  | Monday to Friday (Including Bank Holidays) April to March Inclusive |  |  |  | 00:00 - 07:00 22:00 - 24:00
Saturday and Sunday All Year |  | 09:30 - 21:30 | 00:00 - 09:30 21:30 - 24:00 |  | Saturday and Sunday All Year |  |  | 09:30 - 21:30 | 00:00 - 09:30 21:30 - 24:00
Notes | All the above times are in UK Clock time |  |  |  | Notes |  | All the above times are in UK Clock time
Tariff name | Unique billing identifier | PCs | Red/black unit charge p/kWh | Amber/yellow unit charge p/kWh | Green unit charge p/kWh | Fixed charge p/MPAN/day | Capacity charge p/kVA/day | Exceeded capacity charge p/kVA/day | Reactive power charge p/kVArh
LDNO LV: Domestic Aggregated or CT with Residual |  | 0, 1, 2 | 5.861 | 0.745 | 0.036 | 16.61
LDNO LV: Domestic Aggregated (Related MPAN) |  | 2 | 5.861 | 0.745 | 0.036
LDNO LV: Non-Domestic Aggregated or CT No Residual |  | 0, 3, 4, 5-8 | 5.482 | 0.697 | 0.034 | 6.55
LDNO LV: Non-Domestic Aggregated or CT Band 1 |  | 0, 3, 4, 5-8 | 5.482 | 0.697 | 0.034 | 17.97
LDNO LV: Non-Domestic Aggregated or CT Band 2 |  | 0, 3, 4, 5-8 | 5.482 | 0.697 | 0.034 | 37.82
LDNO LV: Non-Domestic Aggregated or CT Band 3 |  | 0, 3, 4, 5-8 | 5.482 | 0.697 | 0.034 | 75.8
LDNO LV: Non-Domestic Aggregated or CT Band 4 |  | 0, 3, 4, 5-8 | 5.482 | 0.697 | 0.034 | 201.31
LDNO LV: Non-Domestic Aggregated (related MPAN) |  | 4 | 5.482 | 0.697 | 0.034
LDNO LV: LV Site Specific No Residual |  | 0 | 4.283 | 0.469 | 0.022 | 14.87 | 2.58 | 4.51 | 0.154
LDNO LV: LV Site Specific Band 1 |  | 0 | 4.283 | 0.469 | 0.022 | 363.4 | 2.58 | 4.51 | 0.154
LDNO LV: LV Site Specific Band 2 |  | 0 | 4.283 | 0.469 | 0.022 | 599.64 | 2.58 | 4.51 | 0.154
LDNO LV: LV Site Specific Band 3 |  | 0 | 4.283 | 0.469 | 0.022 | 1003.38 | 2.58 | 4.51 | 0.154
LDNO LV: LV Site Specific Band 4 |  | 0 | 4.283 | 0.469 | 0.022 | 2517.12 | 2.58 | 4.51 | 0.154
LDNO LV: Unmetered Supplies |  | 0, 1 or 8 | 17.225 | 3.906 | 3.245
LDNO LV: LV Generation Aggregated |  | 0 or 8 | -6.467 | -0.822 | -0.04 | 0
LDNO LV: LV Generation Site Specific |  | 0 | -6.467 | -0.822 | -0.04 | 0 |  |  | 0.254
LDNO HV: Domestic Aggregated or CT with Residual |  | 0, 1, 2 | 4.237 | 0.538 | 0.026 | 12.21
LDNO HV: Domestic Aggregated (Related MPAN) |  | 2 | 4.237 | 0.538 | 0.026
LDNO HV: Non-Domestic Aggregated or CT No Residual |  | 0, 3, 4, 5-8 | 3.963 | 0.504 | 0.024 | 4.88
LDNO HV: Non-Domestic Aggregated or CT Band 1 |  | 0, 3, 4, 5-8 | 3.963 | 0.504 | 0.024 | 13.14
LDNO HV: Non-Domestic Aggregated or CT Band 2 |  | 0, 3, 4, 5-8 | 3.963 | 0.504 | 0.024 | 27.49
LDNO HV: Non-Domestic Aggregated or CT Band 3 |  | 0, 3, 4, 5-8 | 3.963 | 0.504 | 0.024 | 54.94
LDNO HV: Non-Domestic Aggregated or CT Band 4 |  | 0, 3, 4, 5-8 | 3.963 | 0.504 | 0.024 | 145.66
LDNO HV: Non-Domestic Aggregated (related MPAN) |  | 4 | 3.963 | 0.504 | 0.024
LDNO HV: LV Site Specific No Residual |  | 0 | 3.096 | 0.339 | 0.016 | 10.9 | 1.87 | 3.26 | 0.111
LDNO HV: LV Site Specific Band 1 |  | 0 | 3.096 | 0.339 | 0.016 | 262.84 | 1.87 | 3.26 | 0.111
LDNO HV: LV Site Specific Band 2 |  | 0 | 3.096 | 0.339 | 0.016 | 433.61 | 1.87 | 3.26 | 0.111
LDNO HV: LV Site Specific Band 3 |  | 0 | 3.096 | 0.339 | 0.016 | 725.47 | 1.87 | 3.26 | 0.111
LDNO HV: LV Site Specific Band 4 |  | 0 | 3.096 | 0.339 | 0.016 | 1819.71 | 1.87 | 3.26 | 0.111
LDNO HV: LV Sub Site Specific No Residual |  | 0 | 3.366 | 0.252 | 0.011 | 43.85 | 4.08 | 5.23 | 0.101
LDNO HV: LV Sub Site Specific Band 1 |  | 0 | 3.366 | 0.252 | 0.011 | 454.13 | 4.08 | 5.23 | 0.101
LDNO HV: LV Sub Site Specific Band 2 |  | 0 | 3.366 | 0.252 | 0.011 | 732.23 | 4.08 | 5.23 | 0.101
LDNO HV: LV Sub Site Specific Band 3 |  | 0 | 3.366 | 0.252 | 0.011 | 1207.51 | 4.08 | 5.23 | 0.101
LDNO HV: LV Sub Site Specific Band 4 |  | 0 | 3.366 | 0.252 | 0.011 | 2989.46 | 4.08 | 5.23 | 0.101
LDNO HV: HV Site Specific No Residual |  | 0 | 3.064 | 0.203 | 0.009 | 177.99 | 5.51 | 6.57 | 0.088
LDNO HV: HV Site Specific Band 1 |  | 0 | 3.064 | 0.203 | 0.009 | 2834.65 | 5.51 | 6.57 | 0.088
LDNO HV: HV Site Specific Band 2 |  | 0 | 3.064 | 0.203 | 0.009 | 7061.84 | 5.51 | 6.57 | 0.088
LDNO HV: HV Site Specific Band 3 |  | 0 | 3.064 | 0.203 | 0.009 | 13662.3 | 5.51 | 6.57 | 0.088
LDNO HV: HV Site Specific Band 4 |  | 0 | 3.064 | 0.203 | 0.009 | 34873 | 5.51 | 6.57 | 0.088
LDNO HV: Unmetered Supplies |  | 0, 1 or 8 | 12.452 | 2.824 | 2.346
LDNO HV: LV Generation Aggregated |  | 0 or 8 | -6.467 | -0.822 | -0.04 | 0
LDNO HV: LV Sub Generation Aggregated |  | 0 or 8 | -5.743 | -0.667 | -0.032 | 0
LDNO HV: LV Generation Site Specific |  | 0 | -6.467 | -0.822 | -0.04 | 0 |  |  | 0.254
LDNO HV: LV Sub Generation Site Specific |  | 0 | -5.743 | -0.667 | -0.032 | 0 |  |  | 0.21
LDNO HV: HV Generation Site Specific |  | 0 | -4.408 | -0.329 | -0.015 | 0 |  |  | 0.182
LDNO HVplus: Domestic Aggregated or CT with Residual |  | 0, 1, 2 | 3.07 | 0.39 | 0.019 | 9.06
LDNO HVplus: Domestic Aggregated (Related MPAN) |  | 2 | 3.07 | 0.39 | 0.019
LDNO HVplus: Non-Domestic Aggregated or CT No Residual |  | 0, 3, 4, 5-8 | 2.872 | 0.365 | 0.018 | 3.68
LDNO HVplus: Non-Domestic Aggregated or CT Band 1 |  | 0, 3, 4, 5-8 | 2.872 | 0.365 | 0.018 | 9.66
LDNO HVplus: Non-Domestic Aggregated or CT Band 2 |  | 0, 3, 4, 5-8 | 2.872 | 0.365 | 0.018 | 20.06
LDNO HVplus: Non-Domestic Aggregated or CT Band 3 |  | 0, 3, 4, 5-8 | 2.872 | 0.365 | 0.018 | 39.96
LDNO HVplus: Non-Domestic Aggregated or CT Band 4 |  | 0, 3, 4, 5-8 | 2.872 | 0.365 | 0.018 | 105.69
LDNO HVplus: Non-Domestic Aggregated (related MPAN) |  | 4 | 2.872 | 0.365 | 0.018
LDNO HVplus: LV Site Specific No Residual |  | 0 | 2.244 | 0.245 | 0.012 | 8.04 | 1.35 | 2.36 | 0.081
LDNO HVplus: LV Site Specific Band 1 |  | 0 | 2.244 | 0.245 | 0.012 | 190.6 | 1.35 | 2.36 | 0.081
LDNO HVplus: LV Site Specific Band 2 |  | 0 | 2.244 | 0.245 | 0.012 | 314.34 | 1.35 | 2.36 | 0.081
LDNO HVplus: LV Site Specific Band 3 |  | 0 | 2.244 | 0.245 | 0.012 | 525.83 | 1.35 | 2.36 | 0.081
LDNO HVplus: LV Site Specific Band 4 |  | 0 | 2.244 | 0.245 | 0.012 | 1318.73 | 1.35 | 2.36 | 0.081
LDNO HVplus: LV Sub Site Specific No Residual |  | 0 | 2.38 | 0.178 | 0.008 | 31.17 | 2.88 | 3.7 | 0.072
LDNO HVplus: LV Sub Site Specific Band 1 |  | 0 | 2.38 | 0.178 | 0.008 | 321.35 | 2.88 | 3.7 | 0.072
LDNO HVplus: LV Sub Site Specific Band 2 |  | 0 | 2.38 | 0.178 | 0.008 | 518.04 | 2.88 | 3.7 | 0.072
LDNO HVplus: LV Sub Site Specific Band 3 |  | 0 | 2.38 | 0.178 | 0.008 | 854.19 | 2.88 | 3.7 | 0.072
LDNO HVplus: LV Sub Site Specific Band 4 |  | 0 | 2.38 | 0.178 | 0.008 | 2114.52 | 2.88 | 3.7 | 0.072
LDNO HVplus: HV Site Specific No Residual |  | 0 | 2.145 | 0.142 | 0.006 | 124.73 | 3.86 | 4.6 | 0.062
LDNO HVplus: HV Site Specific Band 1 |  | 0 | 2.145 | 0.142 | 0.006 | 1983.97 | 3.86 | 4.6 | 0.062
LDNO HVplus: HV Site Specific Band 2 |  | 0 | 2.145 | 0.142 | 0.006 | 4942.35 | 3.86 | 4.6 | 0.062
LDNO HVplus: HV Site Specific Band 3 |  | 0 | 2.145 | 0.142 | 0.006 | 9561.64 | 3.86 | 4.6 | 0.062
LDNO HVplus: HV Site Specific Band 4 |  | 0 | 2.145 | 0.142 | 0.006 | 24405.83 | 3.86 | 4.6 | 0.062
LDNO HVplus: Unmetered Supplies |  | 0, 1 or 8 | 9.023 | 2.046 | 1.7
LDNO HVplus: LV Generation Aggregated |  | 0 or 8 | -3.387 | -0.43 | -0.021 | 0
LDNO HVplus: LV Sub Generation Aggregated |  | 0 or 8 | -3.411 | -0.396 | -0.019 | 0
LDNO HVplus: LV Generation Site Specific |  | 0 | -3.387 | -0.43 | -0.021 | 0 |  |  | 0.133
LDNO HVplus: LV Sub Generation Site Specific |  | 0 | -3.411 | -0.396 | -0.019 | 0 |  |  | 0.125
LDNO HVplus: HV Generation Site Specific |  | 0 | -4.408 | -0.329 | -0.015 | 416.38 |  |  | 0.182
LDNO EHV: Domestic Aggregated or CT with Residual |  | 0, 1, 2 | 2.38 | 0.302 | 0.015 | 7.19
LDNO EHV: Domestic Aggregated (Related MPAN) |  | 2 | 2.38 | 0.302 | 0.015
LDNO EHV: Non-Domestic Aggregated or CT No Residual |  | 0, 3, 4, 5-8 | 2.226 | 0.283 | 0.014 | 2.97
LDNO EHV: Non-Domestic Aggregated or CT Band 1 |  | 0, 3, 4, 5-8 | 2.226 | 0.283 | 0.014 | 7.61
LDNO EHV: Non-Domestic Aggregated or CT Band 2 |  | 0, 3, 4, 5-8 | 2.226 | 0.283 | 0.014 | 15.67
LDNO EHV: Non-Domestic Aggregated or CT Band 3 |  | 0, 3, 4, 5-8 | 2.226 | 0.283 | 0.014 | 31.09
LDNO EHV: Non-Domestic Aggregated or CT Band 4 |  | 0, 3, 4, 5-8 | 2.226 | 0.283 | 0.014 | 82.05
LDNO EHV: Non-Domestic Aggregated (related MPAN) |  | 4 | 2.226 | 0.283 | 0.014
LDNO EHV: LV Site Specific No Residual |  | 0 | 1.739 | 0.19 | 0.009 | 6.35 | 1.05 | 1.83 | 0.063
LDNO EHV: LV Site Specific Band 1 |  | 0 | 1.739 | 0.19 | 0.009 | 147.87 | 1.05 | 1.83 | 0.063
LDNO EHV: LV Site Specific Band 2 |  | 0 | 1.739 | 0.19 | 0.009 | 243.8 | 1.05 | 1.83 | 0.063
LDNO EHV: LV Site Specific Band 3 |  | 0 | 1.739 | 0.19 | 0.009 | 407.74 | 1.05 | 1.83 | 0.063
LDNO EHV: LV Site Specific Band 4 |  | 0 | 1.739 | 0.19 | 0.009 | 1022.4 | 1.05 | 1.83 | 0.063
LDNO EHV: LV Sub Site Specific No Residual |  | 0 | 1.845 | 0.138 | 0.006 | 24.28 | 2.24 | 2.87 | 0.056
LDNO EHV: LV Sub Site Specific Band 1 |  | 0 | 1.845 | 0.138 | 0.006 | 249.23 | 2.24 | 2.87 | 0.056
LDNO EHV: LV Sub Site Specific Band 2 |  | 0 | 1.845 | 0.138 | 0.006 | 401.7 | 2.24 | 2.87 | 0.056
LDNO EHV: LV Sub Site Specific Band 3 |  | 0 | 1.845 | 0.138 | 0.006 | 662.29 | 2.24 | 2.87 | 0.056
LDNO EHV: LV Sub Site Specific Band 4 |  | 0 | 1.845 | 0.138 | 0.006 | 1639.3 | 2.24 | 2.87 | 0.056
LDNO EHV: HV Site Specific No Residual |  | 0 | 1.662 | 0.11 | 0.005 | 96.81 | 2.99 | 3.57 | 0.048
LDNO EHV: HV Site Specific Band 1 |  | 0 | 1.662 | 0.11 | 0.005 | 1538.1 | 2.99 | 3.57 | 0.048
LDNO EHV: HV Site Specific Band 2 |  | 0 | 1.662 | 0.11 | 0.005 | 3831.43 | 2.99 | 3.57 | 0.048
LDNO EHV: HV Site Specific Band 3 |  | 0 | 1.662 | 0.11 | 0.005 | 7412.32 | 2.99 | 3.57 | 0.048
LDNO EHV: HV Site Specific Band 4 |  | 0 | 1.662 | 0.11 | 0.005 | 18919.56 | 2.99 | 3.57 | 0.048
LDNO EHV: Unmetered Supplies |  | 0, 1 or 8 | 6.994 | 1.586 | 1.318
LDNO EHV: LV Generation Aggregated |  | 0 or 8 | -2.626 | -0.334 | -0.016 | 0
LDNO EHV: LV Sub Generation Aggregated |  | 0 or 8 | -2.644 | -0.307 | -0.015 | 0
LDNO EHV: LV Generation Site Specific |  | 0 | -2.626 | -0.334 | -0.016 | 0 |  |  | 0.103
LDNO EHV: LV Sub Generation Site Specific |  | 0 | -2.644 | -0.307 | -0.015 | 0 |  |  | 0.097
LDNO EHV: HV Generation Site Specific |  | 0 | -3.417 | -0.255 | -0.011 | 322.78 |  |  | 0.141
LDNO 132kV/EHV: Domestic Aggregated or CT with Residual |  | 0, 1, 2 | 1.777 | 0.226 | 0.011 | 5.56
LDNO 132kV/EHV: Domestic Aggregated (Related MPAN) |  | 2 | 1.777 | 0.226 | 0.011
LDNO 132kV/EHV: Non-Domestic Aggregated or CT No Residual |  | 0, 3, 4, 5-8 | 1.663 | 0.211 | 0.01 | 2.35
LDNO 132kV/EHV: Non-Domestic Aggregated or CT Band 1 |  | 0, 3, 4, 5-8 | 1.663 | 0.211 | 0.01 | 5.82
LDNO 132kV/EHV: Non-Domestic Aggregated or CT Band 2 |  | 0, 3, 4, 5-8 | 1.663 | 0.211 | 0.01 | 11.84
LDNO 132kV/EHV: Non-Domestic Aggregated or CT Band 3 |  | 0, 3, 4, 5-8 | 1.663 | 0.211 | 0.01 | 23.35
LDNO 132kV/EHV: Non-Domestic Aggregated or CT Band 4 |  | 0, 3, 4, 5-8 | 1.663 | 0.211 | 0.01 | 61.42
LDNO 132kV/EHV: Non-Domestic Aggregated (related MPAN) |  | 4 | 1.663 | 0.211 | 0.01
LDNO 132kV/EHV: LV Site Specific No Residual |  | 0 | 1.299 | 0.142 | 0.007 | 4.88 | 0.78 | 1.37 | 0.047
LDNO 132kV/EHV: LV Site Specific Band 1 |  | 0 | 1.299 | 0.142 | 0.007 | 110.57 | 0.78 | 1.37 | 0.047
LDNO 132kV/EHV: LV Site Specific Band 2 |  | 0 | 1.299 | 0.142 | 0.007 | 182.22 | 0.78 | 1.37 | 0.047
LDNO 132kV/EHV: LV Site Specific Band 3 |  | 0 | 1.299 | 0.142 | 0.007 | 304.66 | 0.78 | 1.37 | 0.047
LDNO 132kV/EHV: LV Site Specific Band 4 |  | 0 | 1.299 | 0.142 | 0.007 | 763.73 | 0.78 | 1.37 | 0.047
LDNO 132kV/EHV: LV Sub Site Specific No Residual |  | 0 | 1.378 | 0.103 | 0.005 | 18.26 | 1.67 | 2.14 | 0.041
LDNO 132kV/EHV: LV Sub Site Specific Band 1 |  | 0 | 1.378 | 0.103 | 0.005 | 186.27 | 1.67 | 2.14 | 0.041
LDNO 132kV/EHV: LV Sub Site Specific Band 2 |  | 0 | 1.378 | 0.103 | 0.005 | 300.15 | 1.67 | 2.14 | 0.041
LDNO 132kV/EHV: LV Sub Site Specific Band 3 |  | 0 | 1.378 | 0.103 | 0.005 | 494.78 | 1.67 | 2.14 | 0.041
LDNO 132kV/EHV: LV Sub Site Specific Band 4 |  | 0 | 1.378 | 0.103 | 0.005 | 1224.47 | 1.67 | 2.14 | 0.041
LDNO 132kV/EHV: HV Site Specific No Residual |  | 0 | 1.242 | 0.082 | 0.004 | 72.43 | 2.23 | 2.66 | 0.036
LDNO 132kV/EHV: HV Site Specific Band 1 |  | 0 | 1.242 | 0.082 | 0.004 | 1148.89 | 2.23 | 2.66 | 0.036
LDNO 132kV/EHV: HV Site Specific Band 2 |  | 0 | 1.242 | 0.082 | 0.004 | 2861.7 | 2.23 | 2.66 | 0.036
LDNO 132kV/EHV: HV Site Specific Band 3 |  | 0 | 1.242 | 0.082 | 0.004 | 5536.15 | 2.23 | 2.66 | 0.036
LDNO 132kV/EHV: HV Site Specific Band 4 |  | 0 | 1.242 | 0.082 | 0.004 | 14130.53 | 2.23 | 2.66 | 0.036
LDNO 132kV/EHV: Unmetered Supplies |  | 0, 1 or 8 | 5.224 | 1.185 | 0.984
LDNO 132kV/EHV: LV Generation Aggregated |  | 0 or 8 | -1.961 | -0.249 | -0.012 | 0
LDNO 132kV/EHV: LV Sub Generation Aggregated |  | 0 or 8 | -1.975 | -0.229 | -0.011 | 0
LDNO 132kV/EHV: LV Generation Site Specific |  | 0 | -1.961 | -0.249 | -0.012 | 0 |  |  | 0.077
LDNO 132kV/EHV: LV Sub Generation Site Specific |  | 0 | -1.975 | -0.229 | -0.011 | 0 |  |  | 0.072
LDNO 132kV/EHV: HV Generation Site Specific |  | 0 | -2.552 | -0.19 | -0.009 | 241.07 |  |  | 0.105
LDNO 132kV: Domestic Aggregated or CT with Residual |  | 0, 1, 2 | 1.284 | 0.163 | 0.008 | 4.23
LDNO 132kV: Domestic Aggregated (Related MPAN) |  | 2 | 1.284 | 0.163 | 0.008
LDNO 132kV: Non-Domestic Aggregated or CT No Residual |  | 0, 3, 4, 5-8 | 1.201 | 0.153 | 0.007 | 1.84
LDNO 132kV: Non-Domestic Aggregated or CT Band 1 |  | 0, 3, 4, 5-8 | 1.201 | 0.153 | 0.007 | 4.35
LDNO 132kV: Non-Domestic Aggregated or CT Band 2 |  | 0, 3, 4, 5-8 | 1.201 | 0.153 | 0.007 | 8.7
LDNO 132kV: Non-Domestic Aggregated or CT Band 3 |  | 0, 3, 4, 5-8 | 1.201 | 0.153 | 0.007 | 17.02
LDNO 132kV: Non-Domestic Aggregated or CT Band 4 |  | 0, 3, 4, 5-8 | 1.201 | 0.153 | 0.007 | 44.51
LDNO 132kV: Non-Domestic Aggregated (related MPAN) |  | 4 | 1.201 | 0.153 | 0.007
LDNO 132kV: LV Site Specific No Residual |  | 0 | 0.938 | 0.103 | 0.005 | 3.67 | 0.57 | 0.99 | 0.034
LDNO 132kV: LV Site Specific Band 1 |  | 0 | 0.938 | 0.103 | 0.005 | 80.02 | 0.57 | 0.99 | 0.034
LDNO 132kV: LV Site Specific Band 2 |  | 0 | 0.938 | 0.103 | 0.005 | 131.78 | 0.57 | 0.99 | 0.034
LDNO 132kV: LV Site Specific Band 3 |  | 0 | 0.938 | 0.103 | 0.005 | 220.23 | 0.57 | 0.99 | 0.034
LDNO 132kV: LV Site Specific Band 4 |  | 0 | 0.938 | 0.103 | 0.005 | 551.86 | 0.57 | 0.99 | 0.034
LDNO 132kV: LV Sub Site Specific No Residual |  | 0 | 0.996 | 0.075 | 0.003 | 13.34 | 1.21 | 1.55 | 0.03
LDNO 132kV: LV Sub Site Specific Band 1 |  | 0 | 0.996 | 0.075 | 0.003 | 134.71 | 1.21 | 1.55 | 0.03
LDNO 132kV: LV Sub Site Specific Band 2 |  | 0 | 0.996 | 0.075 | 0.003 | 216.97 | 1.21 | 1.55 | 0.03
LDNO 132kV: LV Sub Site Specific Band 3 |  | 0 | 0.996 | 0.075 | 0.003 | 357.57 | 1.21 | 1.55 | 0.03
LDNO 132kV: LV Sub Site Specific Band 4 |  | 0 | 0.996 | 0.075 | 0.003 | 884.7 | 1.21 | 1.55 | 0.03
LDNO 132kV: HV Site Specific No Residual |  | 0 | 0.897 | 0.06 | 0.003 | 52.47 | 1.61 | 1.92 | 0.026
LDNO 132kV: HV Site Specific Band 1 |  | 0 | 0.897 | 0.06 | 0.003 | 830.1 | 1.61 | 1.92 | 0.026
LDNO 132kV: HV Site Specific Band 2 |  | 0 | 0.897 | 0.06 | 0.003 | 2067.44 | 1.61 | 1.92 | 0.026
LDNO 132kV: HV Site Specific Band 3 |  | 0 | 0.897 | 0.06 | 0.003 | 3999.45 | 1.61 | 1.92 | 0.026
LDNO 132kV: HV Site Specific Band 4 |  | 0 | 0.897 | 0.06 | 0.003 | 10208.02 | 1.61 | 1.92 | 0.026
LDNO 132kV: Unmetered Supplies |  | 0, 1 or 8 | 3.774 | 0.856 | 0.711
LDNO 132kV: LV Generation Aggregated |  | 0 or 8 | -1.417 | -0.18 | -0.009 | 0
LDNO 132kV: LV Sub Generation Aggregated |  | 0 or 8 | -1.427 | -0.166 | -0.008 | 0
LDNO 132kV: LV Generation Site Specific |  | 0 | -1.417 | -0.18 | -0.009 | 0 |  |  | 0.056
LDNO 132kV: LV Sub Generation Site Specific |  | 0 | -1.427 | -0.166 | -0.008 | 0 |  |  | 0.052
LDNO 132kV: HV Generation Site Specific |  | 0 | -1.844 | -0.138 | -0.006 | 174.15 |  |  | 0.076
LDNO 0000: Domestic Aggregated or CT with Residual |  | 0, 1, 2 | 0.358 | 0.045 | 0.002 | 1.72
LDNO 0000: Domestic Aggregated (Related MPAN) |  | 2 | 0.358 | 0.045 | 0.002
LDNO 0000: Non-Domestic Aggregated or CT No Residual |  | 0, 3, 4, 5-8 | 0.335 | 0.043 | 0.002 | 0.89
LDNO 0000: Non-Domestic Aggregated or CT Band 1 |  | 0, 3, 4, 5-8 | 0.335 | 0.043 | 0.002 | 1.59
LDNO 0000: Non-Domestic Aggregated or CT Band 2 |  | 0, 3, 4, 5-8 | 0.335 | 0.043 | 0.002 | 2.8
LDNO 0000: Non-Domestic Aggregated or CT Band 3 |  | 0, 3, 4, 5-8 | 0.335 | 0.043 | 0.002 | 5.12
LDNO 0000: Non-Domestic Aggregated or CT Band 4 |  | 0, 3, 4, 5-8 | 0.335 | 0.043 | 0.002 | 12.79
LDNO 0000: Non-Domestic Aggregated (related MPAN) |  | 4 | 0.335 | 0.043 | 0.002
LDNO 0000: LV Site Specific No Residual |  | 0 | 0.262 | 0.029 | 0.001 | 1.4 | 0.16 | 0.28 | 0.009
LDNO 0000: LV Site Specific Band 1 |  | 0 | 0.262 | 0.029 | 0.001 | 22.69 | 0.16 | 0.28 | 0.009
LDNO 0000: LV Site Specific Band 2 |  | 0 | 0.262 | 0.029 | 0.001 | 37.12 | 0.16 | 0.28 | 0.009
LDNO 0000: LV Site Specific Band 3 |  | 0 | 0.262 | 0.029 | 0.001 | 61.78 | 0.16 | 0.28 | 0.009
LDNO 0000: LV Site Specific Band 4 |  | 0 | 0.262 | 0.029 | 0.001 | 154.25 | 0.16 | 0.28 | 0.009
LDNO 0000: LV Sub Site Specific No Residual |  | 0 | 0.278 | 0.021 | 0.001 | 4.1 | 0.34 | 0.43 | 0.008
LDNO 0000: LV Sub Site Specific Band 1 |  | 0 | 0.278 | 0.021 | 0.001 | 37.94 | 0.34 | 0.43 | 0.008
LDNO 0000: LV Sub Site Specific Band 2 |  | 0 | 0.278 | 0.021 | 0.001 | 60.88 | 0.34 | 0.43 | 0.008
LDNO 0000: LV Sub Site Specific Band 3 |  | 0 | 0.278 | 0.021 | 0.001 | 100.08 | 0.34 | 0.43 | 0.008
LDNO 0000: LV Sub Site Specific Band 4 |  | 0 | 0.278 | 0.021 | 0.001 | 247.05 | 0.34 | 0.43 | 0.008
LDNO 0000: HV Site Specific No Residual |  | 0 | 0.25 | 0.017 | 0.001 | 15.01 | 0.45 | 0.54 | 0.007
LDNO 0000: HV Site Specific Band 1 |  | 0 | 0.25 | 0.017 | 0.001 | 231.83 | 0.45 | 0.54 | 0.007
LDNO 0000: HV Site Specific Band 2 |  | 0 | 0.25 | 0.017 | 0.001 | 576.83 | 0.45 | 0.54 | 0.007
LDNO 0000: HV Site Specific Band 3 |  | 0 | 0.25 | 0.017 | 0.001 | 1115.52 | 0.45 | 0.54 | 0.007
LDNO 0000: HV Site Specific Band 4 |  | 0 | 0.25 | 0.017 | 0.001 | 2846.63 | 0.45 | 0.54 | 0.007
LDNO 0000: Unmetered Supplies |  | 0, 1 or 8 | 1.052 | 0.239 | 0.198
LDNO 0000: LV Generation Aggregated |  | 0 or 8 | -0.395 | -0.05 | -0.002 | 0
LDNO 0000: LV Sub Generation Aggregated |  | 0 or 8 | -0.398 | -0.046 | -0.002 | 0
LDNO 0000: LV Generation Site Specific |  | 0 | -0.395 | -0.05 | -0.002 | 0 |  |  | 0.015
LDNO 0000: LV Sub Generation Site Specific |  | 0 | -0.398 | -0.046 | -0.002 | 0 |  |  | 0.015
LDNO 0000: HV Generation Site Specific |  | 0 | -0.514 | -0.038 | -0.002 | 48.56 |  |  | 0.021

## Annex 5 LLFs
Back to Overview
This table has intentionally been left blank. The line loss factors that are approved by the BSC Panel for the applicable year and consequently published on the Elexon website will take precedence and be used in Settlement. This annex will be re-published once these values are available.
Southern Electric Power Distribution plc - Final LLFs for year beginning 1 April 2024
Time periods | Period 1 | Period 2 | Period 3 | Period 4
| Winter Weekday Peak | Winter Weekday | Other | Night
Monday to Friday Nov to Feb | 16:00 - 19:00 | 07:30 - 16:00 19:00 - 20:00 | 20:00 - 00:30 | 00:30 - 07:30
Saturday and Sunday All Year and Monday to Friday Mar to Oct |  |  | 07:30 - 00:30 | 00:30 - 07:30
Notes | All the above times are in UK Clock time
Generic demand and generation LLFs
Metered voltage, respective periods and associated LLFCs
Metered voltage | Period 1 | Period 2 | Period 3 | Period 4 | Associated LLFC
Low-voltage network | 1.089 | 1.083 | 1.076 | 1.073 | 100-125, 138-145, 150-157, 160-161, 456, 500-503, 520, J99, H00-H64, H70-H79, H85-H89, Q00-Q04, Q55-Q60 / 1, 2, 7, 8, 909, 931
Low-voltage substation | 1.043 | 1.043 | 1.044 | 1.048 | H80-H84, H90-H94, J98 / 3, 4, 146, 147, 932
High-voltage network | 1.027 | 1.025 | 1.022 | 1.021 | J97, Q35-Q49 / 5, 6, 148, 149, 910
High-voltage substation | 1.018 | 1.017 | 1.016 | 1.015 | 700-719, 729-732, 735, 739, 745 / 734, 736, 737, 738, 740-743, 747, 749
33kV generic | 1.013 | 1.012 | 1.011 | 1.01 | 897 / 933
132/33kV substation | 1.008 | 1.007 | 1.007 | 1.007 | 898 / 934
132kV generic | 1.004 | 1.004 | 1.003 | 1.003 | 899 / 935
EHV site specific LLFs
Demand
Site | Period 1 | Period 2 | Period 3 | Period 4 | Associated LLFC
Tariff 001 | 1.018 | 1.017 | 1.016 | 1.015 | 700
Tariff 002 | 1.018 | 1.017 | 1.016 | 1.015 | 701
Tariff 003 | 1.018 | 1.017 | 1.016 | 1.015 | 702
Tariff 004 | 1.018 | 1.017 | 1.016 | 1.015 | 704
Tariff 005 | 1.018 | 1.017 | 1.016 | 1.015 | 706
Tariff 006 | 1.018 | 1.017 | 1.016 | 1.015 | 707
Tariff 007 | 1.018 | 1.017 | 1.016 | 1.015 | 708
Tariff 008 | 1.018 | 1.017 | 1.016 | 1.015 | 709
Tariff 009 | 1.018 | 1.017 | 1.016 | 1.015 | 710
Tariff 010 | 1.018 | 1.017 | 1.016 | 1.015 | 711
Tariff 011 | 1.018 | 1.017 | 1.016 | 1.015 | 712
Tariff 012 | 1.018 | 1.017 | 1.016 | 1.015 | 713
Tariff 013 | 1.018 | 1.017 | 1.016 | 1.015 | 714
Tariff 014 | 1.018 | 1.017 | 1.016 | 1.015 | 715
Tariff 015 | 1.018 | 1.017 | 1.016 | 1.015 | 716
Tariff 016 | 1.018 | 1.017 | 1.016 | 1.015 | 717
Tariff 017 | 1.018 | 1.017 | 1.016 | 1.015 | 718
Tariff 018 | 1.018 | 1.017 | 1.016 | 1.015 | 719
Tariff 019 | 1.004 | 1.004 | 1.004 | 1.004 | 800
Tariff 020 | 1.008 | 1.009 | 1.01 | 1.008 | 801
Tariff 021 | 1.014 | 1.015 | 1.015 | 1.012 | 802
Tariff 022 | 1.057 | 1.053 | 1.052 | 1.043 | 803
Tariff 023 | 1.041 | 1.037 | 1.037 | 1.032 | 817
Tariff 024 | 1.039 | 1.036 | 1.036 | 1.032 | 837
Tariff 025 | 1.01 | 1.01 | 1.01 | 1.008 | 804
Tariff 026 | 1.013 | 1.014 | 1.015 | 1.011 | 805
Tariff 027 | 1.006 | 1.007 | 1.008 | 1.005 | 806
Tariff 028 | 1.009 | 1.011 | 1.012 | 1.007 | 807
Tariff 029 | 1.011 | 1.01 | 1.012 | 1.01 | 808
Tariff 030 | 1.007 | 1.007 | 1.007 | 1.006 | 809
Tariff 031 | 1.004 | 1.004 | 1.004 | 1.004 | 810
Tariff 032 | 1.039 | 1.054 | 1.06 | 1.037 | 811
Tariff 033 | 1.034 | 1.052 | 1.079 | 1.045 | 812
Tariff 034 | 1.034 | 1.052 | 1.079 | 1.045 | 812
Tariff 035 | 1.008 | 1.012 | 1.015 | 1.016 | 813
Tariff 036 | 1.027 | 1.04 | 1.037 | 1.026 | 814
Tariff 037 | 1.005 | 1.006 | 1.011 | 1.004 | 815
Tariff 038 | 1.005 | 1.006 | 1.006 | 1.008 | 816
Tariff 039 | 1.007 | 1.01 | 1.011 | 1.007 | 818
Tariff 040 | 0.999 | 0.999 | 0.999 | 0.999 | 819
Tariff 041 | 0.999 | 0.999 | 0.999 | 0.999 | 7174
Tariff 043 | 1 | 1 | 1.001 | 1 | 823
Tariff 044 | 1.04 | 1.035 | 1.054 | 1.036 | 824
Tariff 045 | 1.008 | 1.008 | 1.008 | 1.007 | 825
Tariff 046 | 1.006 | 1.006 | 1.006 | 1.005 | 826
Tariff 047 | 1.013 | 1.013 | 1.014 | 1.016 | 827
Tariff 049 | 1.002 | 1.002 | 1.002 | 1.002 | 829
Tariff 050 | 1.003 | 1.003 | 1.004 | 1.003 | 820
Tariff 051 | 1.003 | 1.003 | 1.003 | 1.003 | 830
Tariff 052 | 1.004 | 1.004 | 1.003 | 1.004 | 854
Tariff 053 | 0.998 | 0.998 | 0.998 | 0.998 | 835
Tariff 054 | 1.021 | 1.021 | 1.026 | 1.019 | 836
Tariff 055 | 1.004 | 1.007 | 1.012 | 1.009 | 4033
Tariff 056 | 1.007 | 1.007 | 1.007 | 1.018 | 4548
Tariff 057 | 1.038 | 1.058 | 1.069 | 1.027 | 839
Tariff 058 | 1.038 | 1.058 | 1.069 | 1.027 | 505
Tariff 059 | 1.009 | 1.013 | 1.016 | 1.006 | 840
Tariff 060 | 1.019 | 1.021 | 1.022 | 1.018 | 7393
Tariff 061 | 1.011 | 1.012 | 1.006 | 1.009 | 7394
Tariff 062 | 0.987 | 0.986 | 0.986 | 0.984 | 844
Tariff 063 | 0.987 | 0.986 | 0.986 | 0.984 | 844
Tariff 064 | 0.987 | 0.986 | 0.986 | 0.984 | 844
Tariff 065 | 1.002 | 1.002 | 1.002 | 1 | 845
Tariff 066 | 1.041 | 1.039 | 1.085 | 1.034 | 846
Tariff 067 | 1.04 | 1.034 | 1.025 | 1.031 | 847
Tariff 068 | 1.007 | 1.01 | 1.014 | 1.011 | 849
Tariff 069 | 1.008 | 1.008 | 1.007 | 1.008 | 851
Tariff 070 | 1.006 | 1.005 | 1.01 | 1.002 | 853
Tariff 071 | 1.018 | 1.018 | 1.019 | 1.016 | 855
Tariff 072 | 1.014 | 1.016 | 1.017 | 1.013 | 856
Tariff 073 | 1.031 | 1.035 | 1.042 | 1.029 | 857
Tariff 074 | 1.009 | 1.015 | 1.021 | 1.009 | 858
Tariff 075 | 1.012 | 1.016 | 1.017 | 1.012 | 859
Tariff 076 | 0.994 | 0.993 | 0.993 | 0.993 | 860
Tariff 077 | 1.026 | 1.027 | 1.03 | 1.022 | 7303
Tariff 078 | 1.035 | 1.047 | 1.057 | 1.025 | 863
Tariff 079 | 1.02 | 1.014 | 1.008 | 1.019 | 852
Tariff 080 | 1.044 | 1.037 | 1.033 | 1.034 | 862
Tariff 081 | 1.041 | 1.05 | 1.062 | 1.042 | 864
Tariff 082 | 1.015 | 1.018 | 1.028 | 1.015 | 865
Tariff 083 | 1.024 | 1.065 | 1.044 | 1.024 | 866
Tariff 084 | 1 | 1 | 1 | 1 | 861
Tariff 085 | 1 | 1 | 1 | 1 | 861
Tariff 086 | 1 | 1 | 1 | 1 | 861
Tariff 087 | 1 | 1 | 1 | 1 | 861
Tariff 088 | 1 | 1 | 1 | 1 | 861
Tariff 089 | 1 | 1 | 1 | 1 | 861
Tariff 090 | 0.998 | 0.998 | 0.998 | 0.998 | 7096
Tariff 092 | 1 | 1 | 1 | 1 | 7098
Tariff 093 | 1 | 1 | 1 | 1 | 7097
Tariff 095 | 1.005 | 1.005 | 1.006 | 1.005 | 833
Tariff 096 | 1.033 | 1.023 | 1.017 | 1.027 | 867
Tariff 097 | 1.025 | 1.029 | 1.033 | 1.023 | 868
Tariff 098 | 1.021 | 1.022 | 1.036 | 1.012 | 7484
Tariff 099 | 1.036 | 1.02 | 1.011 | 1.028 | 870
Tariff 101 | 1.011 | 1.011 | 1.011 | 1.011 | 872
Tariff 102 | 1.017 | 1.005 | 0.996 | 1.014 | 873
Tariff 103 | 1.014 | 1.012 | 1.015 | 1.013 | 874
Tariff 104 | 1.025 | 1.026 | 1.026 | 1.023 | 875
Tariff 105 | 1.018 | 1.017 | 1.016 | 1.015 | 705
Tariff 106 | 1.027 | 1.008 | 1 | 1.023 | 876
Tariff 107 | 1.048 | 1.045 | 1.042 | 1.042 | 877
Tariff 108 | 1.052 | 1.063 | 1.065 | 1.048 | 878
Tariff 110 | 1.024 | 1.024 | 1.027 | 1.018 | 880
Tariff 111 | 1.016 | 1.009 | 1.022 | 1.019 | 881
Tariff 112 | 1.051 | 1.059 | 1.064 | 1.045 | 882
Tariff 113 | 0.999 | 0.992 | 0.99 | 0.999 | 883
Tariff 114 | 1.028 | 1.008 | 0.997 | 1.023 | 884
Tariff 115 | 1.028 | 1.004 | 0.993 | 1.022 | 349
Tariff 116 | 1.028 | 1.021 | 1.026 | 1.021 | 885
Tariff 117 | 1.039 | 1.028 | 1.042 | 1.041 | 886
Tariff 119 | 1.032 | 1.039 | 1.043 | 1.029 | 888
Tariff 120 | 1.004 | 0.988 | 0.979 | 1.004 | 889
Tariff 121 | 1.008 | 0.993 | 0.985 | 1.004 | 890
Tariff 122 | 1.008 | 1.007 | 1.007 | 1.007 | 834
Tariff 123 | 1.006 | 1.008 | 1.008 | 1.008 | 891
Tariff 124 | 1.007 | 1.007 | 1.005 | 1.005 | 892
Tariff 125 | 1.005 | 0.999 | 0.994 | 1.003 | 893
Tariff 126 | 1.008 | 1.008 | 1.008 | 1.007 | 894
Tariff 127 | 1.056 | 1.046 | 1.043 | 1.033 | 895
Tariff 128 | 1.025 | 1.016 | 1.036 | 1.021 | 896
Tariff 129 | 1.002 | 0.991 | 0.986 | 1 | 720
Tariff 131 | 1.035 | 1.013 | 1.007 | 1.027 | 848
Tariff 132 | 1.051 | 1.052 | 1.054 | 1.046 | 722
Tariff 134 | 1.005 | 1.004 | 1.004 | 1.004 | 724
Tariff 135 | 1.031 | 1.029 | 1.03 | 1.023 | 725
Tariff 136 | 1.014 | 0.989 | 0.974 | 1.012 | 726
Tariff 137 | 1.022 | 0.996 | 0.988 | 1.022 | 727
Tariff 138 | 1.032 | 1.013 | 1.009 | 1.025 | 831
Tariff 139 | 1.045 | 1.047 | 1.047 | 1.039 | 832
Tariff 140 | 1.039 | 1.027 | 1.029 | 1.033 | Y00
Tariff 143 | 1.005 | 1.003 | 1.002 | 1.004 | 850
Tariff 144 | 1.004 | 0.999 | 0.996 | 1.003 | 661
Tariff 146 | 1.018 | 1.018 | 1.02 | 1.017 | 662
Tariff 147 | 1.032 | 1.021 | 1.031 | 1.027 | 452
Tariff 148 | 1.011 | 1.006 | 1.004 | 1.012 | 663
Tariff 149 | 1.016 | 1.017 | 1.021 | 1.015 | Y29
Tariff 151 | 0.996 | 0.986 | 0.984 | 0.996 | 458
Tariff 152 | 1.024 | 1.018 | 1.019 | 1.02 | 596
Tariff 153 | 1.029 | 1.019 | 1.018 | 1.02 | 597
Tariff 154 | 0.999 | 0.996 | 0.995 | 0.999 | 665
Tariff 155 | 1.043 | 1.038 | 1.043 | 1.038 | 598
Tariff 156 | 1.023 | 1.024 | 1.021 | 1.022 | 459
Tariff 158 | 1.028 | 1.012 | 1.008 | 1.021 | 599
Tariff 160 | 1.034 | 1.028 | 1.023 | 1.031 | 666
Tariff 161 | 1.028 | 1.017 | 1.011 | 1.027 | 460
Tariff 162 | 0.998 | 0.983 | 0.978 | 0.997 | 650
Tariff 164 | 1.007 | 0.997 | 1 | 1.01 | 651
Tariff 165 | 1.004 | 0.997 | 0.994 | 1.002 | 652
Tariff 167 | 1.02 | 1.012 | 1.03 | 1.023 | 667
Tariff 168 | 0.998 | 0.991 | 0.985 | 0.996 | 465
Tariff 169 | 1.025 | 1.007 | 1.007 | 1.021 | 653
Tariff 170 | 1.002 | 1.001 | 1.002 | 1.001 | 654
Tariff 171 | 1.003 | 0.991 | 0.988 | 1.001 | 656
Tariff 173 | 1.017 | 1.01 | 1.007 | 1.017 | 664
Tariff 174 | 1.026 | 1.018 | 1.016 | 1.016 | 524
Tariff 175 | 1.044 | 1.031 | 1.023 | 1.043 | 675
Tariff 176 | 1.012 | 1.011 | 1.01 | 1.01 | 676
Tariff 177 | 1.002 | 1.003 | 1.003 | 1.002 | 681
Tariff 178 | 1.023 | 1.013 | 1.016 | 1.018 | 668
Tariff 179 | 1.037 | 1.026 | 1.027 | 1.033 | 670
Tariff 180 | 1.01 | 1.006 | 1.004 | 1.009 | 671
Tariff 181 | 1.019 | 1.021 | 1.026 | 1.015 | 677
Tariff 182 | 1.005 | 1.004 | 1.003 | 1.004 | 678
Tariff 184 | 1.018 | 1.013 | 1.014 | 1.019 | 679
Tariff 185 | 1.004 | 0.998 | 0.996 | 1.001 | 672
Tariff 186 | 1.004 | 0.996 | 0.994 | 1.002 | 680
Tariff 187 | 1.004 | 0.996 | 0.994 | 1.002 | 674
Tariff 188 | 1.004 | 0.996 | 0.994 | 1.002 | 682
Tariff 189 | 1.004 | 0.996 | 0.994 | 1.002 | Y01
Tariff 190 | 1.009 | 1.01 | 1.012 | 1.008 | 683
Tariff 191 | 1.002 | 0.988 | 0.981 | 0.998 | 684
Tariff 192 | 0.999 | 0.995 | 0.994 | 0.998 | 685
Tariff 194 | 1.028 | 1.041 | 1.046 | 1.024 | 686
Tariff 196 | 1.035 | 1.037 | 1.04 | 1.028 | 687
Tariff 198 | 1.011 | 0.978 | 0.958 | 1.006 | 688
Tariff 199 | 1.052 | 1.043 | 1.048 | 1.046 | 525
Tariff 201 | 0.976 | 0.978 | 0.978 | 0.978 | 689
Tariff 202 | 1.017 | 1.01 | 1.007 | 1.017 | 690
Tariff 205 | 1.009 | 1.006 | 1.007 | 1.009 | 691
Tariff 206 | 1.018 | 1.017 | 1.016 | 1.015 | 729
Tariff 208 | 1.015 | 1.016 | 1.016 | 1.012 | 527
Tariff 209 | 1.004 | 0.985 | 0.957 | 0.992 | 692
Tariff 212 | 1.01 | 1.01 | 1.01 | 1.008 | 528
Tariff 213 | 1 | 0.989 | 0.986 | 0.999 | 693
Tariff 214 | 1.017 | 0.997 | 0.996 | 1.011 | 529
Tariff 215 | 1.016 | 1.011 | 1.014 | 1.013 | 694
Tariff 218 | 1.031 | 1.066 | 1.037 | 1.031 | 585
Tariff 219 | 1.005 | 0.993 | 0.987 | 1.003 | 695
Tariff 220 | 0.997 | 0.985 | 0.983 | 0.995 | 696
Tariff 222 | 1.011 | 1.012 | 0.98 | 1.006 | Y02
Tariff 225 | 1.01 | 1.008 | 1.007 | 1.01 | 595
Tariff 227 | 1.002 | 1.003 | 1.001 | 1.002 | 655
Tariff 228 | 1.014 | 1.004 | 1.004 | 1.012 | 657
Tariff 229 | 1.027 | 1.01 | 1 | 1.022 | 659
Tariff 230 | 1.012 | 1.009 | 1.008 | 1.01 | 660
Tariff 233 | 1.034 | 1.038 | 1.028 | 1.032 | 697
Tariff 234 | 1.013 | 1.012 | 1.011 | 1.01 | 897
Tariff 235 | 1.042 | 1.047 | 1.045 | 1.039 | 669
Tariff 238 | 1.012 | 1.022 | 1.03 | 1.015 | 7311
Tariff 240 | 1.005 | 0.998 | 0.996 | 1.003 | 698
Tariff 244 | 1.005 | 0.992 | 0.986 | 1.002 | 699
Tariff 246 | 1.018 | 1.017 | 1.016 | 1.015 | 703
Tariff 247 | 1.018 | 1.017 | 1.016 | 1.015 | 730
Tariff 248 | 1.018 | 1.017 | 1.016 | 1.015 | 731
Tariff 249 | 1.018 | 1.017 | 1.016 | 1.015 | 732
Tariff 250 | 1.008 | 1.02 | 1.021 | 1.005 | 673
Tariff 251 | 1.036 | 1.035 | 1.036 | 1.028 | 721
Tariff 252 | 1.028 | 1.028 | 1.032 | 1.026 | 728
Tariff 253 | 1.036 | 1.01 | 1.005 | 1.036 | 901
Tariff 254 | 1.011 | 1.006 | 1.002 | 1.008 | 904
Tariff 255 | 1.008 | 1.005 | 1.005 | 1.007 | 905
Tariff 256 | 1.022 | 1.027 | 1.029 | 1.016 | 906
Tariff 257 | 1 | 0.978 | 0.971 | 0.995 | 907
Tariff 258 | 1 | 0.978 | 0.976 | 1.001 | 908
Tariff 260 | 1.008 | 0.998 | 0.997 | 1.005 | 723
Tariff 262 | 1.004 | 1.002 | 1 | 1.004 | 765
Tariff 264 | 1.019 | 1.01 | 1.005 | 1.016 | Y03
Tariff 265 | 1.017 | 1.017 | 1.006 | 1.014 | 7492
Tariff 269 | 1.033 | 1.032 | 1.034 | 1.026 | 746
Tariff 270 | 1.012 | 1.01 | 1.01 | 1.01 | Y05
Tariff 275 | 1.055 | 1.036 | 1.037 | 1.04 | 766
Tariff 276 | 1 | 1 | 1.001 | 1 | Y06
Tariff 277 | 1.065 | 1.055 | 1.06 | 1.055 | Y26
Tariff 279 | 1.013 | 1.012 | 1.011 | 1.01 | 897
Tariff 280 | 1.003 | 0.979 | 0.969 | 1.001 | 767
Tariff 283 | 1.005 | 0.998 | 0.996 | 1.003 | 768
Tariff 284 | 0.998 | 0.998 | 0.999 | 0.998 | Y07
Tariff 286 | 1.015 | 1.016 | 1.017 | 1.014 | Y27
Tariff 291 | 1.041 | 1.029 | 1.011 | 1.033 | 769
Tariff 292 | 1.003 | 0.979 | 0.971 | 1.001 | Y08
Tariff 293 | 1.031 | 1.034 | 1.033 | 1.03 | 771
Tariff 294 | 0.996 | 0.996 | 0.997 | 1 | 7490
Tariff 295 | 1.009 | 1.01 | 1.007 | 1.007 | 7496
Tariff 296 | 1.004 | 1.003 | 1.003 | 1.003 | Y10
Tariff 300 | 1.023 | 1.018 | 1.018 | 1.018 | 774
Tariff 301 | 1.019 | 1.015 | 1.012 | 1.015 | Y11
Tariff 304 | 1.02 | 1.021 | 1.025 | 1.019 | 733
Tariff 305 | 0.994 | 0.975 | 0.968 | 0.993 | 775
Tariff 306 | 1.013 | 1.011 | 1.011 | 1.012 | Y12
Tariff 311 | 1.019 | 1.013 | 1.012 | 1.014 | 776
Tariff 312 | 1.068 | 1.067 | 1.075 | 1.064 | Y13
Tariff 316 | 1.006 | 1.002 | 1.002 | 1.005 | Y14
Tariff 320 | 1.037 | 1.036 | 1.041 | 1.034 | Y15
Tariff 322 | 1.01 | 1.008 | 1.009 | 1.01 | Y16
Tariff 329 | 1.011 | 1.002 | 1.003 | 1.01 | Y17
Tariff 331 | 1.003 | 0.993 | 0.988 | 1.001 | Y18
Tariff 339 | 1.005 | 0.996 | 0.994 | 1.003 | 838
Tariff 340 | 1.027 | 1.01 | 1 | 1.022 | 843
Tariff 341 | 1.014 | 1.004 | 1.004 | 1.012 | 871
Tariff 342 | 1.046 | 1.024 | 1.017 | 1.036 | 879
Tariff 343 | 1.02 | 1.012 | 1.007 | 1.016 | 887
Tariff 344 | 1.045 | 1.058 | 1.054 | 1.041 | 900
Tariff 346 | 1.003 | 1.001 | 0.999 | 1.002 | Y20
Tariff 347 | 1.005 | 0.999 | 0.994 | 1.003 | Y21
Tariff 348 | 1.01 | 1.01 | 1.01 | 1.008 | Y31
Tariff 354 | 1.003 | 1.006 | 1.006 | 1.004 | Y32
Tariff 356 | 1.012 | 1.01 | 1.008 | 1.001 | Y38
Tariff 365 | 1.001 | 1.002 | 0.998 | 0.994 | 7372
Tariff 374 | 1.007 | 1.007 | 1.008 | 1.005 | Y22
Tariff 379 | 1.042 | 1.048 | 1.045 | 1.039 | Y23
Tariff 381 | 1.001 | 1.001 | 1.001 | 1 | Y33
Tariff 385 | 1.013 | 1.012 | 1.011 | 1.01 | 7459
Tariff 391 | 1.01 | 1.008 | 1.009 | 1.01 | Y24
Tariff 392 | 1.003 | 1.001 | 0.999 | 1.002 | Y25
Tariff 394 | 1.005 | 1.006 | 1.006 | 1.005 | Y34
Tariff 402 | 1.013 | 1.012 | 1.011 | 1.01 | 897
Tariff 405 | 1 | 1 | 1 | 1 | 821
Tariff 414 | 1.016 | 1.015 | 1.015 | 1.013 | Y35
Tariff 415 | 1.013 | 1.012 | 1.011 | 1.01 | 7527
Tariff 417 | 1.039 | 1.029 | 1.038 | 1.041 | Y28
Tariff 444 | 1.013 | 1.012 | 1.011 | 1.01 | 897
Tariff 445 | 1.004 | 1.004 | 1.003 | 1.003 | 899
Tariff 453 | 1.018 | 1.017 | 1.016 | 1.015 | 745
Tariff 455 | 1.002 | 1.002 | 1.002 | 1.002 | Y37
Tariff 460 | 1.013 | 1.012 | 1.011 | 1.01 | 897
Tariff 461 | 1.013 | 1.012 | 1.011 | 1.01 | 897
Tariff 462 | 1.013 | 1.012 | 1.011 | 1.01 | 897
Tariff 463 | 1.013 | 1.012 | 1.011 | 1.01 | 897
Tariff 467 | 1.013 | 1.012 | 1.011 | 1.01 | 897
Tariff 469 | 1.013 | 1.012 | 1.011 | 1.01 | 897
Tariff 470 | 1.018 | 1.017 | 1.016 | 1.015 | 739
Tariff 471 | 1.013 | 1.012 | 1.011 | 1.01 | 897
Tariff 473 | 1.013 | 1.012 | 1.011 | 1.01 | 897
Tariff 474 | 1.013 | 1.014 | 1.015 | 1.01 | Y36
Tariff 475 | 1.004 | 1.004 | 1.003 | 1.003 | 899
Tariff 477 | 1.013 | 1.012 | 1.011 | 1.01 | 897
Tariff 478 | 1.018 | 1.017 | 1.016 | 1.015 | 739
Tariff 479 | 1.018 | 1.017 | 1.016 | 1.015 | 739
Tariff 480 | 1.006 | 1.007 | 1.007 | 1.007 | 770
Tariff 481 | 1.013 | 1.012 | 1.011 | 1.01 | 897
Tariff 482 | 1.013 | 1.012 | 1.011 | 1.01 | 897
Tariff 483 | 1.013 | 1.012 | 1.011 | 1.01 | 897
Tariff 484 | 1.011 | 1.007 | 1.009 | 1.011 | Y39
Tariff 485 | 1.011 | 1.007 | 1.009 | 1.011 | Y40
Tariff 489 | 1.013 | 1.012 | 1.011 | 1.01 | 897
Tariff 490 | 1.013 | 1.012 | 1.011 | 1.01 | 897
Tariff 491 | 1.004 | 1.004 | 1.003 | 1.003 | 899
Tariff 492 | 1.013 | 1.012 | 1.011 | 1.01 | 897
Tariff 493 | 1.013 | 1.012 | 1.011 | 1.01 | 897
EHV site specific LLFs
Generation
Site | Period 1 | Period 2 | Period 3 | Period 4 | Associated LLFC
Tariff 004 | 1.018 | 1.017 | 1.016 | 1.015 | 734
Tariff 005 | 1.018 | 1.017 | 1.016 | 1.015 | 736
Tariff 006 | 1.018 | 1.017 | 1.016 | 1.015 | 737
Tariff 009 | 1.018 | 1.017 | 1.016 | 1.015 | 740
Tariff 017 | 1.018 | 1.017 | 1.016 | 1.015 | 738
Tariff 031 | 1.027 | 1.027 | 1.029 | 1.029 | 918
Tariff 036 | 1.027 | 1.035 | 1.034 | 1.026 | 929
Tariff 037 | 1.017 | 1.027 | 1.013 | 1.009 | 924
Tariff 038 | 1.008 | 1.008 | 1.009 | 1.009 | 937
Tariff 041 | 0.999 | 0.999 | 0.999 | 0.999 | 7174
Tariff 043 | 1.002 | 1.002 | 1.003 | 1.002 | 923
Tariff 055 | 1.005 | 1.008 | 1.01 | 1.008 | 4032
Tariff 056 | 1.007 | 1.007 | 1.007 | 1.018 | 4548
Tariff 057 | 1.032 | 1.049 | 1.06 | 1.021 | 925
Tariff 058 | 1.034 | 1.053 | 1.056 | 1.018 | 521
Tariff 059 | 1.01 | 1.014 | 1.017 | 1.008 | 930
Tariff 060 | 1.013 | 1.014 | 1.015 | 1.013 | 7390
Tariff 061 | 1.006 | 1.007 | 1.007 | 1.006 | 7391
Tariff 062 | 1.004 | 1.004 | 1.004 | 1.001 | 917
Tariff 063 | 1.004 | 1.004 | 1.004 | 1.001 | 917
Tariff 064 | 1.004 | 1.004 | 1.004 | 1.001 | 917
Tariff 066 | 1.042 | 1.036 | 1.067 | 1.035 | 927
Tariff 067 | 1.039 | 1.034 | 1.03 | 1.032 | 928
Tariff 070 | 1.013 | 1.015 | 1.016 | 1.011 | 938
Tariff 074 | 1.009 | 1.012 | 1.009 | 1.009 | 921
Tariff 075 | 1.012 | 1.016 | 1.017 | 1.012 | 922
Tariff 076 | 0.997 | 0.997 | 0.997 | 0.997 | 939
Tariff 078 | 1.037 | 1.05 | 1.06 | 1.027 | 941
Tariff 079 | 1.022 | 1.016 | 1.012 | 1.021 | 926
Tariff 080 | 1.046 | 1.038 | 1.035 | 1.037 | 940
Tariff 081 | 1.043 | 1.055 | 1.067 | 1.044 | 942
Tariff 082 | 1.014 | 1.02 | 1.026 | 1.013 | 943
Tariff 083 | 1.02 | 1.032 | 1.03 | 1.018 | 944
Tariff 090 | 0.999 | 0.999 | 0.999 | 0.999 | 7081
Tariff 091 | 0.999 | 0.999 | 0.999 | 0.999 | 7095
Tariff 096 | 1.036 | 1.026 | 1.021 | 1.03 | 946
Tariff 097 | 1.026 | 1.028 | 1.035 | 1.024 | 947
Tariff 098 | 1.022 | 1.021 | 1.025 | 1.017 | 7485
Tariff 099 | 1.038 | 1.025 | 1.017 | 1.03 | 949
Tariff 101 | 1.011 | 1.013 | 1.014 | 1.011 | 611
Tariff 102 | 1.021 | 1.017 | 1.012 | 1.019 | 612
Tariff 103 | 1.013 | 1.014 | 1.015 | 1.011 | 613
Tariff 104 | 1.03 | 1.033 | 1.032 | 1.027 | 614
Tariff 106 | 1.033 | 1.025 | 1.022 | 1.03 | 615
Tariff 107 | 1.056 | 1.05 | 1.05 | 1.05 | 616
Tariff 108 | 1.062 | 1.07 | 1.071 | 1.055 | 617
Tariff 110 | 1.025 | 1.025 | 1.028 | 1.019 | 619
Tariff 111 | 1.016 | 1.011 | 1.023 | 1.02 | 620
Tariff 112 | 1.059 | 1.068 | 1.062 | 1.051 | 621
Tariff 113 | 1 | 0.994 | 0.992 | 1 | 622
Tariff 114 | 1.033 | 1.02 | 1.016 | 1.028 | 623
Tariff 115 | 1.034 | 1.019 | 1.015 | 1.029 | 504
Tariff 116 | 1.033 | 1.035 | 1.04 | 1.025 | 624
Tariff 117 | 1.042 | 1.038 | 1.041 | 1.045 | 625
Tariff 119 | 1.034 | 1.042 | 1.047 | 1.031 | 627
Tariff 120 | 1.009 | 1 | 0.995 | 1.008 | 628
Tariff 121 | 1.01 | 1.003 | 0.999 | 1.008 | 629
Tariff 122 | 1.008 | 1.007 | 1.007 | 1.007 | 914
Tariff 124 | 1.007 | 1.008 | 1.008 | 1.006 | 630
Tariff 125 | 1.006 | 1.004 | 1.001 | 1.005 | 631
Tariff 126 | 1.008 | 1.008 | 1.009 | 1.008 | 632
Tariff 127 | 1.049 | 1.052 | 1.051 | 1.035 | 633
Tariff 128 | 1.019 | 1.019 | 1.028 | 1.023 | 634
Tariff 129 | 1.006 | 1.002 | 1.001 | 1.004 | 635
Tariff 131 | 1.039 | 1.021 | 1.018 | 1.032 | 648
Tariff 132 | 1.013 | 1.012 | 1.011 | 1.01 | 637
Tariff 134 | 1.005 | 1.006 | 1.005 | 1.005 | 639
Tariff 135 | 1.031 | 1.032 | 1.034 | 1.024 | 640
Tariff 136 | 1.019 | 1.009 | 1.003 | 1.018 | 641
Tariff 137 | 1.026 | 1.006 | 0.998 | 1.025 | 642
Tariff 138 | 1.033 | 1.023 | 1.019 | 1.026 | 645
Tariff 139 | 1.05 | 1.059 | 1.062 | 1.044 | 646
Tariff 140 | 1.041 | 1.034 | 1.037 | 1.035 | Z00
Tariff 143 | 1.005 | 1.004 | 1.003 | 1.004 | 649
Tariff 144 | 1.005 | 1.003 | 1.001 | 1.004 | 911
Tariff 146 | 1.02 | 1.023 | 1.024 | 1.018 | 912
Tariff 147 | 1.035 | 1.029 | 1.031 | 1.03 | 952
Tariff 148 | 1.014 | 1.012 | 1.01 | 1.013 | 913
Tariff 149 | 1.016 | 1.018 | 1.018 | 1.015 | Z29
Tariff 151 | 0.997 | 0.99 | 0.988 | 0.997 | 958
Tariff 152 | 1.025 | 1.02 | 1.021 | 1.021 | 626
Tariff 153 | 1.025 | 1.023 | 1.024 | 1.021 | 607
Tariff 154 | 0.999 | 0.998 | 0.997 | 0.999 | 915
Tariff 155 | 1.045 | 1.043 | 1.046 | 1.038 | 608
Tariff 156 | 1.024 | 1.025 | 1.022 | 1.023 | 959
Tariff 158 | 1.03 | 1.018 | 1.016 | 1.023 | 609
Tariff 160 | 1.041 | 1.046 | 1.043 | 1.037 | 916
Tariff 161 | 1.03 | 1.022 | 1.016 | 1.03 | 960
Tariff 162 | 1.002 | 0.993 | 0.991 | 1.001 | 600
Tariff 164 | 1.009 | 1.002 | 1.007 | 1.012 | 601
Tariff 165 | 1.004 | 0.998 | 0.996 | 1.002 | 602
Tariff 167 | 1.023 | 1.018 | 1.036 | 1.026 | 647
Tariff 168 | 0.999 | 0.996 | 0.994 | 0.998 | 954
Tariff 169 | 1.027 | 1.014 | 1.014 | 1.023 | 603
Tariff 170 | 1.002 | 1.002 | 1.003 | 1.002 | 604
Tariff 171 | 1.006 | 1 | 0.998 | 1.004 | 636
Tariff 173 | 1.017 | 1.011 | 1.008 | 1.017 | 964
Tariff 174 | 1.027 | 1.028 | 1.03 | 1.02 | 404
Tariff 175 | 1.051 | 1.043 | 1.039 | 1.049 | 945
Tariff 176 | 1.013 | 1.014 | 1.014 | 1.011 | 936
Tariff 177 | 1.002 | 1.003 | 1.004 | 1.002 | 781
Tariff 178 | 1.029 | 1.026 | 1.03 | 1.023 | 968
Tariff 179 | 1.04 | 1.034 | 1.036 | 1.036 | 970
Tariff 180 | 1.011 | 1.01 | 1.009 | 1.011 | 971
Tariff 181 | 1.021 | 1.025 | 1.03 | 1.017 | 777
Tariff 182 | 1.004 | 1.004 | 1.004 | 1.004 | 778
Tariff 184 | 1.024 | 1.02 | 1.02 | 1.022 | 779
Tariff 185 | 1.005 | 1.002 | 1.001 | 1.003 | 972
Tariff 186 | 1.004 | 0.998 | 0.996 | 1.003 | 780
Tariff 187 | 1.004 | 0.999 | 0.997 | 1.003 | 974
Tariff 188 | 1.004 | 0.997 | 0.995 | 1.003 | 782
Tariff 189 | 1.004 | 0.996 | 0.994 | 1.003 | Z01
Tariff 190 | 1.009 | 1.01 | 1.012 | 1.008 | 783
Tariff 191 | 1.004 | 0.997 | 0.994 | 1.002 | 784
Tariff 192 | 0.999 | 0.997 | 0.996 | 0.999 | 785
Tariff 194 | 1.028 | 1.035 | 1.043 | 1.025 | 786
Tariff 196 | 1.039 | 1.044 | 1.05 | 1.031 | 787
Tariff 198 | 1.014 | 0.985 | 0.966 | 1.01 | 788
Tariff 199 | 1.055 | 1.05 | 1.056 | 1.048 | 956
Tariff 201 | 0.983 | 0.985 | 0.985 | 0.985 | 789
Tariff 202 | 1.017 | 1.011 | 1.009 | 1.017 | 790
Tariff 205 | 1.011 | 1.012 | 1.013 | 1.009 | 791
Tariff 208 | 1.015 | 1.014 | 1.014 | 1.012 | 962
Tariff 209 | 1.009 | 0.994 | 0.986 | 1.002 | 792
Tariff 212 | 1.01 | 1.012 | 1.013 | 1.009 | 618
Tariff 213 | 1.002 | 0.996 | 0.994 | 1.002 | 793
Tariff 214 | 1.022 | 1.01 | 1.009 | 1.014 | 989
Tariff 215 | 1.017 | 1.014 | 1.015 | 1.013 | 794
Tariff 218 | 1.033 | 1.04 | 1.039 | 1.032 | 963
Tariff 219 | 1.007 | 1.002 | 1 | 1.006 | 795
Tariff 220 | 0.998 | 0.992 | 0.99 | 0.997 | 796
Tariff 222 | 1.013 | 1.013 | 0.998 | 1.009 | Z02
Tariff 225 | 1.011 | 1.009 | 1.008 | 1.01 | 980
Tariff 227 | 1.003 | 1.003 | 1.003 | 1.002 | 955
Tariff 228 | 1.014 | 1.006 | 1.006 | 1.013 | 957
Tariff 229 | 1.03 | 1.013 | 1.005 | 1.024 | 999
Tariff 230 | 1.012 | 1.012 | 1.011 | 1.011 | 450
Tariff 233 | 1.031 | 1.033 | 1.035 | 1.033 | 797
Tariff 234 | 1.013 | 1.012 | 1.011 | 1.01 | 933
Tariff 235 | 1.043 | 1.054 | 1.051 | 1.04 | 369
Tariff 238 | 1.032 | 1.042 | 1.051 | 1.035 | 7310
Tariff 240 | 1.006 | 1.002 | 1.001 | 1.004 | 798
Tariff 244 | 1.008 | 1.001 | 1 | 1.006 | 799
Tariff 247 | 1.018 | 1.017 | 1.016 | 1.015 | 741
Tariff 248 | 1.018 | 1.017 | 1.016 | 1.015 | 742
Tariff 249 | 1.018 | 1.017 | 1.016 | 1.015 | 743
Tariff 250 | 1.008 | 1.008 | 1.008 | 1.005 | 403
Tariff 251 | 1.038 | 1.037 | 1.038 | 1.03 | 451
Tariff 252 | 1.03 | 1.032 | 1.037 | 1.025 | 978
Tariff 253 | 1.044 | 1.035 | 1.036 | 1.044 | 991
Tariff 254 | 1.011 | 1.008 | 1.005 | 1.009 | 994
Tariff 255 | 1.008 | 1.007 | 1.007 | 1.007 | 995
Tariff 256 | 1.024 | 1.029 | 1.033 | 1.017 | 996
Tariff 257 | 1.003 | 0.99 | 0.984 | 0.999 | 997
Tariff 258 | 1.006 | 0.993 | 0.995 | 1.008 | 998
Tariff 260 | 1.011 | 1.007 | 1.008 | 1.009 | 953
Tariff 262 | 1.004 | 1.003 | 1.002 | 1.004 | 983
Tariff 264 | 1.02 | 1.014 | 1.009 | 1.017 | Z03
Tariff 265 | 1.016 | 1.017 | 1.013 | 1.014 | 7493
Tariff 269 | 1.034 | 1.034 | 1.035 | 1.027 | 748
Tariff 270 | 1.012 | 1.012 | 1.011 | 1.01 | Z05
Tariff 275 | 1.043 | 1.042 | 1.043 | 1.042 | 966
Tariff 276 | 1.002 | 1.002 | 1.002 | 1.002 | Z06
Tariff 277 | 1.067 | 1.061 | 1.067 | 1.057 | Z26
Tariff 279 | 1.013 | 1.012 | 1.011 | 1.01 | 933
Tariff 280 | 1.004 | 0.984 | 0.975 | 1.003 | 467
Tariff 283 | 1.005 | 1.001 | 0.999 | 1.004 | 468
Tariff 284 | 1 | 1 | 1.001 | 1 | Z07
Tariff 286 | 1.012 | 1.013 | 1.015 | 1.012 | Z27
Tariff 291 | 1.041 | 1.029 | 1.011 | 1.033 | 984
Tariff 292 | 1.005 | 0.983 | 0.974 | 1.003 | Z08
Tariff 293 | 1.032 | 1.027 | 1.034 | 1.031 | 951
Tariff 294 | 1 | 1 | 1 | 1.002 | 7491
Tariff 295 | 1.009 | 1.01 | 1.009 | 1.007 | 7497
Tariff 296 | 1.004 | 1.003 | 1.004 | 1.003 | Z10
Tariff 300 | 1.022 | 1.02 | 1.02 | 1.018 | 644
Tariff 301 | 1.021 | 1.014 | 1.015 | 1.016 | Z11
Tariff 304 | 1.021 | 1.023 | 1.026 | 1.019 | 744
Tariff 305 | 0.998 | 0.987 | 0.984 | 0.998 | 986
Tariff 311 | 1.017 | 1.013 | 1.012 | 1.014 | 976
Tariff 312 | 1.071 | 1.076 | 1.086 | 1.067 | Z13
Tariff 316 | 1.007 | 1.004 | 1.005 | 1.006 | Z14
Tariff 320 | 1.037 | 1.036 | 1.041 | 1.035 | Z15
Tariff 322 | 1.011 | 1.009 | 1.01 | 1.009 | Z16
Tariff 329 | 1.012 | 1.005 | 1.005 | 1.012 | Z17
Tariff 331 | 1.003 | 0.995 | 0.99 | 1.001 | Z18
Tariff 339 | 1.005 | 0.997 | 0.995 | 1.003 | 638
Tariff 340 | 1.03 | 1.013 | 1.005 | 1.024 | 643
Tariff 341 | 1.014 | 1.006 | 1.006 | 1.012 | 981
Tariff 342 | 1.048 | 1.033 | 1.027 | 1.04 | 988
Tariff 343 | 1.022 | 1.019 | 1.016 | 1.018 | 992
Tariff 344 | 1.045 | 1.056 | 1.058 | 1.043 | 950
Tariff 346 | 1.004 | 1.003 | 1.002 | 1.003 | Z20
Tariff 347 | 1.006 | 1.004 | 1.001 | 1.005 | Z21
Tariff 348 | 1.01 | 1.012 | 1.013 | 1.009 | Z31
Tariff 354 | 1.004 | 1.006 | 1.007 | 1.004 | Z32
Tariff 356 | 0.983 | 0.981 | 0.98 | 0.964 | Z36
Tariff 365 | 1.011 | 1.012 | 1.009 | 1.005 | 7373
Tariff 374 | 1.008 | 1.008 | 1.009 | 1.006 | Z22
Tariff 379 | 1.048 | 1.05 | 1.062 | 1.043 | Z23
Tariff 381 | 1.003 | 1.003 | 1.003 | 1.002 | Z33
Tariff 385 | 1.013 | 1.012 | 1.011 | 1.01 | 7460
Tariff 391 | 1.011 | 1.009 | 1.01 | 1.009 | Z24
Tariff 392 | 1.004 | 1.003 | 1.002 | 1.003 | Z25
Tariff 394 | 1.009 | 1.011 | 1.011 | 1.009 | Z34
Tariff 402 | 1.013 | 1.012 | 1.011 | 1.01 | 933
Tariff 405 | 0.978 | 0.98 | 0.975 | 0.986 | Z37
Tariff 414 | 1.018 | 1.017 | 1.017 | 1.014 | Z35
Tariff 415 | 1.013 | 1.012 | 1.011 | 1.01 | 7528
Tariff 417 | 1.043 | 1.042 | 1.045 | 1.041 | Z28
Tariff 444 | 1.013 | 1.012 | 1.011 | 1.01 | 933
Tariff 445 | 1.004 | 1.004 | 1.003 | 1.003 | 935
Tariff 462 | 1.013 | 1.012 | 1.011 | 1.01 | 933
Tariff 463 | 1.013 | 1.012 | 1.011 | 1.01 | 933
Tariff 467 | 1.013 | 1.012 | 1.011 | 1.01 | 933
Tariff 469 | 1.013 | 1.012 | 1.011 | 1.01 | 933
Tariff 471 | 1.013 | 1.012 | 1.011 | 1.01 | 933
Tariff 473 | 1.013 | 1.012 | 1.011 | 1.01 | 933
Tariff 474 | 1.013 | 1.012 | 1.011 | 1.01 | 933
Tariff 475 | 1.004 | 1.004 | 1.003 | 1.003 | 935
Tariff 477 | 1.013 | 1.012 | 1.011 | 1.01 | 933
Tariff 480 | 0.981 | 0.985 | 0.982 | 0.986 | 610
Tariff 481 | 1.013 | 1.012 | 1.011 | 1.01 | 933
Tariff 483 | 1.013 | 1.012 | 1.011 | 1.01 | 933
Tariff 484 | 1.013 | 1.01 | 1.012 | 1.011 | Z38
Tariff 485 | 1.013 | 1.01 | 1.012 | 1.011 | Z39
Tariff 489 | 1.013 | 1.012 | 1.011 | 1.01 | 933
Tariff 490 | 1.013 | 1.012 | 1.011 | 1.01 | 933
Tariff 491 | 1.004 | 1.004 | 1.003 | 1.003 | 935
Tariff 492 | 1.013 | 1.012 | 1.011 | 1.01 | 933
Tariff 493 | 1.013 | 1.012 | 1.011 | 1.01 | 933

## Annex 6 New or Amended EHV
Back to Overview | [6 empty] | Note: The list of MPANs/MSIDs provided may be incomplete; the DNO reserves the right to apply the listed charges to any other MPANs/MSIDs associated with the site. If sites appear in both Annex 2 and Annex 6, the charges in Annex 6 take precedence. Where an existing Designated EHV Property is modified and energised in the charging year, we may revise the EDCM charges for the modified Designated EHV Property.
Annex 6 - Charges for New or Amended Designated EHV Properties
Southern Electric Power Distribution plc - Effective from 1 April 2024 - Final new designated EHV charges
Effective from date | Import LLFC | Import MPANs/MSIDs | Export LLFC | Export MPANs/MSIDs | Name | Residual Charging Band | Import Super Red unit charge (p/kWh) | Import fixed charge (p/day) | Import capacity charge (p/kVA/day) | Import exceeded capacity charge (p/kVA/day) | Export Super Red unit charge (p/kWh) | Export fixed charge (p/day) | Export capacity charge (p/kVA/day) | Export exceeded capacity charge (p/kVA/day)
01/04/2024 | 4033 | 4033 | 4032 | 4032 | Tariff 055 | - | 0 | 0.23 | 1.9 | 1.9 | 0 | 11.65 | 0.05 | 0.05
01/04/2024 | 4548 | 4548 | 4548 | 4548 | Tariff 056 | - | 0 | 0.04 | 1.1 | 1.1 | 0 | 11.84 | 0.05 | 0.05
01/04/2024 | Y34 | 2000057162785 | Z34 | 2000057162794 | Tariff 394 | - | 0.227 | 319.16 | 0.83 | 0.83 | 0 | 398.95 | 0.05 | 0.05
01/04/2024 | 892 | 2000055582800 | 630 | 2000055582819 | Tariff 124 | - | 0 | 2.39 | 2.43 | 2.43 | 0 | 596.92 | 0.05 | 0.05
01/04/2024 | 897 | 2000060253227 | 933 | 2000060253236 | Tariff 494 | - | 0 | 208.92 | 1.22 | 1.22 | 0 | 208.92 | 0.05 | 0.05
01/04/2024 | 7529 | 7529 | 7530 | 7530 | Tariff 495 | - | 0 | 2340.98 | 0.71 | 0.71 | 0 | 2340.98 | 0.05 | 0.05
01/04/2024 | Y29 | 2000056951250 | Z29 | 2000056951269 | Tariff 149 | - | 0 | 1162.63 | 0.85 | 0.85 | 0 | 10731.96 | 0.05 | 0.05
01/04/2024 | 846 | 2000050552457 | 927 | 2000050570312 | Tariff 066 | - | 1.267 | 12.25 | 0.76 | 0.76 | 0 | 216.95 | 0.05 | 0.05
01/04/2024 | 7515 | 7515 | 7516 | 7516 | Tariff 413 | - | 0.804 | 724.58 | 1.66 | 1.66 | 0 | 762.71 | 0.05 | 0.05
01/04/2024 | 860 | 2000054674344 | 939 | 2000054674353 | Tariff 076 | - | 0 | 298.62 | 1.21 | 1.21 | 0 | 3318.01 | 0.05 | 0.05
01/04/2024 | 897 | 2000060330778 | 933 | 2000060330787 | Tariff 496 | - | 1.15 | 59.47 | 2.82 | 2.82 | 0 | 11151.53 | 0.05 | 0.05
01/04/2024 | 897 |  | 933 |  | Tariff 499 | - | 0 | 6186.03 | 1.14 | 1.14 | 0 | 13601.54 | 0.05 | 0.05
01/04/2024 | 897 | 2000060125845 | 933 | 2000060125854 | Tariff 501 | - | 0 | 74.23 | 2.36 | 2.36 | 0 | 691.43 | 0.05 | 0.05
30/06/2024 | 897 | 2000060564983 | 933 | 2000060564992 | Tariff 500 | - | 0 | 2.47 | 0.76 | 0.76 | 0 | 356.33 | 0.05 | 0.05
15/04/2024 | 669 | 2000056532456 | 369 | 2000056532483 | Tariff 235 | - | 0.222 | 17.08 | 0.88 | 0.88 | 0 | 751.52 | 0.05 | 0.05
01/04/2024 | 897 |  | 933 |  | Tariff 497 | - | 0 | 349.5 | 0.73 | 0.73 | 0 | 349.5 | 0.05 | 0.05
01/04/2024 | 897 | 2000060440639 | 933 | 2000060440648 | Tariff 383 | - | 0 | 6147.08 | 1.07 | 1.07 | 0 | 6147.08 | 0.05 | 0.05
01/04/2024 | 897 | 2000060268250 | 933 | 2000060268260 | Tariff 353 | - | 0 | 156.97 | 1.67 | 1.67 | 0 | 660.93 | 0.05 | 0.05
01/04/2024 | 821 | 2000057983865 | Z37 | 2000057983847 | Tariff 405 | - | 0 | 961.28 | 0.59 | 0.59 | 0 | 961.28 | 0.05 | 0.05
01/04/2024 | 899 | 2000060129325 | 935 | 2000060129334 | Tariff 502 | - | 0 | 961.27 | 0.59 | 0.59 | 0 | 961.27 | 0.05 | 0.05
01/04/2024 | Y16 | 2000056647928 | Z16 | 2000056647946 | Tariff 322 | - | 0 | 2.62 | 1.54 | 1.54 | 0 | 418.79 | 0.05 | 0.05
01/06/2024 | 897 | 2000060619240 | 933 | 2000060619259 | Tariff 333 | - | 0 | 27.79 | 1.26 | 1.26 | 0 | 8030.42 | 0.05 | 0.05
Southern Electric Power Distribution plc - Effective from 1 April 2024 - Final new designated EHV line loss factors
Effective from date | Import LLFC | Import MPANs/MSIDs | Export LLFC | Export MPANs/MSIDs | Name | Residual Charging Band | Import LLF period 1 | Import LLF period 2 | Import LLF period 3 | Import LLF period 4 | Export LLF period 1 | Export LLF period 2 | Export LLF period 3 | Export LLF period 4
01/04/2024 | 897 | 2000060253227 | 933 | 2000060253236 | Tariff 494 | - | 1.013 | 1.012 | 1.011 | 1.01 | 1.013 | 1.012 | 1.011 | 1.01
01/04/2024 | 7529 | 7529 | 7530 | 7530 | Tariff 495 | - | 1.013 | 1.012 | 1.011 | 1.01 | 1.013 | 1.012 | 1.011 | 1.01
01/04/2024 | 7515 | 7515 | 7516 | 7516 | Tariff 413 | - | 1.013 | 1.012 | 1.011 | 1.01 | 1.013 | 1.012 | 1.011 | 1.01
01/04/2024 | 897 | 2000060330778 | 933 | 2000060330787 | Tariff 496 | - | 1.013 | 1.012 | 1.011 | 1.01 | 1.013 | 1.012 | 1.011 | 1.01
01/04/2024 | 897 |  | 933 |  | Tariff 499 | - | 1.013 | 1.012 | 1.011 | 1.01 | 1.013 | 1.012 | 1.011 | 1.01
01/04/2024 | 897 | 2000060125845 | 933 | 2000060125854 | Tariff 501 | - | 1.013 | 1.012 | 1.011 | 1.01 | 1.013 | 1.012 | 1.011 | 1.01
30/06/2024 | 897 | 2000060564983 | 933 | 2000060564992 | Tariff 500 | - | 1.013 | 1.012 | 1.011 | 1.01 | 1.013 | 1.012 | 1.011 | 1.01
01/04/2024 | 897 |  | 933 |  | Tariff 497 | - | 1.013 | 1.012 | 1.011 | 1.01 | 1.013 | 1.012 | 1.011 | 1.01
01/04/2024 | 897 | 2000060440639 | 933 | 2000060440648 | Tariff 383 | - | 1.013 | 1.012 | 1.011 | 1.01 | 1.013 | 1.012 | 1.011 | 1.01
01/04/2024 | 897 | 2000060268250 | 933 | 2000060268260 | Tariff 353 | - | 1.013 | 1.012 | 1.011 | 1.01 | 1.013 | 1.012 | 1.011 | 1.01
01/04/2024 | 899 | 2000060129325 | 935 | 2000060129334 | Tariff 502 | - | 1.004 | 1.004 | 1.003 | 1.003 | 1.004 | 1.004 | 1.003 | 1.003
01/06/2024 | 897 | 2000060619240 | 933 | 2000060619259 | Tariff 333 | - | 1.013 | 1.012 | 1.011 | 1.01 | 1.013 | 1.012 | 1.011 | 1.01

## Annex 7 Pass-Through Costs
Back to Overview
Southern Electric Power Distribution plc - Effective from 1 April 2024 - Final Supplier of Last Resort and Eligible Bad Debt Pass-Through Costs
Tariff name | Open LLFCs / LDNO unique billing identifier | PCs | Supplier of Last Resort Fixed charge adder* p/MPAN/day | Excess Supplier of Last Resort Fixed charge adder** p/MPAN/day | Eligible Bad Debt Fixed charge adder*** p/MPAN/day
Domestic Aggregated or CT with Residual | 100-111, 154-157, 160-161, 456, Q55 | 0, 1, 2 | 0.22715 |  | 0.5242
Non-Domestic Aggregated or CT No Residual | H00, H05, H10, H15, H20, H25, H30, H35, H40, H45, H50, H55, H60, H70, H75, H80, Q00, Q56 | 0, 3, 4, 5-8 |  |  | 0.5242
Non-Domestic Aggregated or CT Band 1 | H01, H06, H11, H16, H21, H26, H31, H36, H41, H46, H51, H56, H61, H71, H76, H81, Q01, Q57 | 0, 3, 4, 5-8 |  |  | 0.5242
Non-Domestic Aggregated or CT Band 2 | H02, H07, H12, H17, H22, H27, H32, H37, H42, H47, H52, H57, H62, H72, H77, H82, Q02, Q58 | 0, 3, 4, 5-8 |  |  | 0.5242
Non-Domestic Aggregated or CT Band 3 | H03, H08, H13, H18, H23, H28, H33, H38, H43, H48, H53, H58, H63, H73, H78, H83, Q03, Q59 | 0, 3, 4, 5-8 |  |  | 0.5242
Non-Domestic Aggregated or CT Band 4 | H04, H09, H14, H19, H24, H29, H34, H39, H44, H49, H54, H59, H64, H74, H79, H84, Q04, Q60 | 0, 3, 4, 5-8 |  |  | 0.5242
LV Site Specific No Residual | H85 | 0 |  |  | 0.5242
LV Site Specific Band 1 | H86 | 0 |  |  | 0.5242
LV Site Specific Band 2 | H87 | 0 |  |  | 0.5242
LV Site Specific Band 3 | H88 | 0 |  |  | 0.5242
LV Site Specific Band 4 | H89 | 0 |  |  | 0.5242
LV Sub Site Specific No Residual | H90 | 0 |  |  | 0.5242
LV Sub Site Specific Band 1 | H91 | 0 |  |  | 0.5242
LV Sub Site Specific Band 2 | H92 | 0 |  |  | 0.5242
LV Sub Site Specific Band 3 | H93 | 0 |  |  | 0.5242
LV Sub Site Specific Band 4 | H94 | 0 |  |  | 0.5242
HV Site Specific No Residual | Q45 | 0 |  |  | 0.5242
HV Site Specific Band 1 | Q46 | 0 |  |  | 0.5242
HV Site Specific Band 2 | Q47 | 0 |  |  | 0.5242
HV Site Specific Band 3 | Q48 | 0 |  |  | 0.5242
HV Site Specific Band 4 | Q49 | 0 |  |  | 0.5242
LDNO LV: Domestic Aggregated or CT with Residual |  | 0, 1, 2 | 0.22715 |  | 0.5242
LDNO LV: Non-Domestic Aggregated or CT No Residual |  | 0, 3, 4, 5-8 |  |  | 0.5242
LDNO LV: Non-Domestic Aggregated or CT Band 1 |  | 0, 3, 4, 5-8 |  |  | 0.5242
LDNO LV: Non-Domestic Aggregated or CT Band 2 |  | 0, 3, 4, 5-8 |  |  | 0.5242
LDNO LV: Non-Domestic Aggregated or CT Band 3 |  | 0, 3, 4, 5-8 |  |  | 0.5242
LDNO LV: Non-Domestic Aggregated or CT Band 4 |  | 0, 3, 4, 5-8 |  |  | 0.5242
LDNO LV: LV Site Specific No Residual |  | 0 |  |  | 0.5242
LDNO LV: LV Site Specific Band 1 |  | 0 |  |  | 0.5242
LDNO LV: LV Site Specific Band 2 |  | 0 |  |  | 0.5242
LDNO LV: LV Site Specific Band 3 |  | 0 |  |  | 0.5242
LDNO LV: LV Site Specific Band 4 |  | 0 |  |  | 0.5242
LDNO HV: Domestic Aggregated or CT with Residual |  | 0, 1, 2 | 0.22715 |  | 0.5242
LDNO HV: Non-Domestic Aggregated or CT No Residual |  | 0, 3, 4, 5-8 |  |  | 0.5242
LDNO HV: Non-Domestic Aggregated or CT Band 1 |  | 0, 3, 4, 5-8 |  |  | 0.5242
LDNO HV: Non-Domestic Aggregated or CT Band 2 |  | 0, 3, 4, 5-8 |  |  | 0.5242
LDNO HV: Non-Domestic Aggregated or CT Band 3 |  | 0, 3, 4, 5-8 |  |  | 0.5242
LDNO HV: Non-Domestic Aggregated or CT Band 4 |  | 0, 3, 4, 5-8 |  |  | 0.5242
LDNO HV: LV Site Specific No Residual |  | 0 |  |  | 0.5242
LDNO HV: LV Site Specific Band 1 |  | 0 |  |  | 0.5242
LDNO HV: LV Site Specific Band 2 |  | 0 |  |  | 0.5242
LDNO HV: LV Site Specific Band 3 |  | 0 |  |  | 0.5242
LDNO HV: LV Site Specific Band 4 |  | 0 |  |  | 0.5242
LDNO HV: LV Sub Site Specific No Residual |  | 0 |  |  | 0.5242
LDNO HV: LV Sub Site Specific Band 1 |  | 0 |  |  | 0.5242
LDNO HV: LV Sub Site Specific Band 2 |  | 0 |  |  | 0.5242
LDNO HV: LV Sub Site Specific Band 3 |  | 0 |  |  | 0.5242
LDNO HV: LV Sub Site Specific Band 4 |  | 0 |  |  | 0.5242
LDNO HV: HV Site Specific No Residual |  | 0 |  |  | 0.5242
LDNO HV: HV Site Specific Band 1 |  | 0 |  |  | 0.5242
LDNO HV: HV Site Specific Band 2 |  | 0 |  |  | 0.5242
LDNO HV: HV Site Specific Band 3 |  | 0 |  |  | 0.5242
LDNO HV: HV Site Specific Band 4 |  | 0 |  |  | 0.5242
LDNO HVplus: Domestic Aggregated or CT with Residual |  | 0, 1, 2 | 0.22715 |  | 0.5242
LDNO HVplus: Non-Domestic Aggregated or CT No Residual |  | 0, 3, 4, 5-8 |  |  | 0.5242
LDNO HVplus: Non-Domestic Aggregated or CT Band 1 |  | 0, 3, 4, 5-8 |  |  | 0.5242
LDNO HVplus: Non-Domestic Aggregated or CT Band 2 |  | 0, 3, 4, 5-8 |  |  | 0.5242
LDNO HVplus: Non-Domestic Aggregated or CT Band 3 |  | 0, 3, 4, 5-8 |  |  | 0.5242
LDNO HVplus: Non-Domestic Aggregated or CT Band 4 |  | 0, 3, 4, 5-8 |  |  | 0.5242
LDNO HVplus: LV Site Specific No Residual |  | 0 |  |  | 0.5242
LDNO HVplus: LV Site Specific Band 1 |  | 0 |  |  | 0.5242
LDNO HVplus: LV Site Specific Band 2 |  | 0 |  |  | 0.5242
LDNO HVplus: LV Site Specific Band 3 |  | 0 |  |  | 0.5242
LDNO HVplus: LV Site Specific Band 4 |  | 0 |  |  | 0.5242
LDNO HVplus: LV Sub Site Specific No Residual |  | 0 |  |  | 0.5242
LDNO HVplus: LV Sub Site Specific Band 1 |  | 0 |  |  | 0.5242
LDNO HVplus: LV Sub Site Specific Band 2 |  | 0 |  |  | 0.5242
LDNO HVplus: LV Sub Site Specific Band 3 |  | 0 |  |  | 0.5242
LDNO HVplus: LV Sub Site Specific Band 4 |  | 0 |  |  | 0.5242
LDNO HVplus: HV Site Specific No Residual |  | 0 |  |  | 0.5242
LDNO HVplus: HV Site Specific Band 1 |  | 0 |  |  | 0.5242
LDNO HVplus: HV Site Specific Band 2 |  | 0 |  |  | 0.5242
LDNO HVplus: HV Site Specific Band 3 |  | 0 |  |  | 0.5242
LDNO HVplus: HV Site Specific Band 4 |  | 0 |  |  | 0.5242
LDNO EHV: Domestic Aggregated or CT with Residual |  | 0, 1, 2 | 0.22715 |  | 0.5242
LDNO EHV: Non-Domestic Aggregated or CT No Residual |  | 0, 3, 4, 5-8 |  |  | 0.5242
LDNO EHV: Non-Domestic Aggregated or CT Band 1 |  | 0, 3, 4, 5-8 |  |  | 0.5242
LDNO EHV: Non-Domestic Aggregated or CT Band 2 |  | 0, 3, 4, 5-8 |  |  | 0.5242
LDNO EHV: Non-Domestic Aggregated or CT Band 3 |  | 0, 3, 4, 5-8 |  |  | 0.5242
LDNO EHV: Non-Domestic Aggregated or CT Band 4 |  | 0, 3, 4, 5-8 |  |  | 0.5242
LDNO EHV: LV Site Specific No Residual |  | 0 |  |  | 0.5242
LDNO EHV: LV Site Specific Band 1 |  | 0 |  |  | 0.5242
LDNO EHV: LV Site Specific Band 2 |  | 0 |  |  | 0.5242
LDNO EHV: LV Site Specific Band 3 |  | 0 |  |  | 0.5242
LDNO EHV: LV Site Specific Band 4 |  | 0 |  |  | 0.5242
LDNO EHV: LV Sub Site Specific No Residual |  | 0 |  |  | 0.5242
LDNO EHV: LV Sub Site Specific Band 1 |  | 0 |  |  | 0.5242
LDNO EHV: LV Sub Site Specific Band 2 |  | 0 |  |  | 0.5242
LDNO EHV: LV Sub Site Specific Band 3 |  | 0 |  |  | 0.5242
LDNO EHV: LV Sub Site Specific Band 4 |  | 0 |  |  | 0.5242
LDNO EHV: HV Site Specific No Residual |  | 0 |  |  | 0.5242
LDNO EHV: HV Site Specific Band 1 |  | 0 |  |  | 0.5242
LDNO EHV: HV Site Specific Band 2 |  | 0 |  |  | 0.5242
LDNO EHV: HV Site Specific Band 3 |  | 0 |  |  | 0.5242
LDNO EHV: HV Site Specific Band 4 |  | 0 |  |  | 0.5242
LDNO 132kV/EHV: Domestic Aggregated or CT with Residual |  | 0, 1, 2 | 0.22715 |  | 0.5242
LDNO 132kV/EHV: Non-Domestic Aggregated or CT No Residual |  | 0, 3, 4, 5-8 |  |  | 0.5242
LDNO 132kV/EHV: Non-Domestic Aggregated or CT Band 1 |  | 0, 3, 4, 5-8 |  |  | 0.5242
LDNO 132kV/EHV: Non-Domestic Aggregated or CT Band 2 |  | 0, 3, 4, 5-8 |  |  | 0.5242
LDNO 132kV/EHV: Non-Domestic Aggregated or CT Band 3 |  | 0, 3, 4, 5-8 |  |  | 0.5242
LDNO 132kV/EHV: Non-Domestic Aggregated or CT Band 4 |  | 0, 3, 4, 5-8 |  |  | 0.5242
LDNO 132kV/EHV: LV Site Specific No Residual |  | 0 |  |  | 0.5242
LDNO 132kV/EHV: LV Site Specific Band 1 |  | 0 |  |  | 0.5242
LDNO 132kV/EHV: LV Site Specific Band 2 |  | 0 |  |  | 0.5242
LDNO 132kV/EHV: LV Site Specific Band 3 |  | 0 |  |  | 0.5242
LDNO 132kV/EHV: LV Site Specific Band 4 |  | 0 |  |  | 0.5242
LDNO 132kV/EHV: LV Sub Site Specific No Residual |  | 0 |  |  | 0.5242
LDNO 132kV/EHV: LV Sub Site Specific Band 1 |  | 0 |  |  | 0.5242
LDNO 132kV/EHV: LV Sub Site Specific Band 2 |  | 0 |  |  | 0.5242
LDNO 132kV/EHV: LV Sub Site Specific Band 3 |  | 0 |  |  | 0.5242
LDNO 132kV/EHV: LV Sub Site Specific Band 4 |  | 0 |  |  | 0.5242
LDNO 132kV/EHV: HV Site Specific No Residual |  | 0 |  |  | 0.5242
LDNO 132kV/EHV: HV Site Specific Band 1 |  | 0 |  |  | 0.5242
LDNO 132kV/EHV: HV Site Specific Band 2 |  | 0 |  |  | 0.5242
LDNO 132kV/EHV: HV Site Specific Band 3 |  | 0 |  |  | 0.5242
LDNO 132kV/EHV: HV Site Specific Band 4 |  | 0 |  |  | 0.5242
LDNO 132kV: Domestic Aggregated or CT with Residual |  | 0, 1, 2 | 0.22715 |  | 0.5242
LDNO 132kV: Non-Domestic Aggregated or CT No Residual |  | 0, 3, 4, 5-8 |  |  | 0.5242
LDNO 132kV: Non-Domestic Aggregated or CT Band 1 |  | 0, 3, 4, 5-8 |  |  | 0.5242
LDNO 132kV: Non-Domestic Aggregated or CT Band 2 |  | 0, 3, 4, 5-8 |  |  | 0.5242
LDNO 132kV: Non-Domestic Aggregated or CT Band 3 |  | 0, 3, 4, 5-8 |  |  | 0.5242
LDNO 132kV: Non-Domestic Aggregated or CT Band 4 |  | 0, 3, 4, 5-8 |  |  | 0.5242
LDNO 132kV: LV Site Specific No Residual |  | 0 |  |  | 0.5242
LDNO 132kV: LV Site Specific Band 1 |  | 0 |  |  | 0.5242
LDNO 132kV: LV Site Specific Band 2 |  | 0 |  |  | 0.5242
LDNO 132kV: LV Site Specific Band 3 |  | 0 |  |  | 0.5242
LDNO 132kV: LV Site Specific Band 4 |  | 0 |  |  | 0.5242
LDNO 132kV: LV Sub Site Specific No Residual |  | 0 |  |  | 0.5242
LDNO 132kV: LV Sub Site Specific Band 1 |  | 0 |  |  | 0.5242
LDNO 132kV: LV Sub Site Specific Band 2 |  | 0 |  |  | 0.5242
LDNO 132kV: LV Sub Site Specific Band 3 |  | 0 |  |  | 0.5242
LDNO 132kV: LV Sub Site Specific Band 4 |  | 0 |  |  | 0.5242
LDNO 132kV: HV Site Specific No Residual |  | 0 |  |  | 0.5242
LDNO 132kV: HV Site Specific Band 1 |  | 0 |  |  | 0.5242
LDNO 132kV: HV Site Specific Band 2 |  | 0 |  |  | 0.5242
LDNO 132kV: HV Site Specific Band 3 |  | 0 |  |  | 0.5242
LDNO 132kV: HV Site Specific Band 4 |  | 0 |  |  | 0.5242
LDNO 0000: Domestic Aggregated or CT with Residual |  | 0, 1, 2 | 0.22715 |  | 0.5242
LDNO 0000: Non-Domestic Aggregated or CT No Residual |  | 0, 3, 4, 5-8 |  |  | 0.5242
LDNO 0000: Non-Domestic Aggregated or CT Band 1 |  | 0, 3, 4, 5-8 |  |  | 0.5242
LDNO 0000: Non-Domestic Aggregated or CT Band 2 |  | 0, 3, 4, 5-8 |  |  | 0.5242
LDNO 0000: Non-Domestic Aggregated or CT Band 3 |  | 0, 3, 4, 5-8 |  |  | 0.5242
LDNO 0000: Non-Domestic Aggregated or CT Band 4 |  | 0, 3, 4, 5-8 |  |  | 0.5242
LDNO 0000: LV Site Specific No Residual |  | 0 |  |  | 0.5242
LDNO 0000: LV Site Specific Band 1 |  | 0 |  |  | 0.5242
LDNO 0000: LV Site Specific Band 2 |  | 0 |  |  | 0.5242
LDNO 0000: LV Site Specific Band 3 |  | 0 |  |  | 0.5242
LDNO 0000: LV Site Specific Band 4 |  | 0 |  |  | 0.5242
LDNO 0000: LV Sub Site Specific No Residual |  | 0 |  |  | 0.5242
LDNO 0000: LV Sub Site Specific Band 1 |  | 0 |  |  | 0.5242
LDNO 0000: LV Sub Site Specific Band 2 |  | 0 |  |  | 0.5242
LDNO 0000: LV Sub Site Specific Band 3 |  | 0 |  |  | 0.5242
LDNO 0000: LV Sub Site Specific Band 4 |  | 0 |  |  | 0.5242
LDNO 0000: HV Site Specific No Residual |  | 0 |  |  | 0.5242
LDNO 0000: HV Site Specific Band 1 |  | 0 |  |  | 0.5242
LDNO 0000: HV Site Specific Band 2 |  | 0 |  |  | 0.5242
LDNO 0000: HV Site Specific Band 3 |  | 0 |  |  | 0.5242
LDNO 0000: HV Site Specific Band 4 |  | 0 |  |  | 0.5242
*Supplier of Last Resort pass-through costs which are recovered on a two year lag allocated to all domestic tariffs with a fixed charge (including LDNO)
**Supplier of Last Resort pass-through costs which are not recovered on a two year lag allocated to all domestic tariffs with a fixed charge (including LDNO)
***Eligible Bad Debt pass-through costs allocated to all metered demand tariffs (including LDNO)

## Nodal prices
Back to Overview
Southern Electric Power Distribution plc - Effective from 1 April 2024 - Final Nodal/Zonal charges
Node/Zone ID | Geographical name | Local charge 1 £/kVA | Remote charge 1 £/kVA
1 | Melksham | 0.6 | 0
2 | Mannington | 0 | 0
3 | Fleet & Bramley | 2.167 | 0
4 | Amersham | 0 | 0
5 | Bramley (ANDO & THAT) | 0 | 0
6 | Axminster | 0.55 | 0
7 | Bramley (BASI) | 3.019 | 0
8 | Minety | 0 | 0
9 | Fawley & Nursling | 0 | 0
10 | Botley Wood | 0 | 0
11 | Iver 132 | 0 | 0
12 | Lovedean A2 | 0 | 0
13 | Cowley126 | 1.608 | 0
14 | Cowley34 | 3.626 | 0
15 | Laleham | 0 | 0
16 | Lovedean A1 | 0 | 0
17 | Chickerell | 0 | 0
18 | Ealing | 0 | 0
19 | Willesden | 0 | 0
20 | North Hyde | 0 | 0
21 | Iver 66 | 0 | 0
22 | GSP:NHYD-SN2 66.000 | 0 | 0
27 | East Claydon12 | 0 | 0
28 | East Claydon34 | 0 | 0
29 | East Claydon GSP | 0 | 0
30 | GSPHYB:Axminster & Chickerell | 0.259 | 0
31 | Shaftesbury | 0 | 0
32 | Wokingham | 0 | 2.167
44 | Alton | 0 | 2.167
45 | Aldershot | 0 | 2.167
49 | Amesbury | 0 | 0
50 | Andover | 3.266 | 0.6
51 | Chichester & Hunston | 0 | 0
52 | Arnewood | 0 | 0
55 | Basingstoke A1MTA A2MTA 60's | 0 | 3.019
56 | Basingstoke A1MTB A2MTB 90's | 0 | 3.019
57 | Basingstoke A3MT A4MT 90's | 0 | 3.019
60 | Witney & Yarnton | 0 | 1.608
61 | Cirencester | 0 | 0
62 | Bournemouth | 0 | 0
63 | Botley Wood 2x90MVA | 0 | 0
64 | Bracknell Reserve | 0 | 2.167
65 | Bracknell Main | 0 | 2.167
70 | Burghfield Main | 0 | 2.167
71 | Camberley Main Bar | 0 | 2.167
72 | Camberley Reserve Bar | 1.783 | 2.167
73 | Chalvey | 0 | 0
74 | Chippenham | 0 | 0.6
75 | Christchurch | 0 | 0
76 | Cowley 2x90MVA | 0 | 1.608
77 | Cowley 2x45MVA | 0 | 1.608
78 | Cowes & Wootton Common | 0 | 0
84 | Coxmoor Wood | 1.887 | 2.167
85 | Denham | 0 | 0
86 | Drayton | 0 | 3.626
87 | East Bedfont 22 & 11 kV | 0 | 0
89 | Swindon | 0 | 0
90 | Fareham 2x90MVA | 0 | 0
91 | Fareham 2x60MVA | 0 | 0
94 | Fernhurst | 0 | 2.167
101 | Frome | 0 | 0.6
102 | Fort Widley | 0 | 0
103 | Poole | 0 | 0
104 | Havant | 0 | 0
105 | Headington | 0 | 1.608
108 | High Wycombe | 0 | 1.608
112 | BSP:WHYD-C 33.000 | 0 | 0
117 | Langley | 0 | 0
118 | Longford | 0 | 0
119 | Loudwater | 0 | 0
120 | Lytchett | 0 | 0
121 | Maidenhead | 0 | 2.167
122 | Mannington 3x60MVA | 1.625 | 0
126 | BSP:WLBS-C 33.000 | 0 | 0.6
130 | BSP:MIES-C 33.000 | 0 | 0
131 | Netley Common | 0 | 0
132 | Norrington | 0 | 0.6
135 | Osney | 0 | 3.626
136 | Portsmouth | 0 | 0
137 | Pyestock & Cody Park | 0 | 2.167
138 | RAE Farnborough | 0 | 2.167
139 | Reading | 1.43 | 2.167
140 | Reading Town | 0 | 2.167
141 | Redhill | 0 | 0
142 | Rownhams | 2.843 | 0
144 | Salisbury | 1.115 | 0
145 | Southampton 2x60MVA | 0 | 0
146 | Southampton 2x90MVA | 0 | 0
147 | Slough & Slough South | 0 | 0
148 | Cippenham | 0 | 0
149 | Staines 1 | 0 | 0
150 | Staines 2 | 0 | 0
151 | Stratton 2x90MVA | 0 | 0
152 | Stratton 2x60MVA | 0 | 0
155 | Thatcham | 0 | 0
157 | Toothill | 0 | 0
159 | Upton | 0 | 0
161 | Velmore | 2.422 | 0
162 | Wareham | 0 | 0
164 | West Grafton | 0 | 0.6
166 | Winchester | 0 | 0
167 | Wymering | 0 | 0
168 | Yeovil | 0 | 0.55
169 | Chickerell 2x90MVA | 0 | 0
192 | Bicester North | 0 | 0
193 | Burghfield Reserve | 0 | 2.167
194 | Heathrow North | 0 | 0
195 | BSP:NHYD-C7 25.000 | 0 | 0
196 | North Hyde 22kV | 0 | 0
197 | Acton Lane | 0 | 0
198 | Ealing 22kV | 1.81 | 0
199 | North Hyde 33kV | 0 | 0
200 | HYB:Chippenham & Norrington | 0 | 0.6
201 | HYB:Yeovil & Chickerell 2x90MVA | 0 | 0.259
202 | ALRE-E 11.000 | 0 | 2.167
203 | ALTL-E1 11.000 | 0 | 2.167
204 | ALTL-E2 11.000 | 0 | 2.167
206 | ARGR-E 11.000 | 0 | 0
207 | ASHR-E 11.000 | 0 | 0
209 | BILS-E 11.000 | 0 | 0
211 | BIRD-E 11.000 | 0 | 0
212 | BLED-E 11.000 | 0 | 1.608
214 | BOCF-E 11.000 | 0 | 0
215 | BORD-E 11.000 | 0 | 2.167
216 | PRPB-E 11.000 | 0 | 2.167
219 | PEAF-E 11.000 | 0 | 2.167
220 | BURF-E 11.000 | 0 | 1.608
221 | HUMG-E 11.000 | 0 | 2.167
222 | CART-E 11.000 | 0 | 1.608
223 | CHAR-E 11.000 | 0 | 1.608
224 | CHHE-E2 11.000 | 0 | 0
225 | DONN-E 11.000 | 0 | 0
226 | CHIN-E 11.000 | 0 | 1.608
229 | CIRT-E 11.000 | 0 | 0
230 | CRIC-E 11.000 | 0 | 0
231 | CULH-E1 11.000 | 0 | 3.626
232 | CULJ-E 11.000 | 0 | 3.626
233 | DEDD-E 11.000 | 0 | 1.608
234 | DIDC-E1 11.000 | 0 | 3.626
235 | DIDC-E2 11.000 | 0 | 3.626
236 | EBED-E 11.000 | 4.354 | 0
237 | ESSO-E1 11.800 | 0 | 0
238 | ESSO-E2 11.800 | 0 | 0
239 | ESSO-E3 12.500 | 0 | 0
240 | EYNS-E 11.000 | 0 | 1.608
241 | FAIR-E 11.000 | 0 | 0
245 | STRU-E 11.000 | 0 | 0
247 | FAWN-E1 11.000 | 0 | 0
248 | FAWN-E3 11.000 | 0 | 0
249 | FAWN-E4 11.000 | 0 | 0
250 | FAWN-E5 11.000 | 0 | 0
251 | FAWS-E1 11.000 | 0 | 0
252 | FAWS-E3 11.000 | 0 | 0
253 | FAWS-E4 11.000 | 0 | 0
254 | FAWC-E1 11.000 | 0 | 0
255 | FIVO-E 11.000 | 0 | 2.167
256 | STSE-E 11.000 | 0 | 0.6
257 | FYFI-E 11.000 | 0 | 1.608
258 | HABO-E 11.000 | 0 | 2.167
259 | BILL-E 11.000 | 0 | 0
260 | HARS-E1 11.000 | 0 | 3.626
261 | HARS-E2 11.000 | 0 | 3.626
262 | HARW-E1 11.000 | 0 | 3.626
263 | HASL-E 11.000 | 0 | 2.167
265 | HERR-E 11.000 | 0 | 2.167
266 | KEMB-E 11.000 | 0 | 0
269 | KIDD-E 11.000 | 0 | 1.608
270 | LABU-E 11.000 | 0 | 2.167
271 | LANC-E 11.000 | 0 | 2.167
272 | LEAF-E 11.000 | 0 | 1.608
273 | LOVR-E 11.000 | 0 | 1.608
274 | LYNC-E 11.000 | 0 | 0
275 | BPEF-E 11.000 | 0 | 0
276 | MANR-E 11.000 | 0 | 0
277 | MARK-E 11.000 | 0 | 0
278 | MAWO-E 11.000 | 0 | 0
279 | MIDH-E 11.000 | 0 | 2.167
280 | MINV-E 11.000 | 0 | 0
282 | NLEA-E 11.000 | 0 | 0
284 | PETE-E 11.000 | 0 | 2.167
285 | PLAI-E 11.000 | 0 | 2.167
286 | PORP-E 11.000 | 0 | 0
287 | PREC-E 11.000 | 0 | 2.167
288 | PYES-E 11.000 | 0 | 2.167
289 | PYES-E1 11.000 | 0 | 2.167
290 | COEP-E1 11.000 | 0 | 2.167
291 | BRAL-E1 11.000 | 0 | 2.167
292 | REAU-E 11.000 | 0 | 3.597
293 | RISS-E 11.000 | 0 | 1.608
295 | ROSG-E 11.000 | 0 | 0
299 | SBER-E 11.000 | 0 | 0
302 | SELS-E 11.000 | 0 | 0
303 | BURG-E1 11.000 | 0 | 2.167
304 | SHIO-E 11.000 | 0 | 0
308 | SLTE-12 11.000 | 0 | 0
309 | STLA-E 11.000 | 0 | 1.608
310 | SWIN-E 11.000 | 0 | 0
311 | GALI-E 11.000 | 0 | 0
312 | TRAE-E 11.000 | 0 | 0
316 | WHWA-E 11.000 | 0 | 0
317 | WILS-E 11.000 | 0 | 2.167
318 | WINH-E1 11.000 | 0 | 0
319 | WINP-E 11.000 | 0 | 1.608
320 | WITT-E 11.000 | 0 | 1.608
321 | WOOB-E 11.000 | 0 | 0
322 | ALLD-E 11.000 | 0 | 0
324 | WYTC-E 11.000 | 0 | 0
325 | YARN-E 11.000 | 0 | 1.608
326 | WOOD-E 11.000 | 0 | 1.608
327 | CHIC-E2 11.000 | 0 | 0
340 | ANDO-E 11.000 | 0 | 3.867
341 | ANDE-E 11.000 | 0 | 3.867
342 | ANDT-E 11.000 | 0 | 3.867
343 | BARS-E 11.000 | 0 | 3.867
344 | HURT-E 11.000 | 0 | 3.867
345 | MIDW-E 11.000 | 0 | 3.867
346 | POWA-E 11.000 | 0 | 3.867
347 | THRU-E 11.000 | 0 | 3.867
348 | WHIT-E 11.000 | 0 | 3.867
351 | WHER-E 11.000 | 0 | 3.867
352 | ALDE-E 11.000 | 0 | 0.6
353 | BROM-E 11.000 | 0 | 0.6
354 | CALN-E 11.000 | 0 | 0.6
355 | COCK-E 11.000 | 0 | 0.6
356 | LYNE-E 11.000 | 0 | 0.6
357 | MALM-E 11.000 | 0 | 0.6
358 | ROWD-E 11.000 | 0 | 0.6
359 | SUTB-E 11.000 | 0 | 0.6
360 | TETB-E 11.000 | 0 | 0.6
361 | YATK-E 11.000 | 0 | 0.6
362 | CHIP-E 11.000 | 0 | 0.6
363 | WYKR-E 11.000 | 0 | 0
367 | BRUT-E 11.000 | 0 | 0.6
368 | CODF-E 11.000 | 0 | 0.6
369 | CROC-E 11.000 | 0 | 0.6
370 | FROM-E1 11.000 | 0 | 0.6
371 | HOLW-E 11.000 | 0 | 0.6
372 | WARM-E 11.000 | 0 | 0.6
373 | WBUR-E 11.000 | 0 | 0.6
374 | HAWK-E 11.000 | 0 | 0.6
375 | FROM-E2 11.000 | 0 | 0.6
380 | BRHA-E0 11.000 | 0 | 0.6
381 | ASHP-E 11.000 | 0 | 0.6
382 | STAD-E 11.000 | 0 | 0.6
383 | BRAA-E 11.000 | 0 | 0.6
384 | AVOR-E 11.000 | 0 | 0.6
385 | MELT-E 11.000 | 0 | 0.6
386 | TROT-E 11.000 | 0 | 0.6
387 | CORS-E 11.000 | 0 | 0.6
388 | DEVI-E 11.000 | 0 | 0.6
389 | EASE-E 11.000 | 0 | 0.6
390 | SPPE-E 11.000 | 0 | 0.6
391 | SPQW-EM1 11.000 | 0 | 0.6
397 | WWER-E 11.000 | 0 | 0.6
400 | BLAB-E 11.000 | 0 | 0
401 | FARI-E 11.000 | 0 | 0
402 | LECH-E 11.000 | 0 | 0
403 | SHVE-E 11.000 | 0 | 0
404 | STAF-E 11.000 | 0 | 0
405 | PRSS-E1 11.000 | 0 | 0
406 | PRSS-E2 11.000 | 0 | 0
407 | DORS-E 11.000 | 0 | 0
408 | DRAW-E 11.000 | 0 | 0
409 | HOND-E 11.000 | 0 | 0
410 | STRA-E 11.000 | 0 | 0
411 | PAKN-E 11.000 | 0 | 0
412 | PLES-E 11.000 | 0 | 0
417 | TOOT-E 11.000 | 0 | 0
418 | CHIE-E 11.000 | 0 | 0
419 | QUAR-E 11.000 | 0 | 0
421 | MARS-E 11.000 | 0 | 0.6
422 | PEWS-E1 11.000 | 0 | 0
423 | RAMS-E 11.000 | 0 | 0.6
424 | TIDW-E 11.000 | 0 | 0.6
425 | WGRV-E 11.000 | 0 | 0.6
426 | BOWE-E 11.000 | 0 | 0
427 | WYCM-E1 11.000 | 0 | 0
428 | FLAH-E 11.000 | 0 | 0
429 | WELE-E 11.000 | 0 | 0
430 | BERI-E 11.000 | 0 | 1.608
431 | KENN-E 11.000 | 0 | 1.608
432 | PRSC-E 11.000 | 0 | 1.608
433 | COLO-E 11.000 | 0 | 1.608
434 | ROSH-E 11.000 | 0 | 1.608
435 | UNIS-E2 11.000 | 0 | 1.608
436 | WALL-E 11.000 | 0 | 1.608
437 | CHOL-E 11.000 | 0 | 3.626
438 | FULS-E 11.000 | 0 | 3.626
439 | GROV-E 11.000 | 0 | 3.626
440 | WANT-E 11.000 | 0 | 3.626
441 | WINL-E 11.000 | 0 | 3.626
442 | SUTC-E 11.000 | 0 | 3.626
443 | MILT-E 11.000 | 0 | 3.626
445 | ARNC-E 11.000 | 10.088 | 1.608
446 | BICE-E1 11.000 | 0 | 0
447 | COTT-E 11.000 | 0 | 0
448 | OLDR-E 11.000 | 0 | 1.608
449 | UPPH-E 11.000 | 0 | 0
450 | WHEA-E 11.000 | 0 | 1.608
451 | HEAD-E 11.000 | 0 | 1.608
452 | SHPV-E 11.000 | 0 | 0
453 | ARDLEYGEN-E 11.000 | 0 | 0
455 | CHIS-E 11.000 | 0 | 1.608
456 | NUFF-E 11.000 | 0 | 1.608
457 | STOK-E 11.000 | 0 | 1.608
458 | WATL-E 11.000 | 0 | 1.608
459 | FRYL-E 11.000 | 0 | 1.608
460 | HIGW-E 11.000 | 0 | 1.608
461 | HIWT-E 11.000 | 0 | 1.608
462 | LITM-E 11.000 | 0 | 1.608
463 | FRER-E 11.000 | 0 | 3.626
464 | STEB-E 11.000 | 0 | 3.626
465 | WOOR-E 11.000 | 0 | 3.626
466 | NHIN-E 11.000 | 0 | 3.626
467 | OSNE-E 11.000 | 0 | 3.626
468 | UNIP-E 11.000 | 0 | 3.626
469 | FARR-E1 11.000 | 0 | 0
470 | TAPL-E 11.000 | 0 | 0
471 | PETA-E 11.000 | 0 | 0
472 | CHAL-E 11.000 | 0 | 0
473 | CLAR-E 11.000 | 0 | 0
474 | BRWR-E 11.000 | 0 | 2.167
475 | FARR-E2 11.000 | 0 | 0
476 | BRDW-E 11.000 | 0 | 0
477 | POYL-E 11.000 | 0 | 0
478 | LAKE-E 11.000 | 0 | 0
479 | CAUS-E 11.000 | 0 | 0
480 | STAN-E 11.000 | 0 | 0
481 | EGHA-E 11.000 | 0 | 0
482 | SUNX-E 11.000 | 0 | 0
483 | SIDR-E 11.000 | 0 | 0
484 | SUNX-E2 11.000 | 0 | 0
485 | BEEN-E 11.000 | 0 | 0
486 | COUR-E 11.000 | 0 | 2.167
487 | KENH-E 11.000 | 0 | 2.167
488 | MORT-E 11.000 | 0 | 2.167
489 | PADW-E 11.000 | 0 | 2.167
490 | PANG-E 11.000 | 0 | 2.167
491 | THEA-E 11.000 | 0 | 2.167
492 | SCOT-E 11.000 | 0 | 2.167
493 | TRAG-E 11.000 | 0 | 2.167
494 | WHIW-E 11.000 | 0 | 2.167
495 | WILR-E 11.000 | 0 | 2.167
496 | WOCO-E 11.000 | 0 | 2.167
497 | GREP-E 11.000 | 0 | 2.167
498 | GORI-E 11.000 | 0 | 2.167
499 | PING-E 11.000 | 0 | 3.597
500 | HUNG-E 11.000 | 0 | 0
501 | KING-E 11.000 | 0 | 0
502 | KINT-E 11.000 | 0 | 0
503 | LAMB-E 11.000 | 0 | 0
504 | LECK-E 11.000 | 0 | 0
505 | LOVL-E 11.000 | 0 | 0
506 | RIVE-E 11.000 | 0 | 0
507 | STJO-E 11.000 | 0 | 0
508 | TADL-E 11.000 | 0 | 0
509 | THAT-E 11.000 | 0 | 0
510 | YATT-E 11.000 | 0 | 0
511 | BALH-E 11.000 | 0 | 0
512 | GREC-E 11.000 | 0 | 0
513 | LAKR-E 11.000 | 0 | 0
514 | CAVE-E 11.000 | 0 | 2.167
515 | LITH-E 11.000 | 0 | 3.597
516 | REAT-E1 11.000 | 0 | 2.167
517 | REAT-E2 11.000 | 0 | 2.167
518 | TMAL-E 11.000 | 0 | 2.167
519 | KIDE-E 11.000 | 0 | 3.597
520 | NORA-E 11.000 | 0 | 3.597
521 | READ-E 11.000 | 0 | 3.597
522 | SILS-E 11.000 | 0 | 3.597
523 | TWYF-E 11.000 | 0 | 3.597
524 | HENL-E 11.000 | 0 | 3.597
525 | TONG-E 11.000 | 0 | 2.167
526 | FARN-E 11.000 | 0 | 2.167
527 | HIND-E 11.000 | 0 | 2.167
528 | MILF-E 11.000 | 0 | 2.167
529 | GODA-E 11.000 | 0 | 2.167
530 | NORM-E 11.000 | 0 | 2.167
531 | ALSH-E 11.000 | 0 | 2.167
532 | ARBO-E 11.000 | 0 | 3.597
533 | AWRE-E 11.000 | 0 | 3.019
534 | BASI-E 11.000 | 0 | 3.019
535 | BRAG-E 11.000 | 0 | 3.019
536 | BROS-E 11.000 | 0 | 3.019
537 | DOWG-E 11.000 | 0 | 3.019
538 | HOOK-E 11.000 | 0 | 4.055
539 | HOUN-E1 11.000 | 0 | 3.019
540 | OAKR-E 11.000 | 0 | 3.019
541 | OVER-E 11.000 | 0 | 3.019
542 | CHNM-E 11.000 | 0 | 3.019
543 | JAYC-E 11.000 | 0 | 3.019
546 | ASCO-E 11.000 | 0 | 2.167
547 | BAGS-E 11.000 | 0 | 2.167
548 | BRKN-E 11.000 | 0 | 2.167
549 | CHOB-E 11.000 | 0 | 2.167
550 | EHAM-E 11.000 | 0 | 2.167
551 | ELMR-E 11.000 | 0 | 2.167
552 | MVEE-E 11.000 | 0 | 2.167
553 | SUNN-E 11.000 | 0 | 2.167
554 | WARF-E 11.000 | 0 | 2.167
555 | WOKI-E 11.000 | 0 | 2.167
556 | CAMB-E 11.000 | 0 | 2.167
557 | COVE-E 11.000 | 0 | 3.951
558 | FABO-E 11.000 | 0 | 3.951
559 | FRIM-E 11.000 | 0 | 3.951
560 | KINR-E 11.000 | 0 | 2.167
561 | QUEE-E 11.000 | 0 | 3.951
562 | SAND-E 11.000 | 0 | 3.951
563 | CROW-E 11.000 | 0 | 2.167
564 | HAWL-E 11.000 | 0 | 4.055
565 | COXW-E 11.000 | 0 | 4.055
566 | CROO-E 11.000 | 0 | 4.055
567 | HITL-E 11.000 | 0 | 4.055
568 | WREC-E 11.000 | 0 | 4.055
569 | FARA-E 11.000 | 0 | 4.055
572 | MAID-E 11.000 | 0 | 2.167
573 | CORD-E 11.000 | 0 | 2.167
574 | KNOH-E 11.000 | 0 | 2.167
575 | TEMF-E 11.000 | 0 | 2.167
576 | PARG-E 11.000 | 0 | 0
577 | WHLE-E 11.000 | 0 | 0
578 | HOEF-E 11.000 | 0 | 0
579 | WEND-E 11.000 | 0 | 0
580 | NFAR-E2 11.000 | 0 | 0
581 | PLET-E1 11.000 | 0 | 0
582 | TITC-E 11.000 | 0 | 0
583 | LEOS-E 11.000 | 0 | 0
584 | ZETR-E 11.000 | 0 | 0
585 | ROWP-E 11.000 | 0 | 0
586 | BRHU-E1 11.000 | 0 | 0
587 | PLTG-E 11.000 | 0 | 0
589 | MEYR-E 11.000 | 0 | 0
590 | LEIP-E 11.000 | 0 | 0
591 | EMSW-E 11.000 | 0 | 0
592 | GABH-E 11.000 | 0 | 0
593 | BROC-E 11.000 | 0 | 0
594 | HORN-E 11.000 | 0 | 0
596 | GRES-E 11.000 | 0 | 0
597 | FRAP-E 11.000 | 0 | 0
598 | EAST-E 11.000 | 0 | 0
599 | BRAR-E 11.000 | 0 | 0
600 | WATE-E 11.000 | 0 | 0
601 | FARL-E 11.000 | 0 | 0
602 | PURB-E 11.000 | 0 | 0
603 | HILS-E 11.000 | 0 | 0
604 | COLP-E 11.000 | 0 | 0
605 | POCH-E 11.000 | 0 | 0
606 | WYME-E1 11.000 | 0 | 0
607 | WYME-E2 11.000 | 0 | 0
608 | GAMR-E 11.000 | 0 | 0
609 | HILI-EG 11.000 | 0 | 0
610 | LANG-E 11.000 | 0 | 0
611 | BUTA-E 11.000 | 0 | 0
612 | BISH-E2 11.000 | 0 | 2.422
613 | NETC-E 11.000 | 0 | 0
614 | BISW-E 11.000 | 0 | 0
615 | BITT-E 11.000 | 0 | 0
616 | TOWP-E 11.000 | 0 | 0
617 | WEST-E 11.000 | 0 | 0
618 | HAMB-E 11.000 | 0 | 0
619 | WOOL-E 11.000 | 0 | 0
621 | CHAN-E 11.000 | 0 | 2.422
622 | BASS-E 11.000 | 0 | 2.422
623 | EASN-E 11.000 | 0 | 2.422
624 | VELM-E 11.000 | 0 | 2.422
625 | HEDE-E 11.000 | 0 | 2.422
627 | SOUG-E 11.000 | 0 | 0
628 | REGE-E 11.000 | 0 | 0
629 | BEVV-F1 6.6000 | 0 | 0
630 | WESP-E 11.000 | 0 | 0
631 | SHIR-E 11.000 | 0 | 0
632 | WOML-F 6.6000 | 0 | 0
633 | OLDD-F 6.6000 | 0 | 0
634 | CENB-E 11.000 | 0 | 0
635 | CHAP-F 6.6000 | 0 | 0
636 | SOUS-F 6.6000 | 0 | 0
638 | HAST-E 11.000 | 0 | 0
639 | IBMH-E 11.000 | 0 | 0
640 | STCR-E 11.000 | 0 | 0
641 | GORR-E 11.000 | 0 | 0
642 | DUNB-E 11.000 | 0 | 0
643 | HOUG-E 11.000 | 0 | 0
645 | TOTT-E 11.000 | 0 | 2.843
646 | SILK-E 11.000 | 0 | 2.843
647 | NBAD-E 11.000 | 0 | 2.843
648 | ROMS-E 11.000 | 0 | 2.843
649 | MAYB-E 11.000 | 0 | 2.843
650 | FLET-E 11.000 | 0 | 2.843
651 | LORD-E 11.000 | 0 | 2.843
654 | COWE-E 11.000 | 0 | 0
655 | SHAL-E 11.000 | 0 | 0
656 | FRES-E 11.000 | 0 | 0
657 | NEWP-E 11.000 | 0 | 0
658 | BINS-E 11.000 | 0 | 0
659 | RYDE-E 11.000 | 0 | 0
660 | SADO-E 11.000 | 0 | 0
661 | SHAN-E 11.000 | 0 | 0
662 | VENT-E 11.000 | 0 | 0
663 | ARRN-E 11.000 | 0 | 0
664 | SFPV-E 11.000 | 0 | 0
665 | DFPV-E 11.000 | 0 | 0
666 | HFPV-E 11.000 | 0 | 0
667 | FFPV-E 11.000 | 0 | 0
668 | WCPV-E 11.000 | 0 | 0
669 | SLPV-E 11.000 | 0 | 0
670 | HAMW-E 11.000 | 0 | 0
671 | POLE-E 11.000 | 0 | 0
672 | SBOU-E 11.000 | 0 | 0
673 | BOSE-E 11.000 | 0 | 0
674 | CHRI-E 11.000 | 0 | 0
675 | SOME-E 11.000 | 0 | 0
678 | NEWM-E 11.000 | 0 | 0
679 | HINC-E 11.000 | 0 | 0
680 | LYMI-E 11.000 | 0 | 0
681 | MILS-E 11.000 | 0 | 0
682 | EHOW-E 11.000 | 0 | 0
683 | REHI-E 11.000 | 0 | 0
684 | WINT-E 11.000 | 0 | 0
686 | FEDO-E 11.000 | 0 | 1.625
687 | FOIN-E 11.000 | 0 | 1.625
688 | HINM-E 11.000 | 0 | 1.625
689 | MANN-E 11.000 | 0 | 1.625
690 | MILA-E 11.000 | 0 | 1.625
691 | NEWS-E 11.000 | 0 | 1.625
692 | ROCK-E 11.000 | 0 | 1.625
693 | VERW-E 11.000 | 0 | 1.625
694 | VERW-E1 11.000 | 0 | 1.625
695 | WIMB-E 11.000 | 0 | 1.625
696 | WSTG-E 11.000 | 0 | 1.625
697 | RILG-E 11.000 | 0 | 1.625
701 | BEME-E 11.000 | 0 | 1.115
702 | HOMI-E 11.000 | 0 | 1.115
703 | NETH-E 11.000 | 0 | 1.115
704 | PETF-E 11.000 | 0 | 1.115
705 | RELY-E 11.000 | 0 | 1.115
706 | SALC-E 11.000 | 0 | 1.115
707 | TEFF-E 11.000 | 0 | 1.115
708 | STAP-E 11.000 | 0 | 1.115
710 | ALDN-E 11.000 | 0 | 0
711 | BOUV-E 11.000 | 0 | 0
712 | CENT-E 11.000 | 0 | 0
713 | ELEH-E 11.000 | 0 | 0
714 | PARS-E 11.000 | 0 | 0
715 | PARN-E 11.000 | 0 | 0
716 | WBOU-E 11.000 | 0 | 0
717 | PDCM-E1 11.000 | 0 | 0
718 | SHAF-E 11.000 | 0 | 0
719 | SHRO-E 11.000 | 0 | 0
720 | TARR-E 11.000 | 0 | 0
721 | GSTM-E 11.000 | 0 | 0
722 | MINC-E 11.000 | 0 | 0
723 | TISB-E 11.000 | 0 | 0
724 | HENS-E 11.000 | 0 | 0.55
725 | WICA-E 11.000 | 0 | 0
726 | BOUR-E 11.000 | 0 | 0
727 | WSTO-E 11.000 | 0 | 0
728 | GILL-E 11.000 | 0 | 0
731 | AADV-E 11.000 | 0 | 0
732 | BOVI-E 11.000 | 0 | 0
733 | WART-E 11.000 | 0 | 0
734 | BUSH-E 11.000 | 0 | 0
735 | SWAN-E 11.000 | 0 | 0
736 | TRLG-E 11.000 | 0 | 0
739 | WIBK-E 11.000 | 0 | 0
740 | CREE-E 11.000 | 0 | 0
741 | CORM-E 11.000 | 0 | 0
742 | BLAN-E 11.000 | 0 | 0
743 | HOLB-E 11.000 | 0 | 0
748 | RATF-E 11.000 | 0 | 0
749 | BOSD-E 11.000 | 0 | 0
750 | PARH-E 11.000 | 0 | 0
751 | ENFO-E 11.000 | 0 | 0
752 | STNG-F 6.6000 | 0 | 0
753 | BULF-F 6.6000 | 0 | 0
754 | TIWD-F 6.6000 | 0 | 0
757 | YEOV-E 11.000 | 0 | 0.55
758 | PULH-E 11.000 | 0 | 0.55
759 | YETM-E 11.000 | 0 | 0.55
760 | SHER-E 11.000 | 0 | 0.55
761 | MILP-E 11.000 | 0 | 0.55
762 | LARK-E 11.000 | 0 | 0.55
763 | CHTC-E 11.000 | 0 | 0.55
764 | SPAR-E 11.000 | 0 | 0.55
765 | DIMM-E 11.000 | 0 | 0.55
766 | WHEN-E1 11.000 | 0 | 0.55
771 | BBCR-E2 11.000 | 0 | 0
772 | BOWLA-E 11.000 | 0 | 0.55
774 | CERA-E 11.000 | 0 | 0
775 | PIDD-E 11.000 | 0 | 0
776 | PUDD-E 11.000 | 0 | 0
777 | MAIN-E 11.000 | 0 | 0.259
778 | CHMI-E 11.000 | 0 | 0
779 | WEYM-E 11.000 | 0 | 0
780 | REDL-E 11.000 | 0 | 0
781 | DORT-E 11.000 | 0 | 0
782 | CHIC-E1 11.000 | 0 | 0
785 | BPPV-E 11.000 | 0 | 0
786 | CANB-E2 11.000 | 0 | 0
787 | HIIN-E 11.000 | 0 | 0
788 | NOHO-E 11.000 | 0 | 0
789 | UXBR-E2 11.000 | 0 | 0
790 | YIEW-E1 11.000 | 0 | 0
791 | YIEW-E2 11.000 | 0 | 0
792 | BEAC-F 6.6000 | 0 | 0
793 | BEAC-F3 6.6000 | 0 | 0
794 | COKL-F 6.6000 | 0 | 0
795 | DENA-F 6.6000 | 0 | 0
796 | GERX-F 6.6000 | 0 | 0
797 | GRAR-FM1 6.6000 | 0 | 0
798 | GRAR-FM2 6.6000 | 0 | 0
799 | HARE-F 6.6000 | 0 | 0
800 | WAPW-G1 3.3000 | 0 | 0
801 | WAPW-G4 11.000 | 0 | 0
802 | SUTL-E 11.000 | 0 | 0
803 | UPTO-E1 11.000 | 0 | 0
804 | HAYE-E1 11.000 | 0 | 0
805 | NHYD-E1 11.000 | 0 | 0
806 | VIFR-E 11.000 | 0 | 0
807 | HEAT-E1 11.000 | 0 | 0
808 | NHYD-E2 11.000 | 0 | 0
809 | BRDE-E 11.000 | 0 | 0
810 | SPRR-FM1 6.6000 | 0 | 0
811 | TGRE-F 6.6000 | 0 | 0
812 | PERI-E 11.000 | 0 | 0
813 | GREE-E2 11.000 | 0 | 0
814 | VOLA-E1 11.000 | 0 | 0
815 | NCANB-E1 11.000 | 0 | 0
820 | PARR-F 6.6000 | 0 | 0
821 | GOLD-F 6.6000 | 0 | 0
822 | LEAP-E 11.000 | 0 | 0
823 | EALI-E1 11.000 | 3.793 | 0
824 | SOUR-E1 11.000 | 0 | 0
825 | COPD-E 11.000 | 0 | 0
826 | IRBR-E 11.000 | 0 | 0
827 | BRIR-E1 11.000 | 0 | 0
828 | BOSM-E 11.000 | 0 | 0
829 | BREN-E1 11.000 | 0 | 1.81
830 | HARL-E 11.000 | 0 | 1.81
831 | DEAG-E 11.000 | 0 | 1.81
832 | NFEL-E 11.000 | 0 | 0
833 | FELT-F1 6.6000 | 0 | 0
834 | FELT-F2 6.6000 | 0 | 0
835 | CHUR-E 11.000 | 5.168 | 0
836 | ASHC-G1 3.3000 | 0 | 0
837 | ASHC-G2 3.3000 | 0 | 0
838 | HOPA-F 6.6000 | 0 | 0
839 | SUNG-E 11.000 | 0 | 0
840 | ASHC-SUB-G 3.3000 | 0 | 0
841 | ASHC-G3 3.3000 | 0 | 0
842 | BRAV-E 11.000 | 0 | 0
843 | CHAS-E 11.000 | 0 | 0
844 | CRES-E 11.000 | 0 | 0
845 | ECHO-E 11.000 | 0 | 0
846 | FOXT-E 11.000 | 0 | 0
847 | GOLF-E 11.000 | 0 | 0
848 | HOTE-E 11.000 | 0 | 0
849 | INDI-E 11.000 | 0 | 0
850 | DELT-E 11.000 | 0 | 0
851 | BICN-E 11.000 | 0 | 0

## SSC unit rate lookup
Back to Overview
Standard Settlement Configuration Id | Standard Settlement Configuration Desc | Common Decode | Change implemented | Date | Comments
3 | 10-hour OP | A/R | Notes updated | 2019-06-10 | Updated to reflect DCP 268 which delinks all tariffs from the TPR bands
4 | 10-hour OP | A/R | Code 1 & 2 changed to A | 2019-06-10 | Updated to reflect DCP 268 which delinks all tariffs from the TPR bands
5 | 10-hour OP + w/e | A/R | Code O changed to A/R | 2019-06-10 | Updated to reflect DCP 268 which delinks all tariffs from the TPR bands
6 | 10.5-hour OP | A/R | Removed TPR | 2019-06-10 | Removed TPR lookup element as this no longer effects which rate to apply
7 | 10.5-hour OP | A/R
8 | 10.5-hour OP | A/R
9 | 10.5-hour OP | A/R
10 | 10.5-hour OP | A/R
11 | 10.5-hour OP | A/R
12 | 10.5-hour OP | A/R
13 | 11 Hour OP | A/R
15 | 11 Hour OP | A/R
16 | 11.5-hour OP | A/R
17 | 11.5-hour OP | A/R
18 | 11.5-hour OP | A/R
19 | 11.5-hour OP | A/R
20 | 11.5-hour OP | A/R
21 | 11.5-hour OP | A/R
22 | 11.5-hour OP | A/R
23 | 11-hour OP | A/R
24 | 11-hour OP | A/R
25 | 11-hour OP | A/R
26 | 11-hour OP | A/R
28 | 11-hour OP | A/R
29 | 11-hour OP | A/R
30 | 11-hour OP | A/R
31 | 11-hour OP | A/R
32 | 11-hour OP | A/R
33 | 11-hour OP | A/R
34 | 11-hour OP | A/R
35 | 11-hour OP | A/R
36 | 11-hour OP | A/R
37 | 11-hour OP | A/R
38 | 11-hour OP | A/R
39 | 11-hour OP | A/R
40 | 11.5-hour OP | A/R
41 | 8.5-hour OP | A/R
42 | 9-hour OP | A/R
43 | 9-hour OP | A/R
44 | 8.5-hour OP | A/R
45 | 11-hour OP + Summer | A/R
46 | 11-hour OP + w/e | A/R
47 | 11-hour OP + w/e & Summer | A/R
48 | 11-hour OP + weekends | A/R
49 | 11.5-hour OP | A/R
50 | 12-hour OP + w/e & Summer | A/R
51 | 12-hour night | A
52 | 12-hour OP | A/R
53 | 12-hour OP | A/R
55 | 12-hour OP | A/R
56 | 12-hour OP | A/R
57 | 12-hour OP | A/R
58 | Key Meter pseudo 2-rate | A
59 | 12-hour OP | A/R
60 | 12-hour OP | A/R
62 | 8-hour OP (see also SSC 427) | A
63 | 9-hour OP | A/R
64 | 12-hour OP | A/R
65 | 12-hour OP + Summer | A/R
66 | 12-hour OP + Summer | A/R
67 | 12.5-hour OP | A/R
71 | 12.5-hour OP | A/R
72 | 12.5-hour OP | A/R
73 | 12.5-hour OP | A/R
74 | 12.5-hour OP + Summer | A/R
75 | 12.5-hour OP + w/e | A/R
76 | 12.5-hour OP + w/e | A/R
77 | 12.5-hour OP + w/e | A/R
78 | 12.5-hour OP + w/e & Summer | A/R
79 | 14-hour E7 | A
80 | 14-hour Off Peak | A/R
81 | 14-hour OP + Sun | A/R
82 | 14.5-hour OP | A/R
83 | 14.5-hour OP | A/R
84 | 14.5-hour OP | A/R
85 | 14.5-hour OP | A/R
86 | 14.5-hour OP | A/R
87 | 14.5-hour OP | A/R
88 | 14.5-hour OP | A/R
91 | 14.5-hour OP + Summer | A/R
92 | 14.5-hour OP + Summer | A/R
93 | split 7-hour E7 | A
94 | 14.5-hour OP + Summer | A/R
95 | 14.5-hour OP + Summer | A/R
96 | 14.5-hour OP + Summer | A/R
97 | 14.5-hour OP + w/e | A/R
98 | 14.5-hour OP + w/e & Summer | A/R
99 | 15-hour OP | A/R
100 | 15-hour OP | A/R
101 | 15-hour OP + w/e & Summer | A/R
102 | 15-hour OP + w/e & Summer | A/R
103 | 15-hour OP + w/e & Summer | A/R
104 | 15.5-hour OP | A/R
105 | 15.5-hour OP | A/R
106 | 15.5-hour OP | A/R
107 | 15.5-hour OP | A/R
108 | 15.5-hour OP | A/R
109 | 15.5-hour OP | A/R
110 | 15.5-hour OP | A/R
111 | 15.5-hour OP + Summer | A/R
112 | 15.5-hour OP + w/e | A/R
113 | 15.5-hour OP + w/e | A/R
115 | 15.5-hour OP + w/e | A/R
116 | 15.5-hour OP + w/e | A/R
117 | 15.5-hour OP + w/e | A/R
118 | 15.5-hour OP + w/e & Summer | A/R
119 | 15.5-hour OP + w/e & Summer | A/R
120 | 9-hour OP | A/R
121 | 2-rate terms | A
122 | 2-rate SToD | A
123 | 2-rate variable SToD | A
124 | 2-rate variable SToD | A
125 | 2-rate variable SToD | A
126 | 7-hour E7 | A
127 | 3-rate SToD | A
128 | Dom/Non-dom Seasonal (link SSC 0342) | A
129 | 3-rate SToD | A
130 | 3-rate variable | A
131 | 3-rate variable | A
132 | 4-rate SToD | A
133 | 4-rate SToD | A
134 | 4-rate SToD | A
135 | 4-rate SToD | A
136 | 4-rate SToD | A
137 | 4-rate SToD | A
138 | 4-rate SToD | A
140 | split 7-hour E7 | A
141 | 5-rate SToD | A
142 | 5-rate SToD | A
143 | 15-hour OP | A/R
144 | 6-rate SToD | A
145 | 6-rate SToD | A
146 | 6-rate SToD | A
147 | 6-rate SToD | A
148 | 7-hour OP (see also SSC 0185) | A
149 | Smart 7, heating | A
150 | 7-hour E7 | A
151 | 7-hour E7 | A
152 | 7-hour E7 | A
153 | 7-hour E7 | A
154 | 7-hour E7 | A
155 | split 7-hour E7 | A/R
156 | 7-hour E7 | A
157 | 7-hour E7 | A
158 | 7-hour E7 | A
159 | 12-hour OP | A/R
160 | 7-hour E7 | A
161 | 7-hour E7 | A
162 | 7-hour E7 | A
163 | 7-hour E7 | A
164 | 7-hour E7 | A
165 | 7-hour E7 | A
166 | 7-hour E7 | A
167 | 7-hour E7 | A
168 | 7-hour E7 | A
169 | 7-hour E7 | A
170 | 7-hour E7 | A
171 | 7-hour E7 | A
172 | 7-hour E7 | A
173 | 7-hour E7 | A
174 | 7-hour E7 | A
175 | 7-hour E7 | A
176 | 7-hour E7 | A
177 | 7-hour E7 | A
178 | 7-hour E7 (Cornwall & def reinforcement) | A
179 | 7-hour E7 | A
180 | 7-hour E7 | A
181 | 7-hour E7 | A
182 | 7-hour E7 | A
183 | 7-hour E7 | A
184 | 7-hour E7 | A
185 | 7-hour E7 | A
186 | 7-hour E7 | A
187 | 7-hour E7 | A
188 | 7-hour E7 | A
189 | 7-hour E7 | A/R
190 | 7-hour E7 | A/R
191 | 7-hour E7 | A/R
192 | 7-hour E7 | A/R
193 | 7-hour E7 | A/R
194 | 7-hour E7 | A/R
195 | 7-hour E7 | A/R
196 | 7-hour E7 | A/R
197 | 7-hour E7 | A/R
198 | 7-hour E7 | A/R
199 | 7-hour E7 | A/R
201 | 7-hour E7 | A/R
202 | 7-hour E7 | A/R
203 | 7-hour E7 | A/R
204 | 7-hour E7 | A/R
205 | 7-hour E7 | A/R
206 | 7-hour E7 | A/R
207 | 7-hour E7 | A/R
208 | 7-hour E7 | A/R
209 | 7-hour E7 | A
210 | 7-hour E7 | A
211 | 7-hour E7 | A
212 | 7-hour E7 | A
213 | 7-hour E7 | A
214 | 7-hour E7 | A
215 | 7-hour E7 | A
216 | 7-hour E7 | A
217 | 7-hour E7 | A
218 | 7-hour E7 | A
219 | 7-hour E7 | A
220 | 7-hour E7 | A
221 | 7-hour E7 | A
222 | 7-hour E7 | A
223 | 7-hour E7 | A
224 | 7-hour E7 | A
225 | 7-hour E7 | A
226 | 7-hour E7 | A
227 | 7-hour E7 | A
228 | Supertariff heating | A/R
229 | Supertariff heating | A/R
230 | 7-hour E7 | A/R
231 | split 7-hour E7 | A
233 | split 7-hour E7 | A
234 | split 7-hour E7 | A
235 | split 7-hour E7 | A
236 | split 7-hour E7 | A
237 | split 7-hour E7 | A
238 | 7-hour E7 | A
241 | 7-hour E7 (differential switching) | A
242 | 7-hour night | A
243 | Key Meter pseudo 2-rate | A
244 | 7-hour E7 | A
245 | 7-hour night | A
246 | Economy 7 Day & Night | A
247 | 7-hour night | A
248 | 7-hour E7 | A
249 | 7-hour night | A
250 | 7-hour OP | A/R
251 | 7-hour OP | A/R
252 | 7-hour OP | A/R
253 | 7-hour OP | A/R
254 | 7-hour variable E7 (Menter B) | A
255 | 7-hour variable E7 (Menter A) | A
257 | 8-hour E7 | A
258 | 8-hour night | A
259 | 10-hour night | A
260 | 8-hour night | A/R
261 | 8-hour night | A
262 | 8-hour night | A
263 | 8-hour night | A
264 | 8-hour night | A
265 | 8-hour OP | A/R
266 | 8-hour OP | A/R
267 | 8-hour OP | A/R
268 | 8-hour OP | A/R
269 | 8-hour OP | A/R
270 | 8-hour OP | A/R
271 | 8-hour OP | A/R
272 | 8-hour OP | A/R
273 | 8-hour OP | A/R
274 | 8-hour OP | A/R
276 | 8-hour OP | A/R
277 | 8-hour OP + Summer | A/R
278 | 8-hour OP + w/e | A/R
279 | 8-hour OP + w/e & Summer | A/R
280 | 8-hour OP + weekends | A/R
281 | 9-hour night | A
283 | 9-hour night (differential switching) | A
284 | 9-hour OP | A/R
285 | 9-hour OP | A/R
286 | 9-hour OP + w/e | A/R
287 | Boiler | A/R
288 | Budget Warmth | A/R
289 | Budget Warmth | A/R
290 | Budget Warmth | A/R
291 | Budget Warmth | A/R
292 | Budget Warmth | A/R
297 | Budget Warmth | A/R
298 | Budget Warmth | A/R
299 | Budget Warmth | A/R
300 | Flexiheat Day/Evening/Weekend | A
301 | Flexiheat (weather) Day/Evening/Weekend | A
302 | Superdeal Day/Night | A
303 | Budget Warmth | A/R
304 | Budget Warmth | A/R
305 | Domestic heating tariff | A
306 | Domestic heating tariff | A
307 | Domestic heating tariff | A
308 | Domestic heating tariff | A
309 | Superdeal (weather) Day/Night | A
310 | E10 type 1 (general purpose) | A
312 | 7-hour OP (see also SSC 186) | A
313 | Domestic E9 A | A/R
314 | 13-hour OP | A/R
315 | Evening/night | A/R
316 | Evening/Weekend | A
317 | Evening/Weekend | A
318 | Evening/Weekend | A
319 | 12-hour Evening/Weekend | A
320 | Evening/Weekend | A
321 | Evening/Weekend | A
322 | Evening/Weekend | A
323 | Evening/Weekend | A
324 | Domestic E9 B | A
325 | Evening/Weekend E7 | A
326 | Evening/Weekend E7 | A
327 | Evening/Weekend E7 | A
328 | Evening/Weekend E7 | A
329 | Evening/Weekend E7 | A
330 | Evening/Weekend E7 | A
331 | Evening/Weekend E7 | A
332 | Evening/Weekend E7 | A/R
334 | 3-rate heating, (link SSC 0343) | A
335 | Grain Drying | A
336 | Grain drying | A/R
337 | Grain drying | A/R
338 | Heating | A
339 | Local Authority Heating | A/R
340 | Local Authority Heating | A/R
341 | Local Authority Heating | A/R
342 | Dom & Non-dom Seasonal (link SSC 0128) | A
343 | 3-rate heating, water heating | A
344 | 7-hour E7, Day + Night (link SSC 0345) | A
344 | 7-hour E7, Day + Night (link SSC 0345) | A/R
345 | 7-hour E7, Day + Night (link SSC 0344) | A
346 | Non-Standard OP (8+3 hour) | A/R
347 | Non-Standard OP | A/R
348 | Non-Standard OP | A/R
349 | 7-hour E7 | A
350 | Warmwise heating | A/R
351 | Flexiheat heating | A
352 | Flexiheat (weather) heating | A
353 | Superdeal heating | A
354 | 12-hour OP | A/R
355 | Smart 7, Day/Night | A
357 | split 10-hour Heatwise | A/R
358 | split 10-hour Heatwise | A/R
359 | split 10-hour Heatwise | A/R
360 | split 10-hour Heatwise | A/R
361 | split 10-hour Heatwise | A/R
362 | split 10-hour Heatwise | A/R
363 | split 10-hour Heatwise | A/R
364 | split 10-hour Heatwise | A/R
365 | split 10-hour Heatwise | A/R
366 | split 10-hour Heatwise | A/R
367 | split 10-hour Heatwise | A/R
368 | split 10-hour Heatwise | A/R
369 | split 10-hour Heatwise | A/R
370 | split 10-hour Heatwise | A/R
371 | split 10-hour Heatwise | A/R
372 | Evening/Weekend | A
373 | split 7-hour E7 | A
374 | split 7-hour E7 | A
375 | split 7-hour E7 | A
376 | split 7-hour E7 | A
377 | split 7-hour E7 | A
378 | split 7-hour E7 | A
380 | split 7-hour E7 | A
381 | split 7-hour E7 | A
382 | split 7-hour E7 | A
384 | 7-hour E7 | A
385 | split 7-hour E7 | A/R
386 | 9-hour OP | A/R
387 | 15.5-hour OP | A/R
388 | split 7-hour E7 | A/R
389 | 12.5-hour OP | A/R
390 | split 7-hour E7 | A
391 | Summer & Winter w/e | A/R
392 | Summer Unrestricted | A
393 | Unrestricted | A
394 | 10-hour night | A
395 | Warmwise Day/Night | A
396 | 2-rate SToD | A
397 | 9-hour heating | A
398 | 12-hour OP + w/e | A
399 | 15-hour OP + w/e | A/R
400 | 8-hour night | A
401 | E10 type 1(heating circuit) | A/R
403 | 12-hour night | A
404 | Redring Boiler (general purpose) | A
405 | Redring Boiler (heating circuit) | A/R
406 | Cyclocontrol 3 | A/R
407 | Cyclocontrol 4 | A/R
408 | Cyclocontrol 5 | A/R
409 | Cyclocontrol 6 | A/R
410 | Cyclocontrol 7 | A/R
411 | Cyclocontrol 8 | A/R
412 | Cyclocontrol 9 | A/R
413 | Cyclocontrol 10 | A/R
414 | Cyclocontrol 11 | A/R
415 | Cyclocontrol 12 | A/R
416 | Cyclocontrol 13 | A/R
417 | Cyclocontrol 14 | A/R
418 | Cyclocontrol 15 | A/R
419 | Cyclocontrol 16 | A/R
420 | Cyclocontrol 17 | A/R
421 | Cyclocontrol 18 | A/R
422 | Cyclocontrol 19 | A/R
423 | Cyclocontrol 20 | A/R
424 | Cyclocontrol 21 | A/R
425 | Superdeal (weather) heating | A
426 | 7-hour E7 | A
427 | Day/Night (White meter) | A
428 | Unmetered Type A ("flat" profile) | U
429 | Unmetered B ("dusk-to-dawn") | U
430 | Unmetered C ("half-night & pre-dawn") | U
431 | Unmetered D ("dawn-to-dusk") | U
432 | 7-hour E7 | A
434 | 12 Hour OP | A/R
435 | Domestic 3-rate heating | A
436 | 3-Rate Seasonal | A
437 | Lifestyle Tariff | A
439 | Split 7-hour E7 | A
440 | 3-rate ToW | A
441 | 4-rate SToD | A
442 | 7-hour E7 | A/R
443 | Evening/Weekend | A
444 | Evening/Weekend E7 | A
444 | Evening/Weekend E7 | A/R
445 | 7-hour variable E7 | A
446 | 7-hour variable E7 | A
447 | 7-hour OP | A
448 | 7-hour OP | A
449 | 7-hour OP | A
450 | 7-hour OP | A
451 | 7-hour OP | A
452 | 7-hour OP | A
453 | 7-hour OP | A
454 | 7-hour OP | A
455 | 7-hour OP | A
456 | 7-hour OP | A
459 | 7-hour OP | A
460 | 12 Hours OP | A/R
461 | 12 Hours OP | A/R
462 | 8 Hours OP | A/R
463 | 10.5 Hours OP | A/R
464 | Weekender Tariff (V1) | A
465 | Weekender Tariff (V2) | A
466 | Maximum Demand Register | A
467 | Maximum Demand Register | A
468 | Maximum Demand Register | A
469 | Maximum Demand Register | A
470 | Maximum Demand Register | A
473 | Economy 7 - all purpose tariff G63 | A
474 | split 7hr o/p | A/R
475 | Split 7hr E7 | A
476 | 14.5 hr o/p | A/R
477 | 14.5 hr o/p | A/R
478 | Evening/Weekend E7 | A
479 | Split 7-hour E7 | A
480 | Split 7-hour E7 | A
481 | Split 7-hour E7 | A
482 | Micro-PV Export Import Profile Class 1 | G
483 | Micro-PV Export Import Profile Class 2 | G
484 | Micro-PV Export Import Profile Class 3 | G
485 | Micro-PV Export Import Profile Class 4 | G
486 | Micro-PV Export Import Profile Class 5 | G
487 | Micro-PV Export Import Profile Class 6 | G
488 | Micro-PV Export Import Profile Class 7 | G
489 | Micro-PV Export Import Profile Class 8 | G
490 | Micro-CHP Export Import Profile Class 1 | G
491 | Micro-CHP Export Import Profile Class 2 | G
492 | Micro-CHP Export Import Profile Class 3 | G
493 | Micro-CHP Export Import Profile Class 4 | G
494 | Micro-CHP Export Import Profile Class 5 | G
495 | Micro-CHP Export Import Profile Class 6 | G
496 | Micro-CHP Export Import Profile Class 7 | G
497 | Micro-CHP Export Import Profile Class 8 | G
498 | Other Sml Export SSC any import Profile | G
701 | 8.5-hour OP + w/e | A/R
702 | 8.5-hour OP + w/e | A/R
703 | 12-hour OP + w/e | A/R
704 | 12-hour OP + w/e | A/R
705 | 12-hour OP + w/e | A/R
706 | 12-hour OP + w/e | A/R
707 | 12-hour OP + w/e | A/R
708 | 12-hour OP + w/e | A/R
709 | 12-hour OP + w/e | A/R
710 | 12-hour OP + w/e | A/R
711 | 12-hour OP + w/e | A/R
712 | 16-hour OP + w/e | A/R
713 | 16-hour OP + w/e | A/R
714 | 16-hour OP + w/e | A/R
715 | 16-hour OP + w/e | A/R
716 | 20-hour OP + w/e | A/R
717 | 20-hour OP + w/e | A/R
718 | 20-hour OP + w/e + summer | A/R
719 | 20-hour OP + w/e + summer | A/R
720 | 3-rate SToD | A
721 | 8.5 hour WM | A
722 | 8.5 hour WM | A
723 | 8.5 hour WM | A
724 | 8.5 hour WM | A
725 | 8.5 hour WM | A
726 | 8.5 hour WM | A
727 | 8.5 hour WM | A
728 | 8.5 hour WM Heating | A
729 | 8.5 hour WM | A
730 | 8.5 hour WM Heating | A
731 | 8.5 hour WM | A
732 | 8.5 hour WM Heating | A
733 | 8.5 hour WM | A
734 | 8.5 hour WM Heating | A
735 | 8.5 hour WM | A
736 | 8.5 hour WM Heating | A
737 | 8.5 hour WM | A
738 | 8.5 hour WM Heating | A
739 | 8.5 hour WM | A
740 | 8.5 hour WM Heating | A
741 | 8.5 hour WM | A
742 | 8.5 hour WM Heating | A
743 | 8.5 hour WM | A
744 | 8.5 hour WM Heating | A
745 | 8.5 hour WM | A
746 | 8.5 hour WM Heating | A
747 | 8.5 hour WM | A
748 | 8.5 hour WM | A
749 | 8.5 hour WM Heating | A
752 | 8.5 hour WM | A
753 | Weathercall heating | A
754 | 8.5 hour WM | A
755 | Weathercall heating | A
756 | 8.5 hour WM | A
757 | Weathercall heating | A
758 | 8.5 hour WM | A
759 | Weathercall heating | A
760 | 8.5 hour WM | A
761 | Weathercall heating | A
762 | 8.5 hour WM | A
763 | Weathercall heating | A
764 | 8.5 hour WM | A
765 | Weathercall heating | A
766 | 8.5 hour WM | A
767 | Weathercall heating | A
768 | 8.5 hour WM | A
769 | Weathercall heating | A
770 | 18-hour dynamic | A
775 | Crop&Air Conditioning | A
776 | Crop&Air Conditioning | A
781 | 8.5 hour WM | A/R
782 | 8.5 hour WM | A
783 | 8.5 hour WM | A
784 | 8.5 hour WM | A
785 | 8.5 hour WM | A
786 | 8.5 hour WM | A
787 | E7 accompanying Birmingam W'call | A
788 | Birmingham Weathercall | A
789 | E7 accompanying Manchester W'call | A
790 | Manchester Weathercall | A
791 | E7 accompanying Anglesey W'call | A
792 | Anglesey Weathercall | A
793 | 8.5 hour WM | A
794 | 8.5 hour WM Heating | A
801 | Unrestricted | A
802 | Two rate with 8 hours night | A
803 | Dynamic | A/R
804 | Two rate with 8 hours night | A
805 | Dynamic | A/R
806 | Two rate with 8 hours night | A
807 | Dynamic | A/R
808 | Two rate with 8 hours night | A
809 | Dynamic | A/R
810 | Two rate with 8 hours night | A
811 | Dynamic | A/R
812 | Two rate with 8 hours night | A
813 | Dynamic | A/R
814 | Two rate with 8 hours night | A
815 | Dynamic | A/R
816 | Two rate with 8 hours night | A
817 | Dynamic | A/R
818 | Two rate with 8 hours night | A
819 | Dynamic | A/R
820 | Two rate with 8 hours night | A
821 | Dynamic | A/R
822 | Two rate with 8 hours night | A
823 | Dynamic | A/R
824 | Two rate with 8 hours night | A
825 | Dynamic | A/R
826 | Two rate with 8 hours night | A
827 | Dynamic | A/R
828 | Two rate with 8 hours night | A
829 | Dynamic | A/R
830 | Two rate with 8 hours night | A
831 | Dynamic | A/R
832 | Two rate with 8 hours night | A
833 | Dynamic | A/R
834 | Two rate with 8 hours night | A
835 | Dynamic | A/R
836 | Two rate with 8 hours night | A
837 | Dynamic | A/R
838 | Two rate with 8 hours night | A
839 | Dynamic | A/R
840 | Two rate with 8 hours night | A
841 | Dynamic | A/R
842 | Two rate with 8 hours night | A
843 | Dynamic | A/R
844 | Two rate with 8 hours night | A
845 | Dynamic | A/R
846 | Two rate with 8 hours night | A
847 | Dynamic | A/R
848 | Two rate with 8 hours night | A
849 | Dynamic | A/R
850 | Dynamic | A/R
851 | Dynamic | A/R
852 | Two rate with 8 hours night | A
853 | Two rate with 8 hours night | A
854 | Two rate with 8 hours night | A
855 | Two rate with 8 hours night | A
856 | Two rate with 8 hours night | A
857 | Two rate with 8 hours night | A
858 | Two rate with 8 hours night | A
859 | Two rate with 8 hours night | A
860 | Two rate with 8 hours night | A
861 | Two rate with 8 hours night | A
862 | Two rate with 8 hours night | A
863 | Two rate with 8 hours night | A
864 | Two rate with 8 hours night | A
865 | Two rate with 8 hours night | A
866 | Dynamic | A/R
867 | Two rate with 8 hours night | A
868 | Dynamic | A/R
869 | Two rate with 8 hours night | A
870 | Dynamic | A/R
871 | Two rate with 8 hours night | A
872 | Dynamic | A/R
873 | Two rate with 8 hours night | A
874 | Dynamic | A/R
875 | Two rate with 8 hours night | A
876 | Dynamic | A/R
877 | Two rate with 8 hours night | A
878 | Dynamic | A/R
879 | Two rate with 8 hours night | A
880 | Dynamic | A/R
881 | Two rate with 8 hours night | A
882 | Dynamic | A/R
883 | Two rate with 8 hours night | A
884 | Dynamic | A/R
885 | Two rate with 8 hours night | A
886 | Dynamic | A/R
887 | Two rate with 8 hours night | A
888 | Dynamic | A/R
889 | Two rate with 8 hours night | A
890 | Dynamic | A/R
891 | Dynamic | A/R
892 | Dynamic | A/R
893 | Dynamic | A/R
894 | 8 Hours OP | A/R
895 | 8 Hours OP | A/R
896 | 8 Hours OP | A/R
897 | Dynamic | A/R
898 | Dynamic | A/R
899 | 11 Hours OP | A/R
900 | 11 Hours OP | A/R
901 | 11 Hours OP | A/R
902 | 11 Hours OP | A/R
903 | 11 Hours OP | A/R
904 | 8 Hours OP + Weekends | A/R
905 | 8 Hours OP + Weekends | A/R
906 | 8 Hours OP + Weekends | A/R
907 | 15 Hours OP + Weekends | A/R
908 | 15 Hours OP + Weekends | A/R
909 | 15 Hours OP + Weekends | A/R
910 | 15 Hours OP + Weekends | A/R
911 | 15 Hours OP + Weekends | A/R
912 | 15 Hours OP + Weekends | A/R
913 | 15 Hours OP + Weekends | A/R
914 | 15 Hours Nov - April/24 Hours May - Oct | A
915 | 8 Hours OP | A
916 | 8 Hours OP | A
917 | 8 Hours OP | A
918 | Evening/Weekend | A
919 | 2 rate | A
920 | 2 rate | A
922 | Unrestricted | A
923 | Unrestricted | A
924 | Unrestricted | A
925 | Unmetered Type A ("flat " profile) | U
926 | Unmetered B ("dusk-to-dawn") | U
927 | Unmetered D ("dawn-to-dusk") | U
928 | Unmetered C ("half-night & pre-dawn") | U
929 | 11 Hours OP | A/R
930 | 11 Hours OP | A/R
931 | 11 Hours OP | A/R
932 | Seasonal ToD | A
933 | Two rate with 8 hours night | A
934 | Dynamic | A/R
935 | Split 10 hr E10 | A
936 | Split 10 hr E10 | A
937 | Split 10 hr E10 | A
938 | Split 10 hr E10 | A
939 | Split 10 hr E10 | A
940 | NHH Export Hydro Profile Class | G
941 | NHH Export Wind Profile Class | G
942 | 7-hour E7 (Cornwall & def reinforcement) | A
943 | 7-hour E7 | A
944 | 7-hour E7 | A
945 | 7-hour E7 | A
946 | 7-hour E7 | A
947 | Smart Meter 3 Rate Time of Day | A
948 | 10 hour Evening/Weekend | A
949 | General Purpose 2 Rate (paired wth 0950) | A
950 | E10 Heating Single Rate (prd wth 0949) | A/R
951 | E9 Heating | A/R
952 | General Purpose 2 Rate (paired wth 0951) | A
953 | Two rate with 20 hours night | A
954 | Three Rate Peak Day Other | A
955 | 4 rate weekday/2 rate weekend | A
956 | 4 Rate Weekday/2 rate Weekend (BST) | A
957 | Unrestricted with Weekday Peak | A
958 | Unrestricted with Peak | A
959 | Economy 7 with Weekday Peak | A
960 | Economy 7 with Peak | A
961 | Evening Weekend and Weekday Peak (smart) | A
962 | Evening Weekend with Peak | A
963 | Evening Weekend Night and Peak | A
964 | Evening Weekend with Night (BST) | A
965 | 3 Rate with Weekday Peak | A
966 | 8-hour OP | A/R
967 | Superdeal Day/Night | A
968 | Superdeal Day/Night | A
969 | 3 Rate with Weekday Peak | A
970 | split 7-hour E7 | A
971 | Smart meter trial - time of use 3 rate | A
972 | 2 Rate Saturday Off Peak | A
973 | Flexiheat Day/Evening/Weekend | A
974 | Flexiheat heating | A
975 | Saturday Off Peak (9-5) | A
976 | Sunday Off Peak (9-5) | A
978 | 7-hour OP | A/R
979 | Non-Standard OP (8+3 hour) | A/R
980 | General Purpose 2 Rate (paired with 0980 | A
981 | E10 Heating Single Rate (prd with 0981) | A/R
982 | Evening Saver | A
983 | Comfort Booster | A
984 | Saturday Off Peak (24 Hrs) | A
985 | Sunday Off Peak (24 Hrs) | A
989 | Redring Boiler (general purpose) | A
990 | Redring Boiler (heating circuit) | A/R
991 | 8-hour OP | A/R
996 | Lifestyle Tariff | A
997 | Evening/Weekend - BST | A
Notes:
There are a few governing rules that should be applied:
Specific notes for application of or tariffss:
  All tariffs are all delinked and set time bands are applied in place of the TPR’s timebands.
The following rules apply when allocating tariffs in DNO areas.
  1, G and U should be applied straight to the appropriate SSC to identify generation and UMS tariffs.
  Then considering the SSC alongside the PC.
  2, PC1s should be labelled Domestic Aggregated.
  3, PC2s with SSCs with A/R should be labelled Domestic Aggregated (related MPAN).
  4, Remaining PC2s should be labelled Domestic Aggregated.
  5, PC3s should be labelled Non Domestic Aggregated.
  6, PC4s with SSCs with A/R should be labelled Non Domestic Aggregated (related MPAN).
  7, Remaining PC4s should be labelled Non Domestic Aggregated.
  8, PC5 – 8s should be labelled Non Domestic Aggregated.
Common decode:
  A: Aggregated - replaces the Day & Night rates (1 & 2)
  A/R: Aggregated if on PC1 / PC3 / PC5 / PC6 / PC7 / PC8 or Aggregated (related MPAN) if on PC2 / PC4
  G: Generation
  U: Unmetered Supplies

## Residual Charging Bands
Back to Overview
Southern Electric Power Distribution plc - Effective from 2024/25 - Final Residual Charging Bands
Voltage of Connection | Band | Units | Lower Threshold* | Upper Threshold* | Residual Charge per MPAN (£)
Domestic Aggregated | Single band | - | - | - | 71.4172
Designated Properties connected at LV, billing with no MIC | 1 | kWh | 0 | 3571 | 66.2928
| 2 | kWh | 3571 | 12553 | 181.4652
| 3 | kWh | 12553 | 25279 | 401.8585
| 4 | kWh | 25279 | ∞ | 1130.1065
Designated Properties connected at LV, billing with MIC | 1 | kVA | 0 | 80 | 2022.3792
| 2 | kVA | 80 | 150 | 3393.1749
| 3 | kVA | 150 | 231 | 5735.9618
| 4 | kVA | 231 | ∞ | 14519.5913
Designated Properties connected at HV | 1 | kVA | 0 | 422 | 11427.1855
| 2 | kVA | 422 | 1000 | 29609.7665
| 3 | kVA | 1000 | 1800 | 58000.5918
| 4 | kVA | 1800 | ∞ | 149235.0375
Designated EHV Properties | 1 | kVA | 0 | 5000 | 10865.9046
| 2 | kVA | 5000 | 12000 | 118735.9894
| 3 | kVA | 12000 | 21500 | 184725.3413
| 4 | kVA | 21500 | ∞ | 872215.6968
* All boundaries are inclusive of the upper threshold and exclusive of the lower threshold i.e. Lower < x ≤ Upper.

## Charge Calculator
Back to Overview
Southern Electric Power Distribution plc - Effective from 1 April 2024 - Final | [17 empty] | Red/black unit charge p/kWh | Amber/yellow unit charge p/kWh | Green unit charge p/kWh | Fixed charge p/MPAN/day | Capacity charge p/kVA/day | Exceeded capacity charge p/kVA/day | Reactive power charge p/kVArh
[17 empty] | Domestic Aggregated | Red unit charge p/kWh | Amber unit charge p/kWh | Green unit charge p/kWh | Fixed charge p/MPAN/day | n/a | n/a | n/a
LV and HV designated properties and Unmetered Supplies tariff calculator | [7 empty] | EHV designated property calculator | [8 empty] | Domestic Aggregated (related MPAN) | Red unit charge p/kWh | Amber unit charge p/kWh | Green unit charge p/kWh | n/a | n/a | n/a | n/a
Step 1, Choose your tariff using the drop down list in cell B10 | [7 empty] | Step 1, Choose your tariff using the drop down list in cell L10 | [8 empty] | Non-Domestic Aggregated | Red unit charge p/kWh | Amber unit charge p/kWh | Green unit charge p/kWh | Fixed charge p/MPAN/day | n/a | n/a | n/a
Step 2, After selecting a tariff in step 1, Cells C12-I12 will generate headings, please enter your consumption in cells C13:I13 underneath each heading generated (if no heading leave cell blank) | [7 empty] | Step 2, After selecting a tariff in step 1, Cells M12-T12 will generate headings, please enter your consumption in cells M13:T13 underneath each heading generated (if no heading leave cell blank) | [8 empty] | Non-Domestic Aggregated (related MPAN) | Red unit charge p/kWh | Amber unit charge p/kWh | Green unit charge p/kWh | n/a | n/a | n/a | n/a
Step 3, Enter a forecast of consumption if required in cells C14:I14 | [7 empty] | Step 3, Enter a forecast of consumption if required in cells M14:T14 | [8 empty] | LV Site Specific | Red unit charge p/kWh | Amber unit charge p/kWh | Green unit charge p/kWh | Fixed charge p/MPAN/day | Capacity charge p/kVA/day | Exceeded Capacity charge p/kVA/day | Reactive power charge p/kVArh
[17 empty] | LV Sub Site Specific | Red unit charge p/kWh | Amber unit charge p/kWh | Green unit charge p/kWh | Fixed charge p/MPAN/day | Capacity charge p/kVA/day | Exceeded Capacity charge p/kVA/day | Reactive power charge p/kVArh
Tariff details Choose tariff name from drop down box below | Red/black unit charge p/kWh | Amber/yellow unit charge p/kWh | Green unit charge p/kWh | Fixed charge p/MPAN/day | Capacity charge p/kVA/day | Exceeded capacity charge p/kVA/day | Reactive power charge p/kVArh | Site details Choose the site name from the drop down box below | Import Super Red unit charge (p/kWh) | Import fixed charge (p/day) | Import capacity charge (p/kVA/day) | Import exceeded capacity charge (p/kVA/day) | Export Super Red unit charge (p/kWh) | Export fixed charge (p/day) | Export capacity charge (p/kVA/day) | Export exceeded capacity charge (p/kVA/day) | HV Site Specific | Red unit charge p/kWh | Amber unit charge p/kWh | Green unit charge p/kWh | Fixed charge p/MPAN/day | Capacity charge p/kVA/day | Exceeded Capacity charge p/kVA/day | Reactive power charge p/kVArh
[9 empty] | 3.21 | 0.86 | 0.86 | 0 | 440.82 | 0.05 | 0.05 | 0 | Unmetered Supplies | Black unit charge p/kWh | Yellow unit charge p/kWh | Green unit charge p/kWh | n/a | n/a | n/a | n/a
[17 empty] | LV Generation Aggregated | Red unit charge p/kWh | Amber unit charge p/kWh | Green unit charge p/kWh | Fixed charge p/MPAN/day | n/a | n/a | n/a
Tariff components | Red/black unit charge p/kWh | Amber/yellow unit charge p/kWh | Green unit charge p/kWh | Number of days in consumption period i.e. 365 if one year | Maximum import or export capacity kVA | Average daily exceeded capacity kVA | Excess reactive units kVArh | Tariff components | Import super red kWh | Number of days in consumption period i.e. 365 if one year | Maximum import capacity kVA | Average daily exceeded capacity kVA | Export Super Red kWh | Number of days in consumption period i.e. 365 if one year | Maximum export capacity kVA | Average daily exceeded capacity kVA | LV Sub Generation Aggregated | Red unit charge p/kWh | Amber unit charge p/kWh | Green unit charge p/kWh | Fixed charge p/MPAN/day | n/a | n/a | n/a
Enter current consumption details | [7 empty] | Enter current consumption details | [5 empty] | 0 |  |  | LV Generation Site Specific | Red unit charge p/kWh | Amber unit charge p/kWh | Green unit charge p/kWh | Fixed charge p/MPAN/day | n/a | n/a | Reactive power charge p/kVArh
Enter forecast consumption details (if different) | 0 | 0 | 0 | 0 | 0 | 0 | 0 | Enter forecast consumption details (if different) | 0 | 0 | 0 | 0 | 0 | 0 | 0 | 0 | LV Generation Site Specific no RP charge | Red unit charge p/kWh | Amber unit charge p/kWh | Green unit charge p/kWh | Fixed charge p/MPAN/day | n/a | n/a | n/a
[17 empty] | LV Sub Generation Site Specific | Red unit charge p/kWh | Amber unit charge p/kWh | Green unit charge p/kWh | Fixed charge p/MPAN/day | n/a | n/a | Reactive power charge p/kVArh
Charge components | Unit 1 £ | Unit 2 £ | Unit 3 £ | Fixed charge £ | Capacity charge £ | Exceeded capacity charge £ | Reactive power charge £ | Charge components | Import super red charge £ | Import fixed charge £ | Import capacity charge £ | Import exceeded capacity charge £ | Export super red charge £ | Export fixed charge £ | Export capacity charge £ | Export exceeded capacity charge £ | LV Sub Generation Site Specific no RP charge | Red unit charge p/kWh | Amber unit charge p/kWh | Green unit charge p/kWh | Fixed charge p/MPAN/day | n/a | n/a | n/a
Current consumption period charges | [7 empty] | Current consumption period charges | 0 | 0 | 0 | 0 | 0 | 0 | 0 | 0 | HV Generation Site Specific | Red unit charge p/kWh | Amber unit charge p/kWh | Green unit charge p/kWh | Fixed charge p/MPAN/day | n/a | n/a | Reactive power charge p/kVArh
Forecast consumption period charges | [7 empty] | Forecast consumption period charges | 0 | 0 | 0 | 0 | 0 | 0 | 0 | 0 | HV Generation Site Specific no RP charge | Red unit charge p/kWh | Amber unit charge p/kWh | Green unit charge p/kWh | Fixed charge p/MPAN/day | n/a | n/a | n/a
| Total charge £ | [7 empty] | Import total charge £ | Export total charge £
Current consumption period charges | 0 | [6 empty] | Current consumption period charges | 0 | 0
Forecast consumption period charges | 0 | [6 empty] | Forecast consumption period charges | 0 | 0
These charges are estimates based on tariff selected and consumption values entered. | [7 empty] | These charges are estimates based on site selected and consumption values entered.
Note:
For the purpose of forecasting the exceeded capacity charge, the input in this calculator uses the average daily exceeded capacity as this reduces the calculators complexity, however as per the Use of System Charging Statement, the exceeded portion of the capacity will be charged at the exceeded capacity charge p/kVA/day rate, based on the difference between the MIC/MEC and the actual capacity used. This will be charged for the full duration of the month in which the breach occurs.”