## Definitions Part 1
Part 1
Introduction
For clarity, sites associated with generation (including storage) are shown in Part 1 of the Embedded Capacity Register. Sites subject to a DSR Contract associated with consumption units are shown in Part 2 of the Embedded Capacity Register.
Register Definitions
| Heading | Explanation
General Data
| Export MPAN / MSID | The core meter point administration number, a 13-digit reference used in MPAS to identify the relevant Metering Point. For generation and storage sites, the "Export" MPAN (or MSID for CVA registered sites) should be included. For "Accepted to Connect" generation or storage entries, please indicate "data not available".
| Import MPAN / MSID | The core meter point administration number, a 13-digit reference used in MPAS to identify the relevant Metering Point. For sites subject to a DSR contract and for storage sites, the "Import" MPAN (or MSID for CVA registered sites) should be included. For generation sites, including generators taking on-site supplies, please indicate "not applicable". For "Accepted to Connect" storage sites, please indicate "data not available".
| Customer Name | Name of party that is connected or contracted to connect.
| Customer Site | Name of Customer Site/project name.
| Address Line 1 | Address line 1 of the Customer Site.
| Address Line 2 | Address line 2 of the Customer Site.
| Town/ City | Town / City of the Customer Site.
| County | County of the Customer Site.
| Postcode | Postcode of the Customer Site.
| Country | GB country of the Customer Site.
| Location (X-coordinate): Eastings (where data is held) | Six digit British National Grid X coordinate of the Customer Site. Generally this is the same as the Point of Connection / Metering Point. In exceptional cases where the Point of Connection or Metering Point is not located at the Customer Site, the coordinates of the Customer Site is included.
| Location (Y-coordinate): Northings (where data is held) | Six or seven digit British National Grid Y coordinate of the Customer Site. (In Northern Scotland, these will be seven digit coordinates.) Generally this is the same as the Point of Connection / Metering Point. In exceptional cases where the Point of Connection or Metering Point is not located at the Customer Site, the coordinates of the Customer Site is included.
| Grid Supply Point | The point of connection between the transmission system and the distribution system that is linked with the Customer Site.
| Bulk Supply Point | The supply point on the distribution system (representing an EHV/EHV transformation level) that is linked with the Customer Site.
| Primary | The primary substation on the distribution system that is linked with the Customer Site.
| Point of Connection (POC) Voltage (kV) | The voltage at the Point of Connection to the distribution system.
| Licence Area | Licence area Customer Site is connected within
| Energy Source 1 | Meaning any of the below energy source types used in the production of electricity:
Advanced Fuel (produced via gasification or pyrolysis of biofuel or waste)
Biofuel - Biogas from anaerobic digestion (excluding landfill & sewage)
Biofuel - Landfill gas
Biofuel - Sewage gas
Biofuel - Other
Biomass
Fossil - Brown coal/lignite
Fossil - Coal gas
Fossil - Gas
Fossil - Hard coal
Fossil - Oil
Fossil - Oil shale
Fossil - Peat
Fossil - Other
Geothermal
Hydrogen
Nuclear
Solar
Stored Energy (all stored energy irrespectve of the original energy source)
Waste
Water (flowing water or head of water)
Wind
Other
Data not available
| Energy Conversion Technology 1 | Meaning any of the below technology types that export electricity onto a distribution system:
Engine (combustion / reciprocating)
Steam turbine (thermal power plant)
Gas turbine (OCGT)
Steam-gas turbine (CCGT)
Fuel Cell
Hydro - Run of river
Hydro - Reservoir (not pumped)
Hydro - Other
Tidal lagoons
Tidal stream devices
Wave devices
Photovoltaic
Offshore wind turbines
Onshore wind turbines
Geothermal power plant
Storage - Chemical
Storage - Electrical
Storage - Mechanical - Compressed Air (Adiabatic & Diabatic)
Storage - Mechanical - Liquid Air
Storage - Mechanical - Pumped Hydro
Storage - Mechanical - Flywheel
Storage - Thermal
Storage - Electrochemical (Batteries)
Storage - Other
Interconnector
Other
Data not available
| CHP Cogeneration (Yes/No) | Indicates whether the generation in the Customer Site forms part of a CHP scheme.
| Storage Capacity 1 (MWh) | This is the energy capacity of the storage facility (MWh).
| Storage Duration 1 (Hours) | Divide the storage capacity (MWh) by the Registered Capacity (MW) and round it down to the nearest 0.5 (half-hour). If the value is less than 0.5 before rounding, it could be rounded to 0.5 hours so that it is not zero.
| Energy Source & Energy Conversion Technology 1 - Registered Capacity (MW) | This is the Registered Capacity of the "Energy Source 1" expressed in MW.
| Energy Source 2 | Where there is more than one plant type at a site, the "Energy Source 2" and "Energy Source 3" fields would be used to show the energy source types additional to the "Energy Source 1". Meaning any of the energy source types stated above for the "Energy Source 1".
| Energy Conversion Technology 2 | Defined as above for “Energy Conversion Technology 1”.
| CHP Cogeneration 2 (Yes/No) | Indicates whether the generation in the Customer Site forms part of a CHP scheme.
| Storage Capacity 2 (MWh) | This is the energy capacity of the storage facility (MWh).
| Storage Duration 2 (Hours) | Divide the storage capacity (MWh) by the Registered Capacity (MW) and round it down to the nearest 0.5 (half-hour). If the value is less than 0.5 before rounding, it could be rounded to 0.5 hours so that it is not zero.
| Energy Source & Energy Conversion Technology 2 - Registered Capacity (MW) | This is the Registered Capacity of the "Energy Source 2" expressed in MW.
| Energy Source 3 | Defined as above for “Energy Source 2”
| Energy Conversion Technology 3 | Defined as above for “Energy Conversion Technology 2”
| CHP Cogeneration 3 (Yes/No) | Indicates whether the generation in the Customer Site forms part of a CHP scheme.
| Storage Capacity 3 (MWh) | This is the energy capacity of the storage facility (MWh).
| Storage Duration 3 (Hours) | Divide the storage capacity (MWh) by the Registered Capacity (MW) and round it down to the nearest 0.5 (half-hour). If the value is less than 0.5 before rounding, it could be rounded to 0.5 hours so that it is not zero.
| Energy Source & Energy Conversion Technology 3 - Registered Capacity (MW) | This is the Registered Capacity of the "Energy Source 3" expressed in MW.
| Flexible Connection (Yes/No) | Indicates whether the connection is subject to a flexible connection arrangement e.g. Active Network Management (ANM) during system normal conditions.
| Connection Status | “Connected" or "Accepted to Connect"?
Already Connected
| Already connected Registered Capacity (MW) | This is the total Registered Capacity of generation already connected at the site expressed in MW.
| Maximum Export Capacity (MW) | This is the total MW export capacity permitted as per the connection agreement.
| Maximum Export Capacity (MVA) | This is the total MVA export capacity permitted as per the connection agreement.
| Maximum Import Capacity (MW) | This is the total MW import capacity permitted as per the connection agreement.
| Maximum Import Capacity (MVA) | This is the total MVA export capacity permitted as per the connection agreement.
| Date Connected | Date the connection was provided in the case of a new connection. In cases where there was an existing connection, this is date the new equipment was connected.
Accepted to Connect
| Accepted to Connect Registered Capacity (MW) | This is the Registered Capacity of generation that is not already connected, but has been Accepted to Connect, expressed in MW.
| Change to Maximum Export Capacity (MW) | This is the new/additional MW export capacity (i.e. not yet connected) that has been accepted to connect as per the connection agreement.
| Change to Maximum Export Capacity (MVA) | This is the new/additional MVA export capacity (i.e. not yet connected) that has been accepted to connect as per the connection agreement.
| Change to Maximum Import Capacity (MW) | This is the new/additional MW import capacity (i.e. not yet connected) that has been accepted to connect as per the connection agreement.
| Change to Maximum Import Capacity (MVA) | This is the new/additional MVA import capacity (i.e. not yet connected) that has been accepted to connect as per the connection agreement.
| Date Accepted | Date the Customer accepted the connection offer from the DNO or IDNO.
| Target Energisation Date | Estimated date of energisation. This date is likely to change to reflect the latest date notified by customers.
Services Provided
| Distribution Service Provider (Y/N) | Indicates whether a service is provided to the DNO.
| Transmission Service Provider (Y/N) | Indicates whether a service is provided to the ESO or a TO.
| Reference | Unique reference to the service(s) being provided.
Reinforcement Works
| In a Connection Queue (Y/N) | Indicates whether the connection to the Customer Site is in a connection queue.
| Distribution Reinforcement Reference | Unique reference to relevant distribution reinforcement required for connection.
| Transmission Reinforcement Reference | Unique reference to relevant transmission reinforcement required for connection.
Last Update of Data Row
| Last Updated | Date on which entry was last updated.
Note
For each site that meets the criteria to be included in its Embedded Capacity Register, each DNO/IDNO Party shall use reasonable endeavours to populate all relevant fields in the Embedded Capacity Register. Where the DNO/IDNO Party does not hold data for a specific field for a specific site, then the DNO/IDNO Party will populate the relevant field with the words ‘data not available’. If a specific field is not applicable to a specific site, then the DNO/IDNO Party will populate the relevant field with the words ‘data not applicable’.

## Register Part 1 50kW - <1MW
General Data | [36 empty] | Already Connected | [5 empty] | Accepted to Connect | [6 empty] | Services Provided |  |  | Reinforcement Works |  |  | Last Update of Data Row
Export MPAN / MSID | Import MPAN / MSID | Customer Name | Customer Site | Address Line 1 | Address Line 2 | Town/ City | County | Postcode | Country | Location (X-coordinate): Eastings (where data is held) | Location (y-coordinate): Northings (where data is held) | Grid Supply Point | Bulk Supply Point | Primary | Point of Connection (POC) Voltage (kV) | Licence Area | Energy Source 1 | Energy Conversion Technology 1 | CHP Cogeneration (Yes/No) | Storage Capacity 1 (MWh) | Storage Duration 1 (Hours) | Energy Source & Energy Conversion Technology 1 - Registered Capacity (MW) | Energy Source 2 | Energy Conversion Technology 2 | CHP Cogeneration 2 (Yes/No) | Storage Capacity 2 (MWh) | Storage Duration 2 (Hours) | Energy Source & Energy Conversion Technology 2 - Registered Capacity (MW) | Energy Source 3 | Energy Conversion Technology 3 | CHP Cogeneration 3 (Yes/No) | Storage Capacity 3 (MWh) | Storage Duration 3 (Hours) | Energy Source & Energy Conversion Technology 3 - Registered Capacity (MW) | Flexible Connection (Yes/No) | Connection Status | Already connected Registered Capacity (MW) | Maximum Export Capacity (MW) | Maximum Export Capacity (MVA) | Maximum Import Capacity (MW) | Maximum Import Capacity (MVA) | Date Connected | Accepted to Connect Registered Capacity (MW) | Change to Maximum Export Capacity (MW) | Change to Maximum Export Capacity (MVA) | Change to Maximum Import Capacity (MW) | Change to Maximum Import Capacity (MVA) | Date Accepted | Target Energisation Date | Distribution Service Provider (Y/N) | Transmission Service Provider (Y/N) | Reference | In a Connection Queue (Y/N) | Distribution Reinforcement Reference | Transmission Reinforcement Reference | Last Updated
1700051730377 | DATA NOT AVAILABLE | SSE GENERATION LIMITED | COMP SETS | GARRY DAM | INVERGARRY PS | INVERGARRY | HIGHLAND | PH35 4HL | SCOTLAND | 231113 | 801171 | FORT AUGUSTUS | DATA NOT APPLICABLE | FORT AUGUSTUS GRID | 33 | SCOTTISH HYDRO ELECTRIC POWER DISTRIBUTION PLC | DATA NOT AVAILABLE | DATA NOT AVAILABLE | DATA NOT AVAILABLE | DATA NOT AVAILABLE | DATA NOT AVAILABLE | DATA NOT AVAILABLE | DATA NOT AVAILABLE | DATA NOT AVAILABLE | DATA NOT AVAILABLE | DATA NOT AVAILABLE | DATA NOT AVAILABLE | DATA NOT AVAILABLE | DATA NOT AVAILABLE | DATA NOT AVAILABLE | DATA NOT AVAILABLE | DATA NOT AVAILABLE | DATA NOT AVAILABLE | DATA NOT AVAILABLE | DATA NOT AVAILABLE | CONNECTED | 0.285 | 0.285 | 0.3 | DATA NOT AVAILABLE | DATA NOT AVAILABLE | DATA NOT AVAILABLE | DATA NOT AVAILABLE | DATA NOT AVAILABLE | DATA NOT AVAILABLE | DATA NOT AVAILABLE | DATA NOT AVAILABLE | DATA NOT AVAILABLE | DATA NOT AVAILABLE | DATA NOT AVAILABLE | DATA NOT AVAILABLE | DATA NOT AVAILABLE | DATA NOT AVAILABLE | DATA NOT AVAILABLE | DATA NOT AVAILABLE | 2023-08-10
1700051730386 | DATA NOT AVAILABLE | SSE GENERATION LIMITED | NOSTIE BRIDGE (G2) | DATA NOT AVAILABLE | AUCHTERTYRE | KYLE | HIGHLAND | IV40 8EQ | SCOTLAND | 185241 | 826593 | BROADFORD | DATA NOT APPLICABLE | BROADFORD GRID | 33 | SCOTTISH HYDRO ELECTRIC POWER DISTRIBUTION PLC | DATA NOT AVAILABLE | DATA NOT AVAILABLE | DATA NOT AVAILABLE | DATA NOT AVAILABLE | DATA NOT AVAILABLE | DATA NOT AVAILABLE | DATA NOT AVAILABLE | DATA NOT AVAILABLE | DATA NOT AVAILABLE | DATA NOT AVAILABLE | DATA NOT AVAILABLE | DATA NOT AVAILABLE | DATA NOT AVAILABLE | DATA NOT AVAILABLE | DATA NOT AVAILABLE | DATA NOT AVAILABLE | DATA NOT AVAILABLE | DATA NOT AVAILABLE | DATA NOT AVAILABLE | CONNECTED | 0.59375 | 0.59375 | 0.625 | DATA NOT AVAILABLE | DATA NOT AVAILABLE | DATA NOT AVAILABLE | DATA NOT AVAILABLE | DATA NOT AVAILABLE | DATA NOT AVAILABLE | DATA NOT AVAILABLE | DATA NOT AVAILABLE | DATA NOT AVAILABLE | DATA NOT AVAILABLE | DATA NOT AVAILABLE | DATA NOT AVAILABLE | DATA NOT AVAILABLE | DATA NOT AVAILABLE | DATA NOT AVAILABLE | DATA NOT AVAILABLE | 2023-08-10
1700051730410 | DATA NOT AVAILABLE | DATA NOT AVAILABLE | DATA NOT AVAILABLE | DATA NOT AVAILABLE | DATA NOT AVAILABLE | DATA NOT AVAILABLE | DATA NOT AVAILABLE | DATA NOT AVAILABLE | SCOTLAND | DATA NOT AVAILABLE | DATA NOT AVAILABLE | DATA NOT AVAILABLE | DATA NOT APPLICABLE | DATA NOT AVAILABLE | DATA NOT AVAILABLE | SCOTTISH HYDRO ELECTRIC POWER DISTRIBUTION PLC | DATA NOT AVAILABLE | DATA NOT AVAILABLE | DATA NOT AVAILABLE | DATA NOT AVAILABLE | DATA NOT AVAILABLE | DATA NOT AVAILABLE | DATA NOT AVAILABLE | DATA NOT AVAILABLE | DATA NOT AVAILABLE | DATA NOT AVAILABLE | DATA NOT AVAILABLE | DATA NOT AVAILABLE | DATA NOT AVAILABLE | DATA NOT AVAILABLE | DATA NOT AVAILABLE | DATA NOT AVAILABLE | DATA NOT AVAILABLE | DATA NOT AVAILABLE | DATA NOT AVAILABLE | CONNECTED | 0.855 | 0.855 | 0.9 | DATA NOT AVAILABLE | DATA NOT AVAILABLE | DATA NOT AVAILABLE | DATA NOT AVAILABLE | DATA NOT AVAILABLE | DATA NOT AVAILABLE | DATA NOT AVAILABLE | DATA NOT AVAILABLE | DATA NOT AVAILABLE | DATA NOT AVAILABLE | DATA NOT AVAILABLE | DATA NOT AVAILABLE | DATA NOT AVAILABLE | DATA NOT AVAILABLE | DATA NOT AVAILABLE | DATA NOT AVAILABLE | 2023-08-10
1700051730429 | DATA NOT AVAILABLE | DATA NOT AVAILABLE | DATA NOT AVAILABLE | DATA NOT AVAILABLE | DATA NOT AVAILABLE | DATA NOT AVAILABLE | DATA NOT AVAILABLE | DATA NOT AVAILABLE | SCOTLAND | DATA NOT AVAILABLE | DATA NOT AVAILABLE | DATA NOT AVAILABLE | DATA NOT APPLICABLE | DATA NOT AVAILABLE | DATA NOT AVAILABLE | SCOTTISH HYDRO ELECTRIC POWER DISTRIBUTION PLC | DATA NOT AVAILABLE | DATA NOT AVAILABLE | DATA NOT AVAILABLE | DATA NOT AVAILABLE | DATA NOT AVAILABLE | DATA NOT AVAILABLE | DATA NOT AVAILABLE | DATA NOT AVAILABLE | DATA NOT AVAILABLE | DATA NOT AVAILABLE | DATA NOT AVAILABLE | DATA NOT AVAILABLE | DATA NOT AVAILABLE | DATA NOT AVAILABLE | DATA NOT AVAILABLE | DATA NOT AVAILABLE | DATA NOT AVAILABLE | DATA NOT AVAILABLE | DATA NOT AVAILABLE | CONNECTED | 0.855 | 0.855 | 0.9 | DATA NOT AVAILABLE | DATA NOT AVAILABLE | DATA NOT AVAILABLE | DATA NOT AVAILABLE | DATA NOT AVAILABLE | DATA NOT AVAILABLE | DATA NOT AVAILABLE | DATA NOT AVAILABLE | DATA NOT AVAILABLE | DATA NOT AVAILABLE | DATA NOT AVAILABLE | DATA NOT AVAILABLE | DATA NOT AVAILABLE | DATA NOT AVAILABLE | DATA NOT AVAILABLE | DATA NOT AVAILABLE | 2023-08-10
1700051730456 | DATA NOT AVAILABLE | SHIELBRIDGE ENERGY LTD | DATA NOT AVAILABLE | GORTON POWER STATION | GENERATOR 1 IMPORT | INVERNESS | HIGHLAND | DATA NOT AVAILABLE | SCOTLAND | DATA NOT AVAILABLE | DATA NOT AVAILABLE | FORT WILLIAM | DATA NOT APPLICABLE | SALEN 2 | 11 | SCOTTISH HYDRO ELECTRIC POWER DISTRIBUTION PLC | DATA NOT AVAILABLE | DATA NOT AVAILABLE | DATA NOT AVAILABLE | DATA NOT AVAILABLE | DATA NOT AVAILABLE | DATA NOT AVAILABLE | DATA NOT AVAILABLE | DATA NOT AVAILABLE | DATA NOT AVAILABLE | DATA NOT AVAILABLE | DATA NOT AVAILABLE | DATA NOT AVAILABLE | DATA NOT AVAILABLE | DATA NOT AVAILABLE | DATA NOT AVAILABLE | DATA NOT AVAILABLE | DATA NOT AVAILABLE | DATA NOT AVAILABLE | DATA NOT AVAILABLE | CONNECTED | 0.095 | 0.095 | 0.1 | DATA NOT AVAILABLE | DATA NOT AVAILABLE | DATA NOT AVAILABLE | DATA NOT AVAILABLE | DATA NOT AVAILABLE | DATA NOT AVAILABLE | DATA NOT AVAILABLE | DATA NOT AVAILABLE | DATA NOT AVAILABLE | DATA NOT AVAILABLE | DATA NOT AVAILABLE | DATA NOT AVAILABLE | DATA NOT AVAILABLE | DATA NOT AVAILABLE | DATA NOT AVAILABLE | DATA NOT AVAILABLE | 2023-08-10
1700051731246 | DATA NOT AVAILABLE | ACHARN HYDRO LTD | DATA NOT AVAILABLE | ACHARN BURN | ACHARN VILLAGE | ABERFELDY | PERTHSHIRE AND KINROSS | PH15 2HP | SCOTLAND | 276088 | 743943 | DATA NOT AVAILABLE | DATA NOT APPLICABLE | DATA NOT AVAILABLE | DATA NOT AVAILABLE | SCOTTISH HYDRO ELECTRIC POWER DISTRIBUTION PLC | HYDRO (TO BE CONFIRMED) | HYDRO POWER SYSTEM | DATA NOT AVAILABLE | DATA NOT AVAILABLE | DATA NOT AVAILABLE | DATA NOT AVAILABLE | DATA NOT AVAILABLE | DATA NOT AVAILABLE | DATA NOT AVAILABLE | DATA NOT AVAILABLE | DATA NOT AVAILABLE | DATA NOT AVAILABLE | DATA NOT AVAILABLE | DATA NOT AVAILABLE | DATA NOT AVAILABLE | DATA NOT AVAILABLE | DATA NOT AVAILABLE | DATA NOT AVAILABLE | DATA NOT AVAILABLE | CONNECTED | 0.3458 | 0.3458 | 0.364 | DATA NOT AVAILABLE | DATA NOT AVAILABLE | DATA NOT AVAILABLE | DATA NOT AVAILABLE | DATA NOT AVAILABLE | DATA NOT AVAILABLE | DATA NOT AVAILABLE | DATA NOT AVAILABLE | DATA NOT AVAILABLE | DATA NOT AVAILABLE | DATA NOT AVAILABLE | DATA NOT AVAILABLE | DATA NOT AVAILABLE | DATA NOT AVAILABLE | DATA NOT AVAILABLE | DATA NOT AVAILABLE | 2023-08-10
1700051731343 | DATA NOT AVAILABLE | DEANSTON STIMA LIMITED | DEANSTON DISTILLERY | BURN STEWART DISTILLERS PLC | DATA NOT AVAILABLE | DOUNE | STIRLING | FK16 6AG | SCOTLAND | 271623 | 701491 | DATA NOT AVAILABLE | DATA NOT APPLICABLE | DATA NOT AVAILABLE | DATA NOT AVAILABLE | SCOTTISH HYDRO ELECTRIC POWER DISTRIBUTION PLC | DATA NOT AVAILABLE | DATA NOT AVAILABLE | DATA NOT AVAILABLE | DATA NOT AVAILABLE | DATA NOT AVAILABLE | DATA NOT AVAILABLE | DATA NOT AVAILABLE | DATA NOT AVAILABLE | DATA NOT AVAILABLE | DATA NOT AVAILABLE | DATA NOT AVAILABLE | DATA NOT AVAILABLE | DATA NOT AVAILABLE | DATA NOT AVAILABLE | DATA NOT AVAILABLE | DATA NOT AVAILABLE | DATA NOT AVAILABLE | DATA NOT AVAILABLE | DATA NOT AVAILABLE | CONNECTED | 0.399 | 0.399 | 0.42 | DATA NOT AVAILABLE | DATA NOT AVAILABLE | DATA NOT AVAILABLE | DATA NOT AVAILABLE | DATA NOT AVAILABLE | DATA NOT AVAILABLE | DATA NOT AVAILABLE | DATA NOT AVAILABLE | DATA NOT AVAILABLE | DATA NOT AVAILABLE | DATA NOT AVAILABLE | DATA NOT AVAILABLE | DATA NOT AVAILABLE | DATA NOT AVAILABLE | DATA NOT AVAILABLE | DATA NOT AVAILABLE | 2023-08-10
1700051731352 | DATA NOT AVAILABLE | DRIMSYNIE ESTATE LTD | DATA NOT AVAILABLE | DRIMSYNIE ESTATE OFFICE | DATA NOT AVAILABLE | CAIRNDOW | ARGYLL | PA24 8AD | SCOTLAND | 219147 | 701118 | DATA NOT AVAILABLE | DATA NOT APPLICABLE | DATA NOT AVAILABLE | DATA NOT AVAILABLE | SCOTTISH HYDRO ELECTRIC POWER DISTRIBUTION PLC | DATA NOT AVAILABLE | DATA NOT AVAILABLE | DATA NOT AVAILABLE | DATA NOT AVAILABLE | DATA NOT AVAILABLE | DATA NOT AVAILABLE | DATA NOT AVAILABLE | DATA NOT AVAILABLE | DATA NOT AVAILABLE | DATA NOT AVAILABLE | DATA NOT AVAILABLE | DATA NOT AVAILABLE | DATA NOT AVAILABLE | DATA NOT AVAILABLE | DATA NOT AVAILABLE | DATA NOT AVAILABLE | DATA NOT AVAILABLE | DATA NOT AVAILABLE | DATA NOT AVAILABLE | CONNECTED | 0.4275 | 0.4275 | 0.45 | DATA NOT AVAILABLE | DATA NOT AVAILABLE | DATA NOT AVAILABLE | DATA NOT AVAILABLE | DATA NOT AVAILABLE | DATA NOT AVAILABLE | DATA NOT AVAILABLE | DATA NOT AVAILABLE | DATA NOT AVAILABLE | DATA NOT AVAILABLE | DATA NOT AVAILABLE | DATA NOT AVAILABLE | DATA NOT AVAILABLE | DATA NOT AVAILABLE | DATA NOT AVAILABLE | DATA NOT AVAILABLE | 2023-08-10
1700051731399 | DATA NOT AVAILABLE | GLENLYON ESTATE | DATA NOT AVAILABLE | GLENLYON ESTATE | FORDINGALL | ABERFELDY | PERTHSHIRE AND KINROSS | PH15 2LN | SCOTLAND | 273052 | 747296 | DATA NOT AVAILABLE | DATA NOT APPLICABLE | DATA NOT AVAILABLE | DATA NOT AVAILABLE | SCOTTISH HYDRO ELECTRIC POWER DISTRIBUTION PLC | DATA NOT AVAILABLE | DATA NOT AVAILABLE | DATA NOT AVAILABLE | DATA NOT AVAILABLE | DATA NOT AVAILABLE | DATA NOT AVAILABLE | DATA NOT AVAILABLE | DATA NOT AVAILABLE | DATA NOT AVAILABLE | DATA NOT AVAILABLE | DATA NOT AVAILABLE | DATA NOT AVAILABLE | DATA NOT AVAILABLE | DATA NOT AVAILABLE | DATA NOT AVAILABLE | DATA NOT AVAILABLE | DATA NOT AVAILABLE | DATA NOT AVAILABLE | DATA NOT AVAILABLE | CONNECTED | 0.95 | 0.95 | 1 | DATA NOT AVAILABLE | DATA NOT AVAILABLE | DATA NOT AVAILABLE | DATA NOT AVAILABLE | DATA NOT AVAILABLE | DATA NOT AVAILABLE | DATA NOT AVAILABLE | DATA NOT AVAILABLE | DATA NOT AVAILABLE | DATA NOT AVAILABLE | DATA NOT AVAILABLE | DATA NOT AVAILABLE | DATA NOT AVAILABLE | DATA NOT AVAILABLE | DATA NOT AVAILABLE | DATA NOT AVAILABLE | 2023-08-10
1700051731404 | DATA NOT AVAILABLE | C & S GLADSTONE T.A KAMES FARM | GLENMORE POWER STATION | DATA NOT AVAILABLE | DATA NOT AVAILABLE | OBAN | HIGHLAND | PA34 4XA | SCOTLAND | 183606 | 712521 | TAYNUILT | DATA NOT APPLICABLE | KILMELFORD PS | 11 | SCOTTISH HYDRO ELECTRIC POWER DISTRIBUTION PLC | DATA NOT AVAILABLE | DATA NOT AVAILABLE | DATA NOT AVAILABLE | DATA NOT AVAILABLE | DATA NOT AVAILABLE | DATA NOT AVAILABLE | DATA NOT AVAILABLE | DATA NOT AVAILABLE | DATA NOT AVAILABLE | DATA NOT AVAILABLE | DATA NOT AVAILABLE | DATA NOT AVAILABLE | DATA NOT AVAILABLE | DATA NOT AVAILABLE | DATA NOT AVAILABLE | DATA NOT AVAILABLE | DATA NOT AVAILABLE | DATA NOT AVAILABLE | DATA NOT AVAILABLE | CONNECTED | 0.114 | 0.114 | 0.12 | DATA NOT AVAILABLE | DATA NOT AVAILABLE | DATA NOT AVAILABLE | DATA NOT AVAILABLE | DATA NOT AVAILABLE | DATA NOT AVAILABLE | DATA NOT AVAILABLE | DATA NOT AVAILABLE | DATA NOT AVAILABLE | DATA NOT AVAILABLE | DATA NOT AVAILABLE | DATA NOT AVAILABLE | DATA NOT AVAILABLE | DATA NOT AVAILABLE | DATA NOT AVAILABLE | DATA NOT AVAILABLE | 2023-08-10
1700051731413 | DATA NOT AVAILABLE | BRIDGE OF TILT CO. LTD | DATA NOT AVAILABLE | Lude Estate | FALLS OF FENDER | PITLOCHRY | PERTHSHIRE AND KINROSS | PH18 5TS | SCOTLAND | 288463 | 765733 | TUMMEL BRIDGE | DATA NOT APPLICABLE | BONSKEID | 11 | SCOTTISH HYDRO ELECTRIC POWER DISTRIBUTION PLC | DATA NOT AVAILABLE | DATA NOT AVAILABLE | DATA NOT AVAILABLE | DATA NOT AVAILABLE | DATA NOT AVAILABLE | DATA NOT AVAILABLE | DATA NOT AVAILABLE | DATA NOT AVAILABLE | DATA NOT AVAILABLE | DATA NOT AVAILABLE | DATA NOT AVAILABLE | DATA NOT AVAILABLE | DATA NOT AVAILABLE | DATA NOT AVAILABLE | DATA NOT AVAILABLE | DATA NOT AVAILABLE | DATA NOT AVAILABLE | DATA NOT AVAILABLE | DATA NOT AVAILABLE | CONNECTED | 0.1425 | 0.1425 | 0.15 | DATA NOT AVAILABLE | DATA NOT AVAILABLE | DATA NOT AVAILABLE | DATA NOT AVAILABLE | DATA NOT AVAILABLE | DATA NOT AVAILABLE | DATA NOT AVAILABLE | DATA NOT AVAILABLE | DATA NOT AVAILABLE | DATA NOT AVAILABLE | DATA NOT AVAILABLE | DATA NOT AVAILABLE | DATA NOT AVAILABLE | DATA NOT AVAILABLE | DATA NOT AVAILABLE | DATA NOT AVAILABLE | 2023-08-10
1700051731422 | DATA NOT AVAILABLE | MONZIE HYDRO ELECTRIC PARTNERSHIP | DATA NOT AVAILABLE | MONZIE HYDRO ELECTRIC | CRIEFF | CRIEFF | PERTHSHIRE AND KINROSS | PH7 4HE | SCOTLAND | 287829 | 725077 | BRACO | DATA NOT APPLICABLE | CRIEFF | 11 | SCOTTISH HYDRO ELECTRIC POWER DISTRIBUTION PLC | HYDRO (TO BE CONFIRMED) | HYDRO POWER SYSTEM | DATA NOT AVAILABLE | DATA NOT AVAILABLE | DATA NOT AVAILABLE | DATA NOT AVAILABLE | DATA NOT AVAILABLE | DATA NOT AVAILABLE | DATA NOT AVAILABLE | DATA NOT AVAILABLE | DATA NOT AVAILABLE | DATA NOT AVAILABLE | DATA NOT AVAILABLE | DATA NOT AVAILABLE | DATA NOT AVAILABLE | DATA NOT AVAILABLE | DATA NOT AVAILABLE | DATA NOT AVAILABLE | DATA NOT AVAILABLE | CONNECTED | 0.19 | 0.19 | 0.2 | DATA NOT AVAILABLE | DATA NOT AVAILABLE | DATA NOT AVAILABLE | DATA NOT AVAILABLE | DATA NOT AVAILABLE | DATA NOT AVAILABLE | DATA NOT AVAILABLE | DATA NOT AVAILABLE | DATA NOT AVAILABLE | DATA NOT AVAILABLE | DATA NOT AVAILABLE | DATA NOT AVAILABLE | DATA NOT AVAILABLE | DATA NOT AVAILABLE | DATA NOT AVAILABLE | DATA NOT AVAILABLE | 2023-08-10
1700051731440 | DATA NOT AVAILABLE | NOVAR ESTATES | FALLS OF CONIS | DATA NOT AVAILABLE | NOVAR ESTATE | DINGWALL | HIGHLAND | IV16 9XL | SCOTLAND | 261132 | 868070 | BEAULY | DATA NOT APPLICABLE | DINGWALL | 11 | SCOTTISH HYDRO ELECTRIC POWER DISTRIBUTION PLC | DATA NOT AVAILABLE | DATA NOT AVAILABLE | DATA NOT AVAILABLE | DATA NOT AVAILABLE | DATA NOT AVAILABLE | DATA NOT AVAILABLE | DATA NOT AVAILABLE | DATA NOT AVAILABLE | DATA NOT AVAILABLE | DATA NOT AVAILABLE | DATA NOT AVAILABLE | DATA NOT AVAILABLE | DATA NOT AVAILABLE | DATA NOT AVAILABLE | DATA NOT AVAILABLE | DATA NOT AVAILABLE | DATA NOT AVAILABLE | DATA NOT AVAILABLE | DATA NOT AVAILABLE | CONNECTED | 0.874 | 0.874 | 0.92 | DATA NOT AVAILABLE | DATA NOT AVAILABLE | DATA NOT AVAILABLE | DATA NOT AVAILABLE | DATA NOT AVAILABLE | DATA NOT AVAILABLE | DATA NOT AVAILABLE | DATA NOT AVAILABLE | DATA NOT AVAILABLE | DATA NOT AVAILABLE | DATA NOT AVAILABLE | DATA NOT AVAILABLE | DATA NOT AVAILABLE | DATA NOT AVAILABLE | DATA NOT AVAILABLE | DATA NOT AVAILABLE | 2023-08-10
1700051731469 | DATA NOT AVAILABLE | ORMSARY FARMERS | DATA NOT AVAILABLE | ORMSARY | ORMARY ESTATE | LOCHGILPHEAD | ARGYLL AND BUTE | PA31 8PE | SCOTLAND | 173493 | 671834 | DATA NOT AVAILABLE | DATA NOT APPLICABLE | DATA NOT AVAILABLE | DATA NOT AVAILABLE | SCOTTISH HYDRO ELECTRIC POWER DISTRIBUTION PLC | DATA NOT AVAILABLE | DATA NOT AVAILABLE | DATA NOT AVAILABLE | DATA NOT AVAILABLE | DATA NOT AVAILABLE | DATA NOT AVAILABLE | DATA NOT AVAILABLE | DATA NOT AVAILABLE | DATA NOT AVAILABLE | DATA NOT AVAILABLE | DATA NOT AVAILABLE | DATA NOT AVAILABLE | DATA NOT AVAILABLE | DATA NOT AVAILABLE | DATA NOT AVAILABLE | DATA NOT AVAILABLE | DATA NOT AVAILABLE | DATA NOT AVAILABLE | DATA NOT AVAILABLE | CONNECTED | 0.5225 | 0.5225 | 0.55 | DATA NOT AVAILABLE | DATA NOT AVAILABLE | DATA NOT AVAILABLE | DATA NOT AVAILABLE | DATA NOT AVAILABLE | DATA NOT AVAILABLE | DATA NOT AVAILABLE | DATA NOT AVAILABLE | DATA NOT AVAILABLE | DATA NOT AVAILABLE | DATA NOT AVAILABLE | DATA NOT AVAILABLE | DATA NOT AVAILABLE | DATA NOT AVAILABLE | DATA NOT AVAILABLE | DATA NOT AVAILABLE | 2023-08-10
1700051731487 | DATA NOT AVAILABLE | BLAIRHILL WATER POWER LIMITED | AKA COULDRON LINN | BLAIRHILL WATER POWER | RUMBLING BRIDGE | KINROSS | PERTHSHIRE AND KINROSS | KY13 0PU | SCOTLAND | 300897 | 699322 | ABERNETHY | DATA NOT APPLICABLE | GLENDEVON | 11 | SCOTTISH HYDRO ELECTRIC POWER DISTRIBUTION PLC | DATA NOT AVAILABLE | DATA NOT AVAILABLE | DATA NOT AVAILABLE | DATA NOT AVAILABLE | DATA NOT AVAILABLE | DATA NOT AVAILABLE | DATA NOT AVAILABLE | DATA NOT AVAILABLE | DATA NOT AVAILABLE | DATA NOT AVAILABLE | DATA NOT AVAILABLE | DATA NOT AVAILABLE | DATA NOT AVAILABLE | DATA NOT AVAILABLE | DATA NOT AVAILABLE | DATA NOT AVAILABLE | DATA NOT AVAILABLE | DATA NOT AVAILABLE | DATA NOT AVAILABLE | CONNECTED | 0.4142 | 0.4142 | 0.436 | DATA NOT AVAILABLE | DATA NOT AVAILABLE | DATA NOT AVAILABLE | DATA NOT AVAILABLE | DATA NOT AVAILABLE | DATA NOT AVAILABLE | DATA NOT AVAILABLE | DATA NOT AVAILABLE | DATA NOT AVAILABLE | DATA NOT AVAILABLE | DATA NOT AVAILABLE | DATA NOT AVAILABLE | DATA NOT AVAILABLE | DATA NOT AVAILABLE | DATA NOT AVAILABLE | DATA NOT AVAILABLE | 2023-08-10
1700051731510 | DATA NOT AVAILABLE | MERLIN ENERGY LTD | STORMONTFIELD | DATA NOT AVAILABLE | BEETLING MILL | PERTH | PERTHSHIRE AND KINROSS | PH2 6BJ | SCOTLAND | 310456 | 730985 | ABERNETHY | DATA NOT APPLICABLE | SCONE | 11 | SCOTTISH HYDRO ELECTRIC POWER DISTRIBUTION PLC | DATA NOT AVAILABLE | DATA NOT AVAILABLE | DATA NOT AVAILABLE | DATA NOT AVAILABLE | DATA NOT AVAILABLE | DATA NOT AVAILABLE | DATA NOT AVAILABLE | DATA NOT AVAILABLE | DATA NOT AVAILABLE | DATA NOT AVAILABLE | DATA NOT AVAILABLE | DATA NOT AVAILABLE | DATA NOT AVAILABLE | DATA NOT AVAILABLE | DATA NOT AVAILABLE | DATA NOT AVAILABLE | DATA NOT AVAILABLE | DATA NOT AVAILABLE | DATA NOT AVAILABLE | CONNECTED | 0.12825 | 0.12825 | 0.135 | DATA NOT AVAILABLE | DATA NOT AVAILABLE | DATA NOT AVAILABLE | DATA NOT AVAILABLE | DATA NOT AVAILABLE | DATA NOT AVAILABLE | DATA NOT AVAILABLE | DATA NOT AVAILABLE | DATA NOT AVAILABLE | DATA NOT AVAILABLE | DATA NOT AVAILABLE | DATA NOT AVAILABLE | DATA NOT AVAILABLE | DATA NOT AVAILABLE | DATA NOT AVAILABLE | DATA NOT AVAILABLE | 2023-08-10
1700051731520 | DATA NOT AVAILABLE | H2O POWER LTD | GLEN DUROR SRO SITE | DATA NOT AVAILABLE | DATA NOT AVAILABLE | OBAN | HIGHLAND | PA38 4BS | SCOTLAND | 199745 | 755473 | TAYNUILT | DATA NOT APPLICABLE | BARCALDINE | 11 | SCOTTISH HYDRO ELECTRIC POWER DISTRIBUTION PLC | DATA NOT AVAILABLE | DATA NOT AVAILABLE | DATA NOT AVAILABLE | DATA NOT AVAILABLE | DATA NOT AVAILABLE | DATA NOT AVAILABLE | DATA NOT AVAILABLE | DATA NOT AVAILABLE | DATA NOT AVAILABLE | DATA NOT AVAILABLE | DATA NOT AVAILABLE | DATA NOT AVAILABLE | DATA NOT AVAILABLE | DATA NOT AVAILABLE | DATA NOT AVAILABLE | DATA NOT AVAILABLE | DATA NOT AVAILABLE | DATA NOT AVAILABLE | DATA NOT AVAILABLE | CONNECTED | 0.9595 | 0.9595 | 1.01 | DATA NOT AVAILABLE | DATA NOT AVAILABLE | DATA NOT AVAILABLE | DATA NOT AVAILABLE | DATA NOT AVAILABLE | DATA NOT AVAILABLE | DATA NOT AVAILABLE | DATA NOT AVAILABLE | DATA NOT AVAILABLE | DATA NOT AVAILABLE | DATA NOT AVAILABLE | DATA NOT AVAILABLE | DATA NOT AVAILABLE | DATA NOT AVAILABLE | DATA NOT AVAILABLE | DATA NOT AVAILABLE | 2023-08-10
1700051731557 | DATA NOT AVAILABLE | CRF HYDROPOWER LIMITED - ASHFIELD | DATA NOT AVAILABLE | ASHFIELD HYDRO | ASHFIELD FARM | LOCHGILPHEAD | ARGYLL AND BUTE | PA31 8PT | SCOTLAND | 172611 | 680178 | DATA NOT AVAILABLE | DATA NOT APPLICABLE | DATA NOT AVAILABLE | DATA NOT AVAILABLE | SCOTTISH HYDRO ELECTRIC POWER DISTRIBUTION PLC | DATA NOT AVAILABLE | DATA NOT AVAILABLE | DATA NOT AVAILABLE | DATA NOT AVAILABLE | DATA NOT AVAILABLE | DATA NOT AVAILABLE | DATA NOT AVAILABLE | DATA NOT AVAILABLE | DATA NOT AVAILABLE | DATA NOT AVAILABLE | DATA NOT AVAILABLE | DATA NOT AVAILABLE | DATA NOT AVAILABLE | DATA NOT AVAILABLE | DATA NOT AVAILABLE | DATA NOT AVAILABLE | DATA NOT AVAILABLE | DATA NOT AVAILABLE | DATA NOT AVAILABLE | CONNECTED | 0.29925 | 0.29925 | 0.315 | DATA NOT AVAILABLE | DATA NOT AVAILABLE | DATA NOT AVAILABLE | DATA NOT AVAILABLE | DATA NOT AVAILABLE | DATA NOT AVAILABLE | DATA NOT AVAILABLE | DATA NOT AVAILABLE | DATA NOT AVAILABLE | DATA NOT AVAILABLE | DATA NOT AVAILABLE | DATA NOT AVAILABLE | DATA NOT AVAILABLE | DATA NOT AVAILABLE | DATA NOT AVAILABLE | DATA NOT AVAILABLE | 2023-08-10
1700051732124 | DATA NOT AVAILABLE | THRIVE RENEWABLES (BEOCHLICH) LTD | BALLIEMEANACH FARM | BEOCHLICH (SR01 SITE) | DATA NOT AVAILABLE | DALMALLY | ARGYLL AND BUTE | PA33 1BW | SCOTLAND | 199710 | 713552 | TAYNUILT | DATA NOT APPLICABLE | BEOCHLICH | 11 | SCOTTISH HYDRO ELECTRIC POWER DISTRIBUTION PLC | DATA NOT AVAILABLE | DATA NOT AVAILABLE | DATA NOT AVAILABLE | DATA NOT AVAILABLE | DATA NOT AVAILABLE | DATA NOT AVAILABLE | DATA NOT AVAILABLE | DATA NOT AVAILABLE | DATA NOT AVAILABLE | DATA NOT AVAILABLE | DATA NOT AVAILABLE | DATA NOT AVAILABLE | DATA NOT AVAILABLE | DATA NOT AVAILABLE | DATA NOT AVAILABLE | DATA NOT AVAILABLE | DATA NOT AVAILABLE | DATA NOT AVAILABLE | DATA NOT AVAILABLE | CONNECTED | 0.9025 | 0.9025 | 0.95 | DATA NOT AVAILABLE | DATA NOT AVAILABLE | DATA NOT AVAILABLE | DATA NOT AVAILABLE | DATA NOT AVAILABLE | DATA NOT AVAILABLE | DATA NOT AVAILABLE | DATA NOT AVAILABLE | DATA NOT AVAILABLE | DATA NOT AVAILABLE | DATA NOT AVAILABLE | DATA NOT AVAILABLE | DATA NOT AVAILABLE | DATA NOT AVAILABLE | DATA NOT AVAILABLE | DATA NOT AVAILABLE | 2023-08-10
1700051732203 | DATA NOT AVAILABLE | DATA NOT AVAILABLE | DATA NOT AVAILABLE | DATA NOT AVAILABLE | DATA NOT AVAILABLE | DATA NOT AVAILABLE | DATA NOT AVAILABLE | DATA NOT AVAILABLE | SCOTLAND | DATA NOT AVAILABLE | DATA NOT AVAILABLE | DATA NOT AVAILABLE | DATA NOT APPLICABLE | DATA NOT AVAILABLE | DATA NOT AVAILABLE | SCOTTISH HYDRO ELECTRIC POWER DISTRIBUTION PLC | DATA NOT AVAILABLE | DATA NOT AVAILABLE | DATA NOT AVAILABLE | DATA NOT AVAILABLE | DATA NOT AVAILABLE | DATA NOT AVAILABLE | DATA NOT AVAILABLE | DATA NOT AVAILABLE | DATA NOT AVAILABLE | DATA NOT AVAILABLE | DATA NOT AVAILABLE | DATA NOT AVAILABLE | DATA NOT AVAILABLE | DATA NOT AVAILABLE | DATA NOT AVAILABLE | DATA NOT AVAILABLE | DATA NOT AVAILABLE | DATA NOT AVAILABLE | DATA NOT AVAILABLE | CONNECTED | 0.931 | 0.931 | 0.98 | DATA NOT AVAILABLE | DATA NOT AVAILABLE | DATA NOT AVAILABLE | DATA NOT AVAILABLE | DATA NOT AVAILABLE | DATA NOT AVAILABLE | DATA NOT AVAILABLE | DATA NOT AVAILABLE | DATA NOT AVAILABLE | DATA NOT AVAILABLE | DATA NOT AVAILABLE | DATA NOT AVAILABLE | DATA NOT AVAILABLE | DATA NOT AVAILABLE | DATA NOT AVAILABLE | DATA NOT AVAILABLE | 2023-08-10
1700051732221 | DATA NOT AVAILABLE | ASSYNT HYDRO LIMITED | ASSYNT POWER | LOCH POLL HYDRO | CULKIEN | LAIRG | HIGHLAND | IV27 4NW | SCOTLAND | 212195 | 932735 | GRUDIE BRIDGE | DATA NOT APPLICABLE | LOCHINVER | 11 | SCOTTISH HYDRO ELECTRIC POWER DISTRIBUTION PLC | HYDRO (TO BE CONFIRMED) | HYDRO POWER SYSTEM | DATA NOT AVAILABLE | DATA NOT AVAILABLE | DATA NOT AVAILABLE | DATA NOT AVAILABLE | DATA NOT AVAILABLE | DATA NOT AVAILABLE | DATA NOT AVAILABLE | DATA NOT AVAILABLE | DATA NOT AVAILABLE | DATA NOT AVAILABLE | DATA NOT AVAILABLE | DATA NOT AVAILABLE | DATA NOT AVAILABLE | DATA NOT AVAILABLE | DATA NOT AVAILABLE | DATA NOT AVAILABLE | DATA NOT AVAILABLE | CONNECTED | 0.228 | 0.228 | 0.24 | DATA NOT AVAILABLE | DATA NOT AVAILABLE | DATA NOT AVAILABLE | DATA NOT AVAILABLE | DATA NOT AVAILABLE | DATA NOT AVAILABLE | DATA NOT AVAILABLE | DATA NOT AVAILABLE | DATA NOT AVAILABLE | DATA NOT AVAILABLE | DATA NOT AVAILABLE | DATA NOT AVAILABLE | DATA NOT AVAILABLE | DATA NOT AVAILABLE | DATA NOT AVAILABLE | DATA NOT AVAILABLE | 2023-08-10
1700051732277 | DATA NOT AVAILABLE | WYVIS (HYDRO) LIMITED | LITTLE WYVIS HYDRO SCHEME | DATA NOT AVAILABLE | GLENSGIACH | STRATHPEFFER | HIGHLAND | IV23 2PG | SCOTLAND | 240132 | 869314 | BEAULY | DATA NOT APPLICABLE | DINGWALL | 11 | SCOTTISH HYDRO ELECTRIC POWER DISTRIBUTION PLC | HYDRO (TO BE CONFIRMED) | HYDRO POWER SYSTEM | DATA NOT AVAILABLE | DATA NOT AVAILABLE | DATA NOT AVAILABLE | DATA NOT AVAILABLE | DATA NOT AVAILABLE | DATA NOT AVAILABLE | DATA NOT AVAILABLE | DATA NOT AVAILABLE | DATA NOT AVAILABLE | DATA NOT AVAILABLE | DATA NOT AVAILABLE | DATA NOT AVAILABLE | DATA NOT AVAILABLE | DATA NOT AVAILABLE | DATA NOT AVAILABLE | DATA NOT AVAILABLE | DATA NOT AVAILABLE | CONNECTED | 0.5985 | 0.5985 | 0.63 | DATA NOT AVAILABLE | DATA NOT AVAILABLE | DATA NOT AVAILABLE | DATA NOT AVAILABLE | DATA NOT AVAILABLE | DATA NOT AVAILABLE | DATA NOT AVAILABLE | DATA NOT AVAILABLE | DATA NOT AVAILABLE | DATA NOT AVAILABLE | DATA NOT AVAILABLE | DATA NOT AVAILABLE | DATA NOT AVAILABLE | DATA NOT AVAILABLE | DATA NOT AVAILABLE | DATA NOT AVAILABLE | 2023-08-10
1700051732295 | DATA NOT AVAILABLE | INVER FARMERS | DATA NOT AVAILABLE | CLACHBRECK FARM | ORMSARY ESTATE | LOCHGILPHEAD | ARGYLL AND BUTE | PA31 8NZ | SCOTLAND | 176056 | 675404 | PORT ANN | DATA NOT APPLICABLE | INVERNEIL | 11 | SCOTTISH HYDRO ELECTRIC POWER DISTRIBUTION PLC | DATA NOT AVAILABLE | DATA NOT AVAILABLE | DATA NOT AVAILABLE | DATA NOT AVAILABLE | DATA NOT AVAILABLE | DATA NOT AVAILABLE | DATA NOT AVAILABLE | DATA NOT AVAILABLE | DATA NOT AVAILABLE | DATA NOT AVAILABLE | DATA NOT AVAILABLE | DATA NOT AVAILABLE | DATA NOT AVAILABLE | DATA NOT AVAILABLE | DATA NOT AVAILABLE | DATA NOT AVAILABLE | DATA NOT AVAILABLE | DATA NOT AVAILABLE | DATA NOT AVAILABLE | CONNECTED | 0.1045 | 0.1045 | 0.11 | DATA NOT AVAILABLE | DATA NOT AVAILABLE | DATA NOT AVAILABLE | DATA NOT AVAILABLE | DATA NOT AVAILABLE | DATA NOT AVAILABLE | DATA NOT AVAILABLE | DATA NOT AVAILABLE | DATA NOT AVAILABLE | DATA NOT AVAILABLE | DATA NOT AVAILABLE | DATA NOT AVAILABLE | DATA NOT AVAILABLE | DATA NOT AVAILABLE | DATA NOT AVAILABLE | DATA NOT AVAILABLE | 2023-08-10
1700051732392 | DATA NOT AVAILABLE | SSE GENERATION LIMITED | DATA NOT AVAILABLE | DUCHALLY POWER STATION | GENERATOR 1 IMPORT | LAIRG | HIGHLAND | IV27 4NY | SCOTLAND | 241385 | 923459 | CASSLEY | DATA NOT APPLICABLE | CASSLEY GRID | 33 | SCOTTISH HYDRO ELECTRIC POWER DISTRIBUTION PLC | DATA NOT AVAILABLE | DATA NOT AVAILABLE | DATA NOT AVAILABLE | DATA NOT AVAILABLE | DATA NOT AVAILABLE | DATA NOT AVAILABLE | DATA NOT AVAILABLE | DATA NOT AVAILABLE | DATA NOT AVAILABLE | DATA NOT AVAILABLE | DATA NOT AVAILABLE | DATA NOT AVAILABLE | DATA NOT AVAILABLE | DATA NOT AVAILABLE | DATA NOT AVAILABLE | DATA NOT AVAILABLE | DATA NOT AVAILABLE | DATA NOT AVAILABLE | DATA NOT AVAILABLE | CONNECTED | 0.11875 | 0.11875 | 0.125 | DATA NOT AVAILABLE | DATA NOT AVAILABLE | DATA NOT AVAILABLE | DATA NOT AVAILABLE | DATA NOT AVAILABLE | DATA NOT AVAILABLE | DATA NOT AVAILABLE | DATA NOT AVAILABLE | DATA NOT AVAILABLE | DATA NOT AVAILABLE | DATA NOT AVAILABLE | DATA NOT AVAILABLE | DATA NOT AVAILABLE | DATA NOT AVAILABLE | DATA NOT AVAILABLE | DATA NOT AVAILABLE | 2023-08-10
1700051732417 | DATA NOT AVAILABLE | REDACTED | REDACTED | REDACTED | REDACTED | REDACTED | REDACTED | PH35 4 | SCOTLAND | REDACTED | REDACTED | FORT AUGUSTUS | DATA NOT APPLICABLE | FORT AUGUSTUS GRID | 33 | SCOTTISH HYDRO ELECTRIC POWER DISTRIBUTION PLC | DATA NOT AVAILABLE | DATA NOT AVAILABLE | DATA NOT AVAILABLE | DATA NOT AVAILABLE | DATA NOT AVAILABLE | DATA NOT AVAILABLE | DATA NOT AVAILABLE | DATA NOT AVAILABLE | DATA NOT AVAILABLE | DATA NOT AVAILABLE | DATA NOT AVAILABLE | DATA NOT AVAILABLE | DATA NOT AVAILABLE | DATA NOT AVAILABLE | DATA NOT AVAILABLE | DATA NOT AVAILABLE | DATA NOT AVAILABLE | DATA NOT AVAILABLE | DATA NOT AVAILABLE | CONNECTED | 0.855 | 0.855 | 0.9 | DATA NOT AVAILABLE | DATA NOT AVAILABLE | DATA NOT AVAILABLE | DATA NOT AVAILABLE | DATA NOT AVAILABLE | DATA NOT AVAILABLE | DATA NOT AVAILABLE | DATA NOT AVAILABLE | DATA NOT AVAILABLE | DATA NOT AVAILABLE | DATA NOT AVAILABLE | DATA NOT AVAILABLE | DATA NOT AVAILABLE | DATA NOT AVAILABLE | DATA NOT AVAILABLE | DATA NOT AVAILABLE | 2023-08-10
1700051732426 | DATA NOT AVAILABLE | SSE GENERATION LIMITED | DATA NOT AVAILABLE | PITLOCHRY PS COMPENSATION SET | GENERATOR 1 IMPORT | PITLOCHRY | PERTHSHIRE AND KINROSS | PH16 5NF | SCOTLAND | 291546 | 759521 | TUMMEL BRIDGE | DATA NOT APPLICABLE | BONSKEID | 11 | SCOTTISH HYDRO ELECTRIC POWER DISTRIBUTION PLC | DATA NOT AVAILABLE | DATA NOT AVAILABLE | DATA NOT AVAILABLE | DATA NOT AVAILABLE | DATA NOT AVAILABLE | DATA NOT AVAILABLE | DATA NOT AVAILABLE | DATA NOT AVAILABLE | DATA NOT AVAILABLE | DATA NOT AVAILABLE | DATA NOT AVAILABLE | DATA NOT AVAILABLE | DATA NOT AVAILABLE | DATA NOT AVAILABLE | DATA NOT AVAILABLE | DATA NOT AVAILABLE | DATA NOT AVAILABLE | DATA NOT AVAILABLE | DATA NOT AVAILABLE | CONNECTED | 0.095 | 0.095 | 0.1 | DATA NOT AVAILABLE | DATA NOT AVAILABLE | DATA NOT AVAILABLE | DATA NOT AVAILABLE | DATA NOT AVAILABLE | DATA NOT AVAILABLE | DATA NOT AVAILABLE | DATA NOT AVAILABLE | DATA NOT AVAILABLE | DATA NOT AVAILABLE | DATA NOT AVAILABLE | DATA NOT AVAILABLE | DATA NOT AVAILABLE | DATA NOT AVAILABLE | DATA NOT AVAILABLE | DATA NOT AVAILABLE | 2023-08-10
1700051732444 | DATA NOT AVAILABLE | SSE GENERATION LIMITED | CLUNIE DAM | SSE RENEWABLES LIMITED | DATA NOT AVAILABLE | PITLOCHRY | PERTHSHIRE AND KINROSS | PH16 5NR | SCOTLAND | 286927 | 760009 | TUMMEL BRIDGE | DATA NOT APPLICABLE | BONSKEID | 11 | SCOTTISH HYDRO ELECTRIC POWER DISTRIBUTION PLC | DATA NOT AVAILABLE | DATA NOT AVAILABLE | DATA NOT AVAILABLE | DATA NOT AVAILABLE | DATA NOT AVAILABLE | DATA NOT AVAILABLE | DATA NOT AVAILABLE | DATA NOT AVAILABLE | DATA NOT AVAILABLE | DATA NOT AVAILABLE | DATA NOT AVAILABLE | DATA NOT AVAILABLE | DATA NOT AVAILABLE | DATA NOT AVAILABLE | DATA NOT AVAILABLE | DATA NOT AVAILABLE | DATA NOT AVAILABLE | DATA NOT AVAILABLE | DATA NOT AVAILABLE | CONNECTED | 0.19 | 0.19 | 0.2 | DATA NOT AVAILABLE | DATA NOT AVAILABLE | DATA NOT AVAILABLE | DATA NOT AVAILABLE | DATA NOT AVAILABLE | DATA NOT AVAILABLE | DATA NOT AVAILABLE | DATA NOT AVAILABLE | DATA NOT AVAILABLE | DATA NOT AVAILABLE | DATA NOT AVAILABLE | DATA NOT AVAILABLE | DATA NOT AVAILABLE | DATA NOT AVAILABLE | DATA NOT AVAILABLE | DATA NOT AVAILABLE | 2023-08-10
1700051732462 | DATA NOT AVAILABLE | SSE GENERATION LIMITED | DATA NOT AVAILABLE | STRONUICH COMP SET | GENERATOR 1 IMPORT | ABERFELDY | PERTHSHIRE AND KINROSS | PH15 2PX | SCOTLAND | 246406 | 742079 | KILLIN | DATA NOT APPLICABLE | KILLIN GRID | 33 | SCOTTISH HYDRO ELECTRIC POWER DISTRIBUTION PLC | DATA NOT AVAILABLE | DATA NOT AVAILABLE | DATA NOT AVAILABLE | DATA NOT AVAILABLE | DATA NOT AVAILABLE | DATA NOT AVAILABLE | DATA NOT AVAILABLE | DATA NOT AVAILABLE | DATA NOT AVAILABLE | DATA NOT AVAILABLE | DATA NOT AVAILABLE | DATA NOT AVAILABLE | DATA NOT AVAILABLE | DATA NOT AVAILABLE | DATA NOT AVAILABLE | DATA NOT AVAILABLE | DATA NOT AVAILABLE | DATA NOT AVAILABLE | DATA NOT AVAILABLE | CONNECTED | 0.475 | 0.475 | 0.5 | DATA NOT AVAILABLE | DATA NOT AVAILABLE | DATA NOT AVAILABLE | DATA NOT AVAILABLE | DATA NOT AVAILABLE | DATA NOT AVAILABLE | DATA NOT AVAILABLE | DATA NOT AVAILABLE | DATA NOT AVAILABLE | DATA NOT AVAILABLE | DATA NOT AVAILABLE | DATA NOT AVAILABLE | DATA NOT AVAILABLE | DATA NOT AVAILABLE | DATA NOT AVAILABLE | DATA NOT AVAILABLE | 2023-08-10
1700051732505 | DATA NOT AVAILABLE | SSE GENERATION LIMITED | DATA NOT AVAILABLE | LOCHAY POWER STATION | EARTHING TRANSFORMER 2 | KILLIN | STIRLING | FK21 8TX | SCOTLAND | 258872 | 735014 | KILLIN | DATA NOT APPLICABLE | KILLIN GRID | 33 | SCOTTISH HYDRO ELECTRIC POWER DISTRIBUTION PLC | DATA NOT AVAILABLE | DATA NOT AVAILABLE | DATA NOT AVAILABLE | DATA NOT AVAILABLE | DATA NOT AVAILABLE | DATA NOT AVAILABLE | DATA NOT AVAILABLE | DATA NOT AVAILABLE | DATA NOT AVAILABLE | DATA NOT AVAILABLE | DATA NOT AVAILABLE | DATA NOT AVAILABLE | DATA NOT AVAILABLE | DATA NOT AVAILABLE | DATA NOT AVAILABLE | DATA NOT AVAILABLE | DATA NOT AVAILABLE | DATA NOT AVAILABLE | DATA NOT AVAILABLE | CONNECTED | 0.475 | 0.475 | 0.5 | DATA NOT AVAILABLE | DATA NOT AVAILABLE | DATA NOT AVAILABLE | DATA NOT AVAILABLE | DATA NOT AVAILABLE | DATA NOT AVAILABLE | DATA NOT AVAILABLE | DATA NOT AVAILABLE | DATA NOT AVAILABLE | DATA NOT AVAILABLE | DATA NOT AVAILABLE | DATA NOT AVAILABLE | DATA NOT AVAILABLE | DATA NOT AVAILABLE | DATA NOT AVAILABLE | DATA NOT AVAILABLE | 2023-08-10
1700051732514 | DATA NOT AVAILABLE | SSE GENERATION LIMITED | DATA NOT AVAILABLE | LOCHAY POWER STATION | 33KV AUX SUPPLY | KILLIN | STIRLING | FK21 8TX | SCOTLAND | 258872 | 735014 | KILLIN | DATA NOT APPLICABLE | KILLIN GRID | 33 | SCOTTISH HYDRO ELECTRIC POWER DISTRIBUTION PLC | DATA NOT AVAILABLE | DATA NOT AVAILABLE | DATA NOT AVAILABLE | DATA NOT AVAILABLE | DATA NOT AVAILABLE | DATA NOT AVAILABLE | DATA NOT AVAILABLE | DATA NOT AVAILABLE | DATA NOT AVAILABLE | DATA NOT AVAILABLE | DATA NOT AVAILABLE | DATA NOT AVAILABLE | DATA NOT AVAILABLE | DATA NOT AVAILABLE | DATA NOT AVAILABLE | DATA NOT AVAILABLE | DATA NOT AVAILABLE | DATA NOT AVAILABLE | DATA NOT AVAILABLE | CONNECTED | 0.475 | 0.475 | 0.5 | DATA NOT AVAILABLE | DATA NOT AVAILABLE | DATA NOT AVAILABLE | DATA NOT AVAILABLE | DATA NOT AVAILABLE | DATA NOT AVAILABLE | DATA NOT AVAILABLE | DATA NOT AVAILABLE | DATA NOT AVAILABLE | DATA NOT AVAILABLE | DATA NOT AVAILABLE | DATA NOT AVAILABLE | DATA NOT AVAILABLE | DATA NOT AVAILABLE | DATA NOT AVAILABLE | DATA NOT AVAILABLE | 2023-08-10
1700051732560 | DATA NOT AVAILABLE | SSE GENERATION LIMITED | DATA NOT AVAILABLE | AWE BARRAGE COMP SET 1 | GENERATOR 1 IMPORT | DALMALLY | ARGYLL AND BUTE | PA33 1AN | SCOTLAND | 207897 | 726760 | DATA NOT AVAILABLE | DATA NOT APPLICABLE | DATA NOT AVAILABLE | DATA NOT AVAILABLE | SCOTTISH HYDRO ELECTRIC POWER DISTRIBUTION PLC | DATA NOT AVAILABLE | DATA NOT AVAILABLE | DATA NOT AVAILABLE | DATA NOT AVAILABLE | DATA NOT AVAILABLE | DATA NOT AVAILABLE | DATA NOT AVAILABLE | DATA NOT AVAILABLE | DATA NOT AVAILABLE | DATA NOT AVAILABLE | DATA NOT AVAILABLE | DATA NOT AVAILABLE | DATA NOT AVAILABLE | DATA NOT AVAILABLE | DATA NOT AVAILABLE | DATA NOT AVAILABLE | DATA NOT AVAILABLE | DATA NOT AVAILABLE | DATA NOT AVAILABLE | CONNECTED | 0.2375 | 0.2375 | 0.25 | DATA NOT AVAILABLE | DATA NOT AVAILABLE | DATA NOT AVAILABLE | DATA NOT AVAILABLE | DATA NOT AVAILABLE | DATA NOT AVAILABLE | DATA NOT AVAILABLE | DATA NOT AVAILABLE | DATA NOT AVAILABLE | DATA NOT AVAILABLE | DATA NOT AVAILABLE | DATA NOT AVAILABLE | DATA NOT AVAILABLE | DATA NOT AVAILABLE | DATA NOT AVAILABLE | DATA NOT AVAILABLE | 2023-08-10
1700051732579 | DATA NOT AVAILABLE | SSE GENERATION LIMITED | DATA NOT AVAILABLE | AWE BARRAGE COMP SET 2 | GENERATOR 2 IMPRT | DALMALLY | ARGYLL AND BUTE | PA33 1AN | SCOTLAND | 207897 | 726760 | DATA NOT AVAILABLE | DATA NOT APPLICABLE | DATA NOT AVAILABLE | DATA NOT AVAILABLE | SCOTTISH HYDRO ELECTRIC POWER DISTRIBUTION PLC | DATA NOT AVAILABLE | DATA NOT AVAILABLE | DATA NOT AVAILABLE | DATA NOT AVAILABLE | DATA NOT AVAILABLE | DATA NOT AVAILABLE | DATA NOT AVAILABLE | DATA NOT AVAILABLE | DATA NOT AVAILABLE | DATA NOT AVAILABLE | DATA NOT AVAILABLE | DATA NOT AVAILABLE | DATA NOT AVAILABLE | DATA NOT AVAILABLE | DATA NOT AVAILABLE | DATA NOT AVAILABLE | DATA NOT AVAILABLE | DATA NOT AVAILABLE | DATA NOT AVAILABLE | CONNECTED | 0.2375 | 0.2375 | 0.25 | DATA NOT AVAILABLE | DATA NOT AVAILABLE | DATA NOT AVAILABLE | DATA NOT AVAILABLE | DATA NOT AVAILABLE | DATA NOT AVAILABLE | DATA NOT AVAILABLE | DATA NOT AVAILABLE | DATA NOT AVAILABLE | DATA NOT AVAILABLE | DATA NOT AVAILABLE | DATA NOT AVAILABLE | DATA NOT AVAILABLE | DATA NOT AVAILABLE | DATA NOT AVAILABLE | DATA NOT AVAILABLE | 2023-08-10
1700051732588 | DATA NOT AVAILABLE | SSE GENERATION LIMITED | DATA NOT AVAILABLE | TRINAFOUR COMP SET | IMPORT | PITLOCHRY | PERTHSHIRE AND KINROSS | PH16 5DF | SCOTLAND | 293882 | 757766 | TUMMEL BRIDGE | DATA NOT APPLICABLE | TUMMEL BRIDGE GRID | 33 | SCOTTISH HYDRO ELECTRIC POWER DISTRIBUTION PLC | DATA NOT AVAILABLE | DATA NOT AVAILABLE | DATA NOT AVAILABLE | DATA NOT AVAILABLE | DATA NOT AVAILABLE | DATA NOT AVAILABLE | DATA NOT AVAILABLE | DATA NOT AVAILABLE | DATA NOT AVAILABLE | DATA NOT AVAILABLE | DATA NOT AVAILABLE | DATA NOT AVAILABLE | DATA NOT AVAILABLE | DATA NOT AVAILABLE | DATA NOT AVAILABLE | DATA NOT AVAILABLE | DATA NOT AVAILABLE | DATA NOT AVAILABLE | DATA NOT AVAILABLE | CONNECTED | 0.57 | 0.57 | 0.6 | DATA NOT AVAILABLE | DATA NOT AVAILABLE | DATA NOT AVAILABLE | DATA NOT AVAILABLE | DATA NOT AVAILABLE | DATA NOT AVAILABLE | DATA NOT AVAILABLE | DATA NOT AVAILABLE | DATA NOT AVAILABLE | DATA NOT AVAILABLE | DATA NOT AVAILABLE | DATA NOT AVAILABLE | DATA NOT AVAILABLE | DATA NOT AVAILABLE | DATA NOT AVAILABLE | DATA NOT AVAILABLE | 2023-08-10
1700051733971 | DATA NOT AVAILABLE | SSE GENERATION LIMITED | DATA NOT AVAILABLE | KILMELFORD POWER STATION | TRALAIG COMP SET IMPORT | OBAN | HIGHLAND | PA34 4XD | SCOTLAND | 182787 | 713819 | TAYNUILT | DATA NOT APPLICABLE | TAYNUILT GRID | 33 | SCOTTISH HYDRO ELECTRIC POWER DISTRIBUTION PLC | DATA NOT AVAILABLE | DATA NOT AVAILABLE | DATA NOT AVAILABLE | DATA NOT AVAILABLE | DATA NOT AVAILABLE | DATA NOT AVAILABLE | DATA NOT AVAILABLE | DATA NOT AVAILABLE | DATA NOT AVAILABLE | DATA NOT AVAILABLE | DATA NOT AVAILABLE | DATA NOT AVAILABLE | DATA NOT AVAILABLE | DATA NOT AVAILABLE | DATA NOT AVAILABLE | DATA NOT AVAILABLE | DATA NOT AVAILABLE | DATA NOT AVAILABLE | DATA NOT AVAILABLE | CONNECTED | 0.076 | 0.076 | 0.08 | DATA NOT AVAILABLE | DATA NOT AVAILABLE | DATA NOT AVAILABLE | DATA NOT AVAILABLE | DATA NOT AVAILABLE | DATA NOT AVAILABLE | DATA NOT AVAILABLE | DATA NOT AVAILABLE | DATA NOT AVAILABLE | DATA NOT AVAILABLE | DATA NOT AVAILABLE | DATA NOT AVAILABLE | DATA NOT AVAILABLE | DATA NOT AVAILABLE | DATA NOT AVAILABLE | DATA NOT AVAILABLE | 2023-08-10
1700051734121 | DATA NOT AVAILABLE | SSE GENERATION LIMITED | DATA NOT AVAILABLE | KERRY FALLS POWER STATION | GENERATOR 1 IMPORT | ACHNASHEEN | ROSS-SHIRE | IV22 2HP | SCOTLAND | 182808 | 872023 | GRUDIE BRIDGE | DATA NOT APPLICABLE | GRUDIE BRIDGE | 33 | SCOTTISH HYDRO ELECTRIC POWER DISTRIBUTION PLC | DATA NOT AVAILABLE | DATA NOT AVAILABLE | DATA NOT AVAILABLE | DATA NOT AVAILABLE | DATA NOT AVAILABLE | DATA NOT AVAILABLE | DATA NOT AVAILABLE | DATA NOT AVAILABLE | DATA NOT AVAILABLE | DATA NOT AVAILABLE | DATA NOT AVAILABLE | DATA NOT AVAILABLE | DATA NOT AVAILABLE | DATA NOT AVAILABLE | DATA NOT AVAILABLE | DATA NOT AVAILABLE | DATA NOT AVAILABLE | DATA NOT AVAILABLE | DATA NOT AVAILABLE | CONNECTED | 0.6175 | 0.6175 | 0.65 | DATA NOT AVAILABLE | DATA NOT AVAILABLE | DATA NOT AVAILABLE | DATA NOT AVAILABLE | DATA NOT AVAILABLE | DATA NOT AVAILABLE | DATA NOT AVAILABLE | DATA NOT AVAILABLE | DATA NOT AVAILABLE | DATA NOT AVAILABLE | DATA NOT AVAILABLE | DATA NOT AVAILABLE | DATA NOT AVAILABLE | DATA NOT AVAILABLE | DATA NOT AVAILABLE | DATA NOT AVAILABLE | 2023-08-10
1700051734195 | DATA NOT AVAILABLE | SSE GENERATION LIMITED | DATA NOT AVAILABLE | CHILOSTAIRE POWER STATION | CHILOSTAIR | ISLE OF HARRIS | EILEAN SIAR | HS3 3AZ | SCOTLAND | 98714 | 913618 | ARDMORE GRID | DATA NOT APPLICABLE | HARRIS GRID | 33 | SCOTTISH HYDRO ELECTRIC POWER DISTRIBUTION PLC | DATA NOT AVAILABLE | DATA NOT AVAILABLE | DATA NOT AVAILABLE | DATA NOT AVAILABLE | DATA NOT AVAILABLE | DATA NOT AVAILABLE | DATA NOT AVAILABLE | DATA NOT AVAILABLE | DATA NOT AVAILABLE | DATA NOT AVAILABLE | DATA NOT AVAILABLE | DATA NOT AVAILABLE | DATA NOT AVAILABLE | DATA NOT AVAILABLE | DATA NOT AVAILABLE | DATA NOT AVAILABLE | DATA NOT AVAILABLE | DATA NOT AVAILABLE | DATA NOT AVAILABLE | CONNECTED | 0.57 | 0.57 | 0.6 | DATA NOT AVAILABLE | DATA NOT AVAILABLE | DATA NOT AVAILABLE | DATA NOT AVAILABLE | DATA NOT AVAILABLE | DATA NOT AVAILABLE | DATA NOT AVAILABLE | DATA NOT AVAILABLE | DATA NOT AVAILABLE | DATA NOT AVAILABLE | DATA NOT AVAILABLE | DATA NOT AVAILABLE | DATA NOT AVAILABLE | DATA NOT AVAILABLE | DATA NOT AVAILABLE | DATA NOT AVAILABLE | 2023-08-10
1700051734200 | DATA NOT AVAILABLE | SSE GENERATION LIMITED | DATA NOT AVAILABLE | CHILIOSTAIR POWER STATION | GENERATOR 2 IMPORT | ISLE OF HARRIS | EILEAN SIAR | HS3 3AZ | SCOTLAND | 98714 | 913618 | ARDMORE GRID | DATA NOT APPLICABLE | HARRIS GRID | 33 | SCOTTISH HYDRO ELECTRIC POWER DISTRIBUTION PLC | DATA NOT AVAILABLE | DATA NOT AVAILABLE | DATA NOT AVAILABLE | DATA NOT AVAILABLE | DATA NOT AVAILABLE | DATA NOT AVAILABLE | DATA NOT AVAILABLE | DATA NOT AVAILABLE | DATA NOT AVAILABLE | DATA NOT AVAILABLE | DATA NOT AVAILABLE | DATA NOT AVAILABLE | DATA NOT AVAILABLE | DATA NOT AVAILABLE | DATA NOT AVAILABLE | DATA NOT AVAILABLE | DATA NOT AVAILABLE | DATA NOT AVAILABLE | DATA NOT AVAILABLE | CONNECTED | 0.57 | 0.57 | 0.6 | DATA NOT AVAILABLE | DATA NOT AVAILABLE | DATA NOT AVAILABLE | DATA NOT AVAILABLE | DATA NOT AVAILABLE | DATA NOT AVAILABLE | DATA NOT AVAILABLE | DATA NOT AVAILABLE | DATA NOT AVAILABLE | DATA NOT AVAILABLE | DATA NOT AVAILABLE | DATA NOT AVAILABLE | DATA NOT AVAILABLE | DATA NOT AVAILABLE | DATA NOT AVAILABLE | DATA NOT AVAILABLE | 2023-08-10
1700051734646 | DATA NOT AVAILABLE | ARCHIE CADZOW | WEST COAST CONTRACTORS LTD | LUING WIND FARM | C/O MR SHANE CADZOW | OBAN | HIGHLAND | PA34 4TZ | SCOTLAND | 173304 | 708434 | DATA NOT AVAILABLE | DATA NOT APPLICABLE | DATA NOT AVAILABLE | DATA NOT AVAILABLE | SCOTTISH HYDRO ELECTRIC POWER DISTRIBUTION PLC | DATA NOT AVAILABLE | DATA NOT AVAILABLE | DATA NOT AVAILABLE | DATA NOT AVAILABLE | DATA NOT AVAILABLE | DATA NOT AVAILABLE | DATA NOT AVAILABLE | DATA NOT AVAILABLE | DATA NOT AVAILABLE | DATA NOT AVAILABLE | DATA NOT AVAILABLE | DATA NOT AVAILABLE | DATA NOT AVAILABLE | DATA NOT AVAILABLE | DATA NOT AVAILABLE | DATA NOT AVAILABLE | DATA NOT AVAILABLE | DATA NOT AVAILABLE | DATA NOT AVAILABLE | CONNECTED | 0.57 | 0.57 | 0.6 | DATA NOT AVAILABLE | DATA NOT AVAILABLE | DATA NOT AVAILABLE | DATA NOT AVAILABLE | DATA NOT AVAILABLE | DATA NOT AVAILABLE | DATA NOT AVAILABLE | DATA NOT AVAILABLE | DATA NOT AVAILABLE | DATA NOT AVAILABLE | DATA NOT AVAILABLE | DATA NOT AVAILABLE | DATA NOT AVAILABLE | DATA NOT AVAILABLE | DATA NOT AVAILABLE | DATA NOT AVAILABLE | 2023-08-10
1700051734655 | DATA NOT AVAILABLE | CRF HYDROPOWER LIMITED - TWIN LOCHS | ASHFIELD FARM | TWIN LOCHS HYDRO | ACHNAMARA | LOCHGILPHEAD | ARGYLL AND BUTE | PA31 8PT | SCOTLAND | 172611 | 680178 | DATA NOT AVAILABLE | DATA NOT APPLICABLE | DATA NOT AVAILABLE | DATA NOT AVAILABLE | SCOTTISH HYDRO ELECTRIC POWER DISTRIBUTION PLC | DATA NOT AVAILABLE | DATA NOT AVAILABLE | DATA NOT AVAILABLE | DATA NOT AVAILABLE | DATA NOT AVAILABLE | DATA NOT AVAILABLE | DATA NOT AVAILABLE | DATA NOT AVAILABLE | DATA NOT AVAILABLE | DATA NOT AVAILABLE | DATA NOT AVAILABLE | DATA NOT AVAILABLE | DATA NOT AVAILABLE | DATA NOT AVAILABLE | DATA NOT AVAILABLE | DATA NOT AVAILABLE | DATA NOT AVAILABLE | DATA NOT AVAILABLE | DATA NOT AVAILABLE | CONNECTED | 0.475 | 0.475 | 0.5 | DATA NOT AVAILABLE | DATA NOT AVAILABLE | DATA NOT AVAILABLE | DATA NOT AVAILABLE | DATA NOT AVAILABLE | DATA NOT AVAILABLE | DATA NOT AVAILABLE | DATA NOT AVAILABLE | DATA NOT AVAILABLE | DATA NOT AVAILABLE | DATA NOT AVAILABLE | DATA NOT AVAILABLE | DATA NOT AVAILABLE | DATA NOT AVAILABLE | DATA NOT AVAILABLE | DATA NOT AVAILABLE | 2023-08-10
1700051734673 | DATA NOT AVAILABLE | ASHFIELD MILL | ASHFIELD MILL | DATA NOT AVAILABLE | OCHILVIEW | ASHFIELD | NOTTINGHAMSHIRE | FK15 0JX | SCOTLAND | 278361 | 703750 | BRACO | DATA NOT APPLICABLE | DUNBLANE | 11 | SCOTTISH HYDRO ELECTRIC POWER DISTRIBUTION PLC | DATA NOT AVAILABLE | DATA NOT AVAILABLE | DATA NOT AVAILABLE | DATA NOT AVAILABLE | DATA NOT AVAILABLE | DATA NOT AVAILABLE | DATA NOT AVAILABLE | DATA NOT AVAILABLE | DATA NOT AVAILABLE | DATA NOT AVAILABLE | DATA NOT AVAILABLE | DATA NOT AVAILABLE | DATA NOT AVAILABLE | DATA NOT AVAILABLE | DATA NOT AVAILABLE | DATA NOT AVAILABLE | DATA NOT AVAILABLE | DATA NOT AVAILABLE | DATA NOT AVAILABLE | CONNECTED | 0.1425 | 0.1425 | 0.15 | DATA NOT AVAILABLE | DATA NOT AVAILABLE | DATA NOT AVAILABLE | DATA NOT AVAILABLE | DATA NOT AVAILABLE | DATA NOT AVAILABLE | DATA NOT AVAILABLE | DATA NOT AVAILABLE | DATA NOT AVAILABLE | DATA NOT AVAILABLE | DATA NOT AVAILABLE | DATA NOT AVAILABLE | DATA NOT AVAILABLE | DATA NOT AVAILABLE | DATA NOT AVAILABLE | DATA NOT AVAILABLE | 2023-08-10
1700051737372 | DATA NOT AVAILABLE | SSE GENERATION LIMITED | DATA NOT AVAILABLE | KERRY FALLS POWER STATION | GENERATOR 2 IMPORT | ULLAPOOL | HIGHLAND | IV22 2HP | SCOTLAND | 182808 | 872023 | GRUDIE BRIDGE | DATA NOT APPLICABLE | GRUDIE BRIDGE | 33 | SCOTTISH HYDRO ELECTRIC POWER DISTRIBUTION PLC | DATA NOT AVAILABLE | DATA NOT AVAILABLE | DATA NOT AVAILABLE | DATA NOT AVAILABLE | DATA NOT AVAILABLE | DATA NOT AVAILABLE | DATA NOT AVAILABLE | DATA NOT AVAILABLE | DATA NOT AVAILABLE | DATA NOT AVAILABLE | DATA NOT AVAILABLE | DATA NOT AVAILABLE | DATA NOT AVAILABLE | DATA NOT AVAILABLE | DATA NOT AVAILABLE | DATA NOT AVAILABLE | DATA NOT AVAILABLE | DATA NOT AVAILABLE | DATA NOT AVAILABLE | CONNECTED | 0.6175 | 0.6175 | 0.65 | DATA NOT AVAILABLE | DATA NOT AVAILABLE | DATA NOT AVAILABLE | DATA NOT AVAILABLE | DATA NOT AVAILABLE | DATA NOT AVAILABLE | DATA NOT AVAILABLE | DATA NOT AVAILABLE | DATA NOT AVAILABLE | DATA NOT AVAILABLE | DATA NOT AVAILABLE | DATA NOT AVAILABLE | DATA NOT AVAILABLE | DATA NOT AVAILABLE | DATA NOT AVAILABLE | DATA NOT AVAILABLE | 2023-08-10
1700051737390 | DATA NOT AVAILABLE | SCOTTISH WATER | LINTRATHEN WTW - HYDRO - EXP | DATA NOT AVAILABLE | DATA NOT AVAILABLE | KIRRIEMUIR | AUNGUS | DD8 5JJ | SCOTLAND | 327299 | 754091 | LUNANHEAD | DATA NOT APPLICABLE | MARYTON | 11 | SCOTTISH HYDRO ELECTRIC POWER DISTRIBUTION PLC | HYDRO (TO BE CONFIRMED) | HYDRO POWER SYSTEM | DATA NOT AVAILABLE | DATA NOT AVAILABLE | DATA NOT AVAILABLE | DATA NOT AVAILABLE | DATA NOT AVAILABLE | DATA NOT AVAILABLE | DATA NOT AVAILABLE | DATA NOT AVAILABLE | DATA NOT AVAILABLE | DATA NOT AVAILABLE | DATA NOT AVAILABLE | DATA NOT AVAILABLE | DATA NOT AVAILABLE | DATA NOT AVAILABLE | DATA NOT AVAILABLE | DATA NOT AVAILABLE | DATA NOT AVAILABLE | CONNECTED | 0.2964 | 0.2964 | 0.312 | DATA NOT AVAILABLE | DATA NOT AVAILABLE | DATA NOT AVAILABLE | DATA NOT AVAILABLE | DATA NOT AVAILABLE | DATA NOT AVAILABLE | DATA NOT AVAILABLE | DATA NOT AVAILABLE | DATA NOT AVAILABLE | DATA NOT AVAILABLE | DATA NOT AVAILABLE | DATA NOT AVAILABLE | DATA NOT AVAILABLE | DATA NOT AVAILABLE | DATA NOT AVAILABLE | DATA NOT AVAILABLE | 2023-08-10
1700051744459 | DATA NOT AVAILABLE | SSE GENERATION LIMITED | CLUANIE DAM COMP SET | CEANNACROC P S | LOCH CLUANIE | INVERNESS | HIGHLAND | DATA NOT AVAILABLE | SCOTLAND | 263824 | 843725 | CEANNACROC | DATA NOT APPLICABLE | CEANNACROC GRID | 33 | SCOTTISH HYDRO ELECTRIC POWER DISTRIBUTION PLC | DATA NOT AVAILABLE | DATA NOT AVAILABLE | DATA NOT AVAILABLE | DATA NOT AVAILABLE | DATA NOT AVAILABLE | DATA NOT AVAILABLE | DATA NOT AVAILABLE | DATA NOT AVAILABLE | DATA NOT AVAILABLE | DATA NOT AVAILABLE | DATA NOT AVAILABLE | DATA NOT AVAILABLE | DATA NOT AVAILABLE | DATA NOT AVAILABLE | DATA NOT AVAILABLE | DATA NOT AVAILABLE | DATA NOT AVAILABLE | DATA NOT AVAILABLE | DATA NOT AVAILABLE | CONNECTED | 0.285 | 0.285 | 0.3 | DATA NOT AVAILABLE | DATA NOT AVAILABLE | DATA NOT AVAILABLE | DATA NOT AVAILABLE | DATA NOT AVAILABLE | DATA NOT AVAILABLE | DATA NOT AVAILABLE | DATA NOT AVAILABLE | DATA NOT AVAILABLE | DATA NOT AVAILABLE | DATA NOT AVAILABLE | DATA NOT AVAILABLE | DATA NOT AVAILABLE | DATA NOT AVAILABLE | DATA NOT AVAILABLE | DATA NOT AVAILABLE | 2023-08-10
1700051744556 | DATA NOT AVAILABLE | SSE GENERATION LIMITED | DATA NOT AVAILABLE | LOYNE DAM | COMP SET | FORT AUGUSTUS | HIGHLAND | DATA NOT AVAILABLE | SCOTLAND | 263824 | 843725 | CEANNACROC | DATA NOT APPLICABLE | CEANNACROC GRID | 33 | SCOTTISH HYDRO ELECTRIC POWER DISTRIBUTION PLC | DATA NOT AVAILABLE | DATA NOT AVAILABLE | DATA NOT AVAILABLE | DATA NOT AVAILABLE | DATA NOT AVAILABLE | DATA NOT AVAILABLE | DATA NOT AVAILABLE | DATA NOT AVAILABLE | DATA NOT AVAILABLE | DATA NOT AVAILABLE | DATA NOT AVAILABLE | DATA NOT AVAILABLE | DATA NOT AVAILABLE | DATA NOT AVAILABLE | DATA NOT AVAILABLE | DATA NOT AVAILABLE | DATA NOT AVAILABLE | DATA NOT AVAILABLE | DATA NOT AVAILABLE | CONNECTED | 0.57 | 0.57 | 0.6 | DATA NOT AVAILABLE | DATA NOT AVAILABLE | DATA NOT AVAILABLE | DATA NOT AVAILABLE | DATA NOT AVAILABLE | DATA NOT AVAILABLE | DATA NOT AVAILABLE | DATA NOT AVAILABLE | DATA NOT AVAILABLE | DATA NOT AVAILABLE | DATA NOT AVAILABLE | DATA NOT AVAILABLE | DATA NOT AVAILABLE | DATA NOT AVAILABLE | DATA NOT AVAILABLE | DATA NOT AVAILABLE | 2023-08-10
1700051744574 | DATA NOT AVAILABLE | SSE GENERATION LIMITED | CULLIGRAN POWER STATION | DATA NOT AVAILABLE | BEANACHRAN DAM COMP SET | INVERNESS | HIGHLAND | IV4 7JX | SCOTLAND | 231914 | 839876 | BEAULY | DATA NOT APPLICABLE | BEAULY GRID | 33 | SCOTTISH HYDRO ELECTRIC POWER DISTRIBUTION PLC | DATA NOT AVAILABLE | DATA NOT AVAILABLE | DATA NOT AVAILABLE | DATA NOT AVAILABLE | DATA NOT AVAILABLE | DATA NOT AVAILABLE | DATA NOT AVAILABLE | DATA NOT AVAILABLE | DATA NOT AVAILABLE | DATA NOT AVAILABLE | DATA NOT AVAILABLE | DATA NOT AVAILABLE | DATA NOT AVAILABLE | DATA NOT AVAILABLE | DATA NOT AVAILABLE | DATA NOT AVAILABLE | DATA NOT AVAILABLE | DATA NOT AVAILABLE | DATA NOT AVAILABLE | CONNECTED | 0.19 | 0.19 | 0.2 | DATA NOT AVAILABLE | DATA NOT AVAILABLE | DATA NOT AVAILABLE | DATA NOT AVAILABLE | DATA NOT AVAILABLE | DATA NOT AVAILABLE | DATA NOT AVAILABLE | DATA NOT AVAILABLE | DATA NOT AVAILABLE | DATA NOT AVAILABLE | DATA NOT AVAILABLE | DATA NOT AVAILABLE | DATA NOT AVAILABLE | DATA NOT AVAILABLE | DATA NOT AVAILABLE | DATA NOT AVAILABLE | 2023-08-10
1700051744592 | DATA NOT AVAILABLE | SSE GENERATION LIMITED | DATA NOT AVAILABLE | DUNDREGGAN DAM | COMP SET | FORT AUGUSTUS | HIGHLAND | DATA NOT AVAILABLE | SCOTLAND | 263824 | 843725 | CEANNACROC | DATA NOT APPLICABLE | CEANNACROC GRID | 33 | SCOTTISH HYDRO ELECTRIC POWER DISTRIBUTION PLC | DATA NOT AVAILABLE | DATA NOT AVAILABLE | DATA NOT AVAILABLE | DATA NOT AVAILABLE | DATA NOT AVAILABLE | DATA NOT AVAILABLE | DATA NOT AVAILABLE | DATA NOT AVAILABLE | DATA NOT AVAILABLE | DATA NOT AVAILABLE | DATA NOT AVAILABLE | DATA NOT AVAILABLE | DATA NOT AVAILABLE | DATA NOT AVAILABLE | DATA NOT AVAILABLE | DATA NOT AVAILABLE | DATA NOT AVAILABLE | DATA NOT AVAILABLE | DATA NOT AVAILABLE | CONNECTED | 0.19 | 0.19 | 0.2 | DATA NOT AVAILABLE | DATA NOT AVAILABLE | DATA NOT AVAILABLE | DATA NOT AVAILABLE | DATA NOT AVAILABLE | DATA NOT AVAILABLE | DATA NOT AVAILABLE | DATA NOT AVAILABLE | DATA NOT AVAILABLE | DATA NOT AVAILABLE | DATA NOT AVAILABLE | DATA NOT AVAILABLE | DATA NOT AVAILABLE | DATA NOT AVAILABLE | DATA NOT AVAILABLE | DATA NOT AVAILABLE | 2023-08-10
1700051744653 | DATA NOT AVAILABLE | SSE GENERATION LIMITED | DATA NOT AVAILABLE | LUICHART DAM | COMP SET | STRATHPEFFER | HIGHLAND | IV14 9EB | SCOTLAND | 246335 | 855364 | BEAULY | DATA NOT APPLICABLE | BEAULY GRID | 33 | SCOTTISH HYDRO ELECTRIC POWER DISTRIBUTION PLC | DATA NOT AVAILABLE | DATA NOT AVAILABLE | DATA NOT AVAILABLE | DATA NOT AVAILABLE | DATA NOT AVAILABLE | DATA NOT AVAILABLE | DATA NOT AVAILABLE | DATA NOT AVAILABLE | DATA NOT AVAILABLE | DATA NOT AVAILABLE | DATA NOT AVAILABLE | DATA NOT AVAILABLE | DATA NOT AVAILABLE | DATA NOT AVAILABLE | DATA NOT AVAILABLE | DATA NOT AVAILABLE | DATA NOT AVAILABLE | DATA NOT AVAILABLE | DATA NOT AVAILABLE | CONNECTED | 0.095 | 0.095 | 0.1 | DATA NOT AVAILABLE | DATA NOT AVAILABLE | DATA NOT AVAILABLE | DATA NOT AVAILABLE | DATA NOT AVAILABLE | DATA NOT AVAILABLE | DATA NOT AVAILABLE | DATA NOT AVAILABLE | DATA NOT AVAILABLE | DATA NOT AVAILABLE | DATA NOT AVAILABLE | DATA NOT AVAILABLE | DATA NOT AVAILABLE | DATA NOT AVAILABLE | DATA NOT AVAILABLE | DATA NOT AVAILABLE | 2023-08-10
1700051744662 | DATA NOT AVAILABLE | SSE GENERATION LIMITED | COMP SET IMPORT | LUICHART PS MEIG DAM COMP SET | DATA NOT AVAILABLE | STRATHPEFFER | HIGHLAND | IV14 9EB | SCOTLAND | 246335 | 855364 | GRUDIE BRIDGE | DATA NOT APPLICABLE | CONON FALLS | 11 | SCOTTISH HYDRO ELECTRIC POWER DISTRIBUTION PLC | DATA NOT AVAILABLE | DATA NOT AVAILABLE | DATA NOT AVAILABLE | DATA NOT AVAILABLE | DATA NOT AVAILABLE | DATA NOT AVAILABLE | DATA NOT AVAILABLE | DATA NOT AVAILABLE | DATA NOT AVAILABLE | DATA NOT AVAILABLE | DATA NOT AVAILABLE | DATA NOT AVAILABLE | DATA NOT AVAILABLE | DATA NOT AVAILABLE | DATA NOT AVAILABLE | DATA NOT AVAILABLE | DATA NOT AVAILABLE | DATA NOT AVAILABLE | DATA NOT AVAILABLE | CONNECTED | 0.095 | 0.095 | 0.1 | DATA NOT AVAILABLE | DATA NOT AVAILABLE | DATA NOT AVAILABLE | DATA NOT AVAILABLE | DATA NOT AVAILABLE | DATA NOT AVAILABLE | DATA NOT AVAILABLE | DATA NOT AVAILABLE | DATA NOT AVAILABLE | DATA NOT AVAILABLE | DATA NOT AVAILABLE | DATA NOT AVAILABLE | DATA NOT AVAILABLE | DATA NOT AVAILABLE | DATA NOT AVAILABLE | DATA NOT AVAILABLE | 2023-08-10
1700051744690 | DATA NOT AVAILABLE | SSE GENERATION LTD | DATA NOT AVAILABLE | ORRIN DAM COMP SET | ORRIN RESERVIOR | STRATHPEFFER | HIGHLAND | IV14 9EB | SCOTLAND | 246335 | 855364 | BEAULY | DATA NOT APPLICABLE | BEAULY GRID | 33 | SCOTTISH HYDRO ELECTRIC POWER DISTRIBUTION PLC | DATA NOT AVAILABLE | DATA NOT AVAILABLE | DATA NOT AVAILABLE | DATA NOT AVAILABLE | DATA NOT AVAILABLE | DATA NOT AVAILABLE | DATA NOT AVAILABLE | DATA NOT AVAILABLE | DATA NOT AVAILABLE | DATA NOT AVAILABLE | DATA NOT AVAILABLE | DATA NOT AVAILABLE | DATA NOT AVAILABLE | DATA NOT AVAILABLE | DATA NOT AVAILABLE | DATA NOT AVAILABLE | DATA NOT AVAILABLE | DATA NOT AVAILABLE | DATA NOT AVAILABLE | CONNECTED | 0.285 | 0.285 | 0.3 | DATA NOT AVAILABLE | DATA NOT AVAILABLE | DATA NOT AVAILABLE | DATA NOT AVAILABLE | DATA NOT AVAILABLE | DATA NOT AVAILABLE | DATA NOT AVAILABLE | DATA NOT AVAILABLE | DATA NOT AVAILABLE | DATA NOT AVAILABLE | DATA NOT AVAILABLE | DATA NOT AVAILABLE | DATA NOT AVAILABLE | DATA NOT AVAILABLE | DATA NOT AVAILABLE | DATA NOT AVAILABLE | 2023-08-10
1700051744705 | DATA NOT AVAILABLE | SSE GENERATION LIMITED | QUOICH DAM, | DATA NOT AVAILABLE | STATION IMPORT | FORT AUGUSTUS | HIGHLAND | PH35 4HS | SCOTLAND | 212891 | 801628 | QUOICH | DATA NOT APPLICABLE | QUIOCH PRIMARY | 33 | SCOTTISH HYDRO ELECTRIC POWER DISTRIBUTION PLC | DATA NOT AVAILABLE | DATA NOT AVAILABLE | DATA NOT AVAILABLE | DATA NOT AVAILABLE | DATA NOT AVAILABLE | DATA NOT AVAILABLE | DATA NOT AVAILABLE | DATA NOT AVAILABLE | DATA NOT AVAILABLE | DATA NOT AVAILABLE | DATA NOT AVAILABLE | DATA NOT AVAILABLE | DATA NOT AVAILABLE | DATA NOT AVAILABLE | DATA NOT AVAILABLE | DATA NOT AVAILABLE | DATA NOT AVAILABLE | DATA NOT AVAILABLE | DATA NOT AVAILABLE | CONNECTED | 0.38 | 0.38 | 0.4 | DATA NOT AVAILABLE | DATA NOT AVAILABLE | DATA NOT AVAILABLE | DATA NOT AVAILABLE | DATA NOT AVAILABLE | DATA NOT AVAILABLE | DATA NOT AVAILABLE | DATA NOT AVAILABLE | DATA NOT AVAILABLE | DATA NOT AVAILABLE | DATA NOT AVAILABLE | DATA NOT AVAILABLE | DATA NOT AVAILABLE | DATA NOT AVAILABLE | DATA NOT AVAILABLE | DATA NOT AVAILABLE | 2023-08-10
1700051744723 | DATA NOT AVAILABLE | SSE GENERATION LIMITED | DATA NOT AVAILABLE | MISGEACH POWER STATION | GENERATOR 1 IMPORT | BEAULY | HIGHLAND | IV4 7JX | SCOTLAND | 231914 | 839876 | BEAULY | DATA NOT APPLICABLE | BEAULY GRID | 33 | SCOTTISH HYDRO ELECTRIC POWER DISTRIBUTION PLC | DATA NOT AVAILABLE | DATA NOT AVAILABLE | DATA NOT AVAILABLE | DATA NOT AVAILABLE | DATA NOT AVAILABLE | DATA NOT AVAILABLE | DATA NOT AVAILABLE | DATA NOT AVAILABLE | DATA NOT AVAILABLE | DATA NOT AVAILABLE | DATA NOT AVAILABLE | DATA NOT AVAILABLE | DATA NOT AVAILABLE | DATA NOT AVAILABLE | DATA NOT AVAILABLE | DATA NOT AVAILABLE | DATA NOT AVAILABLE | DATA NOT AVAILABLE | DATA NOT AVAILABLE | CONNECTED | 0.38 | 0.38 | 0.4 | DATA NOT AVAILABLE | DATA NOT AVAILABLE | DATA NOT AVAILABLE | DATA NOT AVAILABLE | DATA NOT AVAILABLE | DATA NOT AVAILABLE | DATA NOT AVAILABLE | DATA NOT AVAILABLE | DATA NOT AVAILABLE | DATA NOT AVAILABLE | DATA NOT AVAILABLE | DATA NOT AVAILABLE | DATA NOT AVAILABLE | DATA NOT AVAILABLE | DATA NOT AVAILABLE | DATA NOT AVAILABLE | 2023-08-10
1700051744750 | DATA NOT AVAILABLE | SSE GENERATION LIMITED | MORAR POWER STATION | DATA NOT AVAILABLE | GENERATOR 1 IMPORT | MALLAIG | HIGHLAND | PH40 4PD | SCOTLAND | 166821 | 791714 | FORT WILLIAM | DATA NOT APPLICABLE | MALLAIG | 11 | SCOTTISH HYDRO ELECTRIC POWER DISTRIBUTION PLC | DATA NOT AVAILABLE | DATA NOT AVAILABLE | DATA NOT AVAILABLE | DATA NOT AVAILABLE | DATA NOT AVAILABLE | DATA NOT AVAILABLE | DATA NOT AVAILABLE | DATA NOT AVAILABLE | DATA NOT AVAILABLE | DATA NOT AVAILABLE | DATA NOT AVAILABLE | DATA NOT AVAILABLE | DATA NOT AVAILABLE | DATA NOT AVAILABLE | DATA NOT AVAILABLE | DATA NOT AVAILABLE | DATA NOT AVAILABLE | DATA NOT AVAILABLE | DATA NOT AVAILABLE | CONNECTED | 0.38 | 0.38 | 0.4 | DATA NOT AVAILABLE | DATA NOT AVAILABLE | DATA NOT AVAILABLE | DATA NOT AVAILABLE | DATA NOT AVAILABLE | DATA NOT AVAILABLE | DATA NOT AVAILABLE | DATA NOT AVAILABLE | DATA NOT AVAILABLE | DATA NOT AVAILABLE | DATA NOT AVAILABLE | DATA NOT AVAILABLE | DATA NOT AVAILABLE | DATA NOT AVAILABLE | DATA NOT AVAILABLE | DATA NOT AVAILABLE | 2023-08-10
1700051744788 | DATA NOT AVAILABLE | SSE GENERATION LIMITED | DATA NOT AVAILABLE | MORAR POWER STATION | GENERATOR 2 IMPORT | MALLAIG | HIGHLAND | PH40 4PD | SCOTLAND | 166821 | 791714 | FORT WILLIAM | DATA NOT APPLICABLE | MALLAIG | 11 | SCOTTISH HYDRO ELECTRIC POWER DISTRIBUTION PLC | DATA NOT AVAILABLE | DATA NOT AVAILABLE | DATA NOT AVAILABLE | DATA NOT AVAILABLE | DATA NOT AVAILABLE | DATA NOT AVAILABLE | DATA NOT AVAILABLE | DATA NOT AVAILABLE | DATA NOT AVAILABLE | DATA NOT AVAILABLE | DATA NOT AVAILABLE | DATA NOT AVAILABLE | DATA NOT AVAILABLE | DATA NOT AVAILABLE | DATA NOT AVAILABLE | DATA NOT AVAILABLE | DATA NOT AVAILABLE | DATA NOT AVAILABLE | DATA NOT AVAILABLE | CONNECTED | 0.38 | 0.38 | 0.4 | DATA NOT AVAILABLE | DATA NOT AVAILABLE | DATA NOT AVAILABLE | DATA NOT AVAILABLE | DATA NOT AVAILABLE | DATA NOT AVAILABLE | DATA NOT AVAILABLE | DATA NOT AVAILABLE | DATA NOT AVAILABLE | DATA NOT AVAILABLE | DATA NOT AVAILABLE | DATA NOT AVAILABLE | DATA NOT AVAILABLE | DATA NOT AVAILABLE | DATA NOT AVAILABLE | DATA NOT AVAILABLE | 2023-08-10
1700051744894 | DATA NOT AVAILABLE | KESTRAL CONTROLS LTD | DATA NOT AVAILABLE | WEST CROMWELL PARK | KESTRAL CONTROLS LTD | PERTH | PERTHSHIRE AND KINROSS | DATA NOT AVAILABLE | SCOTLAND | DATA NOT AVAILABLE | DATA NOT AVAILABLE | DATA NOT AVAILABLE | DATA NOT APPLICABLE | DATA NOT AVAILABLE | DATA NOT AVAILABLE | SCOTTISH HYDRO ELECTRIC POWER DISTRIBUTION PLC | DATA NOT AVAILABLE | DATA NOT AVAILABLE | DATA NOT AVAILABLE | DATA NOT AVAILABLE | DATA NOT AVAILABLE | DATA NOT AVAILABLE | DATA NOT AVAILABLE | DATA NOT AVAILABLE | DATA NOT AVAILABLE | DATA NOT AVAILABLE | DATA NOT AVAILABLE | DATA NOT AVAILABLE | DATA NOT AVAILABLE | DATA NOT AVAILABLE | DATA NOT AVAILABLE | DATA NOT AVAILABLE | DATA NOT AVAILABLE | DATA NOT AVAILABLE | DATA NOT AVAILABLE | CONNECTED | 0.095 | 0.095 | 0.1 | DATA NOT AVAILABLE | DATA NOT AVAILABLE | DATA NOT AVAILABLE | DATA NOT AVAILABLE | DATA NOT AVAILABLE | DATA NOT AVAILABLE | DATA NOT AVAILABLE | DATA NOT AVAILABLE | DATA NOT AVAILABLE | DATA NOT AVAILABLE | DATA NOT AVAILABLE | DATA NOT AVAILABLE | DATA NOT AVAILABLE | DATA NOT AVAILABLE | DATA NOT AVAILABLE | DATA NOT AVAILABLE | 2023-08-10
1700051744964 | DATA NOT AVAILABLE | FORSS 1 | FORSS WIND FARM | DATA NOT AVAILABLE | HILL OF LYBSTER | THURSO | HIGHLAND | KW14 7YA | SCOTLAND | 302432 | 968616 | THURSO | DATA NOT APPLICABLE | FORSS | 11 | SCOTTISH HYDRO ELECTRIC POWER DISTRIBUTION PLC | DATA NOT AVAILABLE | DATA NOT AVAILABLE | DATA NOT AVAILABLE | DATA NOT AVAILABLE | DATA NOT AVAILABLE | DATA NOT AVAILABLE | DATA NOT AVAILABLE | DATA NOT AVAILABLE | DATA NOT AVAILABLE | DATA NOT AVAILABLE | DATA NOT AVAILABLE | DATA NOT AVAILABLE | DATA NOT AVAILABLE | DATA NOT AVAILABLE | DATA NOT AVAILABLE | DATA NOT AVAILABLE | DATA NOT AVAILABLE | DATA NOT AVAILABLE | DATA NOT AVAILABLE | CONNECTED | 0.80845 | 0.80845 | 0.851 | DATA NOT AVAILABLE | DATA NOT AVAILABLE | DATA NOT AVAILABLE | DATA NOT AVAILABLE | DATA NOT AVAILABLE | DATA NOT AVAILABLE | DATA NOT AVAILABLE | DATA NOT AVAILABLE | DATA NOT AVAILABLE | DATA NOT AVAILABLE | DATA NOT AVAILABLE | DATA NOT AVAILABLE | DATA NOT AVAILABLE | DATA NOT AVAILABLE | DATA NOT AVAILABLE | DATA NOT AVAILABLE | 2023-08-10
1700051744982 | DATA NOT AVAILABLE | BIFFA WASTE SERVICES LIMITED | KNOWEHEAD LANDFILL | DATA NOT AVAILABLE | DATA NOT AVAILABLE | DUNDEE | DUNDEE | DD5 3QF | SCOTLAND | 347520 | 737702 | MILTON OF CRAIGIE | DATA NOT APPLICABLE | ASHLUDIE | 11 | SCOTTISH HYDRO ELECTRIC POWER DISTRIBUTION PLC | DATA NOT AVAILABLE | DATA NOT AVAILABLE | DATA NOT AVAILABLE | DATA NOT AVAILABLE | DATA NOT AVAILABLE | DATA NOT AVAILABLE | DATA NOT AVAILABLE | DATA NOT AVAILABLE | DATA NOT AVAILABLE | DATA NOT AVAILABLE | DATA NOT AVAILABLE | DATA NOT AVAILABLE | DATA NOT AVAILABLE | DATA NOT AVAILABLE | DATA NOT AVAILABLE | DATA NOT AVAILABLE | DATA NOT AVAILABLE | DATA NOT AVAILABLE | DATA NOT AVAILABLE | CONNECTED | 0.8835 | 0.8835 | 0.93 | DATA NOT AVAILABLE | DATA NOT AVAILABLE | DATA NOT AVAILABLE | DATA NOT AVAILABLE | DATA NOT AVAILABLE | DATA NOT AVAILABLE | DATA NOT AVAILABLE | DATA NOT AVAILABLE | DATA NOT AVAILABLE | DATA NOT AVAILABLE | DATA NOT AVAILABLE | DATA NOT AVAILABLE | DATA NOT AVAILABLE | DATA NOT AVAILABLE | DATA NOT AVAILABLE | DATA NOT AVAILABLE | 2023-08-10
1700051745008 | DATA NOT AVAILABLE | RENFIN STANLEY MILLS LTD | STANLEY MILLS | DATA NOT AVAILABLE | STANLEY | PERTH | PERTHSHIRE AND KINROSS | PH1 4RB | SCOTLAND | 311425 | 732821 | BURGHMUIR | DATA NOT APPLICABLE | REDGORTON | 11 | SCOTTISH HYDRO ELECTRIC POWER DISTRIBUTION PLC | DATA NOT AVAILABLE | DATA NOT AVAILABLE | DATA NOT AVAILABLE | DATA NOT AVAILABLE | DATA NOT AVAILABLE | DATA NOT AVAILABLE | DATA NOT AVAILABLE | DATA NOT AVAILABLE | DATA NOT AVAILABLE | DATA NOT AVAILABLE | DATA NOT AVAILABLE | DATA NOT AVAILABLE | DATA NOT AVAILABLE | DATA NOT AVAILABLE | DATA NOT AVAILABLE | DATA NOT AVAILABLE | DATA NOT AVAILABLE | DATA NOT AVAILABLE | DATA NOT AVAILABLE | CONNECTED | 0.93575 | 0.93575 | 0.985 | DATA NOT AVAILABLE | DATA NOT AVAILABLE | DATA NOT AVAILABLE | DATA NOT AVAILABLE | DATA NOT AVAILABLE | DATA NOT AVAILABLE | DATA NOT AVAILABLE | DATA NOT AVAILABLE | DATA NOT AVAILABLE | DATA NOT AVAILABLE | DATA NOT AVAILABLE | DATA NOT AVAILABLE | DATA NOT AVAILABLE | DATA NOT AVAILABLE | DATA NOT AVAILABLE | DATA NOT AVAILABLE | 2023-08-10
1700051746580 | DATA NOT AVAILABLE | SSE GENERATION LIMITED | DATA NOT AVAILABLE | SHIN DIVERSION DAM | STATION IMPORT | LAIRG | HIGHLAND | IV27 4NY | SCOTLAND | 241385 | 923459 | LAIRG | DATA NOT APPLICABLE | LAIRG GRID | 33 | SCOTTISH HYDRO ELECTRIC POWER DISTRIBUTION PLC | DATA NOT AVAILABLE | DATA NOT AVAILABLE | DATA NOT AVAILABLE | DATA NOT AVAILABLE | DATA NOT AVAILABLE | DATA NOT AVAILABLE | DATA NOT AVAILABLE | DATA NOT AVAILABLE | DATA NOT AVAILABLE | DATA NOT AVAILABLE | DATA NOT AVAILABLE | DATA NOT AVAILABLE | DATA NOT AVAILABLE | DATA NOT AVAILABLE | DATA NOT AVAILABLE | DATA NOT AVAILABLE | DATA NOT AVAILABLE | DATA NOT AVAILABLE | DATA NOT AVAILABLE | CONNECTED | 0.095 | 0.095 | 0.1 | DATA NOT AVAILABLE | DATA NOT AVAILABLE | DATA NOT AVAILABLE | DATA NOT AVAILABLE | DATA NOT AVAILABLE | DATA NOT AVAILABLE | DATA NOT AVAILABLE | DATA NOT AVAILABLE | DATA NOT AVAILABLE | DATA NOT AVAILABLE | DATA NOT AVAILABLE | DATA NOT AVAILABLE | DATA NOT AVAILABLE | DATA NOT AVAILABLE | DATA NOT AVAILABLE | DATA NOT AVAILABLE | 2023-08-10
1700051746605 | DATA NOT AVAILABLE | SSE GENERATION LIMITED | DATA NOT AVAILABLE | GISLA POWER STATION | GENERATOR 1 IMPORT | ISLE OF LEWIS | WESTERN ISLES | HS2 9EW | SCOTLAND | 112896 | 925712 | ARDMORE GRID | DATA NOT APPLICABLE | GISLA | 11 | SCOTTISH HYDRO ELECTRIC POWER DISTRIBUTION PLC | DATA NOT AVAILABLE | DATA NOT AVAILABLE | DATA NOT AVAILABLE | DATA NOT AVAILABLE | DATA NOT AVAILABLE | DATA NOT AVAILABLE | DATA NOT AVAILABLE | DATA NOT AVAILABLE | DATA NOT AVAILABLE | DATA NOT AVAILABLE | DATA NOT AVAILABLE | DATA NOT AVAILABLE | DATA NOT AVAILABLE | DATA NOT AVAILABLE | DATA NOT AVAILABLE | DATA NOT AVAILABLE | DATA NOT AVAILABLE | DATA NOT AVAILABLE | DATA NOT AVAILABLE | CONNECTED | 0.665 | 0.665 | 0.7 | DATA NOT AVAILABLE | DATA NOT AVAILABLE | DATA NOT AVAILABLE | DATA NOT AVAILABLE | DATA NOT AVAILABLE | DATA NOT AVAILABLE | DATA NOT AVAILABLE | DATA NOT AVAILABLE | DATA NOT AVAILABLE | DATA NOT AVAILABLE | DATA NOT AVAILABLE | DATA NOT AVAILABLE | DATA NOT AVAILABLE | DATA NOT AVAILABLE | DATA NOT AVAILABLE | DATA NOT AVAILABLE | 2023-08-10
1700051746641 | DATA NOT AVAILABLE | SSE GENERATION LIMITED | DATA NOT AVAILABLE | TIREE G1 | CROSSAPOL | ISLE OF TIREE | ARGYLL AND BUTE | PA77 6UP | SCOTLAND | 99492 | 744278 | TAYNUILT | DATA NOT APPLICABLE | DERVAIG | 11 | SCOTTISH HYDRO ELECTRIC POWER DISTRIBUTION PLC | DATA NOT AVAILABLE | DATA NOT AVAILABLE | DATA NOT AVAILABLE | DATA NOT AVAILABLE | DATA NOT AVAILABLE | DATA NOT AVAILABLE | DATA NOT AVAILABLE | DATA NOT AVAILABLE | DATA NOT AVAILABLE | DATA NOT AVAILABLE | DATA NOT AVAILABLE | DATA NOT AVAILABLE | DATA NOT AVAILABLE | DATA NOT AVAILABLE | DATA NOT AVAILABLE | DATA NOT AVAILABLE | DATA NOT AVAILABLE | DATA NOT AVAILABLE | DATA NOT AVAILABLE | CONNECTED | 0.665 | 0.665 | 0.7 | DATA NOT AVAILABLE | DATA NOT AVAILABLE | DATA NOT AVAILABLE | DATA NOT AVAILABLE | DATA NOT AVAILABLE | DATA NOT AVAILABLE | DATA NOT AVAILABLE | DATA NOT AVAILABLE | DATA NOT AVAILABLE | DATA NOT AVAILABLE | DATA NOT AVAILABLE | DATA NOT AVAILABLE | DATA NOT AVAILABLE | DATA NOT AVAILABLE | DATA NOT AVAILABLE | DATA NOT AVAILABLE | 2023-08-10
1700051746688 | DATA NOT AVAILABLE | SSE GENERATION LIMITED | DATA NOT AVAILABLE | TIREE G2 | CROSSAPOL | ISLE OF TIREE | ARGYLL AND BUTE | PA77 6UP | SCOTLAND | 99492 | 744278 | TAYNUILT | DATA NOT APPLICABLE | DERVAIG | 11 | SCOTTISH HYDRO ELECTRIC POWER DISTRIBUTION PLC | DATA NOT AVAILABLE | DATA NOT AVAILABLE | DATA NOT AVAILABLE | DATA NOT AVAILABLE | DATA NOT AVAILABLE | DATA NOT AVAILABLE | DATA NOT AVAILABLE | DATA NOT AVAILABLE | DATA NOT AVAILABLE | DATA NOT AVAILABLE | DATA NOT AVAILABLE | DATA NOT AVAILABLE | DATA NOT AVAILABLE | DATA NOT AVAILABLE | DATA NOT AVAILABLE | DATA NOT AVAILABLE | DATA NOT AVAILABLE | DATA NOT AVAILABLE | DATA NOT AVAILABLE | CONNECTED | 0.665 | 0.665 | 0.7 | DATA NOT AVAILABLE | DATA NOT AVAILABLE | DATA NOT AVAILABLE | DATA NOT AVAILABLE | DATA NOT AVAILABLE | DATA NOT AVAILABLE | DATA NOT AVAILABLE | DATA NOT AVAILABLE | DATA NOT AVAILABLE | DATA NOT AVAILABLE | DATA NOT AVAILABLE | DATA NOT AVAILABLE | DATA NOT AVAILABLE | DATA NOT AVAILABLE | DATA NOT AVAILABLE | DATA NOT AVAILABLE | 2023-08-10
1700051746697 | DATA NOT AVAILABLE | SSE GENERATION LIMITED | DATA NOT AVAILABLE | TIREE G3 | CROSSAPOL | ISLE OF TIREE | ARGYLL AND BUTE | PA77 6UP | SCOTLAND | 99492 | 744278 | TAYNUILT | DATA NOT APPLICABLE | DERVAIG | 11 | SCOTTISH HYDRO ELECTRIC POWER DISTRIBUTION PLC | DATA NOT AVAILABLE | DATA NOT AVAILABLE | DATA NOT AVAILABLE | DATA NOT AVAILABLE | DATA NOT AVAILABLE | DATA NOT AVAILABLE | DATA NOT AVAILABLE | DATA NOT AVAILABLE | DATA NOT AVAILABLE | DATA NOT AVAILABLE | DATA NOT AVAILABLE | DATA NOT AVAILABLE | DATA NOT AVAILABLE | DATA NOT AVAILABLE | DATA NOT AVAILABLE | DATA NOT AVAILABLE | DATA NOT AVAILABLE | DATA NOT AVAILABLE | DATA NOT AVAILABLE | CONNECTED | 0.665 | 0.665 | 0.7 | DATA NOT AVAILABLE | DATA NOT AVAILABLE | DATA NOT AVAILABLE | DATA NOT AVAILABLE | DATA NOT AVAILABLE | DATA NOT AVAILABLE | DATA NOT AVAILABLE | DATA NOT AVAILABLE | DATA NOT AVAILABLE | DATA NOT AVAILABLE | DATA NOT AVAILABLE | DATA NOT AVAILABLE | DATA NOT AVAILABLE | DATA NOT AVAILABLE | DATA NOT AVAILABLE | DATA NOT AVAILABLE | 2023-08-10
1700051746711 | DATA NOT AVAILABLE | SSE GENERATION LIMITED | DATA NOT AVAILABLE | TIREE G4 | CROSSAPOL | ISLE OF TIREE | ARGYLL AND BUTE | PA77 6UP | SCOTLAND | 99492 | 744278 | TAYNUILT | DATA NOT APPLICABLE | DERVAIG | 11 | SCOTTISH HYDRO ELECTRIC POWER DISTRIBUTION PLC | DATA NOT AVAILABLE | DATA NOT AVAILABLE | DATA NOT AVAILABLE | DATA NOT AVAILABLE | DATA NOT AVAILABLE | DATA NOT AVAILABLE | DATA NOT AVAILABLE | DATA NOT AVAILABLE | DATA NOT AVAILABLE | DATA NOT AVAILABLE | DATA NOT AVAILABLE | DATA NOT AVAILABLE | DATA NOT AVAILABLE | DATA NOT AVAILABLE | DATA NOT AVAILABLE | DATA NOT AVAILABLE | DATA NOT AVAILABLE | DATA NOT AVAILABLE | DATA NOT AVAILABLE | CONNECTED | 0.665 | 0.665 | 0.7 | DATA NOT AVAILABLE | DATA NOT AVAILABLE | DATA NOT AVAILABLE | DATA NOT AVAILABLE | DATA NOT AVAILABLE | DATA NOT AVAILABLE | DATA NOT AVAILABLE | DATA NOT AVAILABLE | DATA NOT AVAILABLE | DATA NOT AVAILABLE | DATA NOT AVAILABLE | DATA NOT AVAILABLE | DATA NOT AVAILABLE | DATA NOT AVAILABLE | DATA NOT AVAILABLE | DATA NOT AVAILABLE | 2023-08-10
1700051746730 | DATA NOT AVAILABLE | SSE GENERATION LIMITED | DATA NOT AVAILABLE | CLADDOCH POWER STATION | STATION IMPORT | ISLE OF ARRAN | NORTH AYRSHIRE | KA27 8DE | SCOTLAND | 201265 | 637639 | CARRADALE | DATA NOT APPLICABLE | BRODICK | 11 | SCOTTISH HYDRO ELECTRIC POWER DISTRIBUTION PLC | DATA NOT AVAILABLE | DATA NOT AVAILABLE | DATA NOT AVAILABLE | DATA NOT AVAILABLE | DATA NOT AVAILABLE | DATA NOT AVAILABLE | DATA NOT AVAILABLE | DATA NOT AVAILABLE | DATA NOT AVAILABLE | DATA NOT AVAILABLE | DATA NOT AVAILABLE | DATA NOT AVAILABLE | DATA NOT AVAILABLE | DATA NOT AVAILABLE | DATA NOT AVAILABLE | DATA NOT AVAILABLE | DATA NOT AVAILABLE | DATA NOT AVAILABLE | DATA NOT AVAILABLE | CONNECTED | 0.19 | 0.19 | 0.2 | DATA NOT AVAILABLE | DATA NOT AVAILABLE | DATA NOT AVAILABLE | DATA NOT AVAILABLE | DATA NOT AVAILABLE | DATA NOT AVAILABLE | DATA NOT AVAILABLE | DATA NOT AVAILABLE | DATA NOT AVAILABLE | DATA NOT AVAILABLE | DATA NOT AVAILABLE | DATA NOT AVAILABLE | DATA NOT AVAILABLE | DATA NOT AVAILABLE | DATA NOT AVAILABLE | DATA NOT AVAILABLE | 2023-08-10
1700051747032 | DATA NOT AVAILABLE | SSE GENERATION LIMITED | DATA NOT AVAILABLE | VAICH TUNNEL | GENERATOR 1 IMPORT | GARVE | HIGHLAND | IV23 2QH | SCOTLAND | 235058 | 874245 | GRUDIE BRIDGE | DATA NOT APPLICABLE | GRUDIE BRIDGE | 33 | SCOTTISH HYDRO ELECTRIC POWER DISTRIBUTION PLC | DATA NOT AVAILABLE | DATA NOT AVAILABLE | DATA NOT AVAILABLE | DATA NOT AVAILABLE | DATA NOT AVAILABLE | DATA NOT AVAILABLE | DATA NOT AVAILABLE | DATA NOT AVAILABLE | DATA NOT AVAILABLE | DATA NOT AVAILABLE | DATA NOT AVAILABLE | DATA NOT AVAILABLE | DATA NOT AVAILABLE | DATA NOT AVAILABLE | DATA NOT AVAILABLE | DATA NOT AVAILABLE | DATA NOT AVAILABLE | DATA NOT AVAILABLE | DATA NOT AVAILABLE | CONNECTED | 0.285 | 0.285 | 0.3 | DATA NOT AVAILABLE | DATA NOT AVAILABLE | DATA NOT AVAILABLE | DATA NOT AVAILABLE | DATA NOT AVAILABLE | DATA NOT AVAILABLE | DATA NOT AVAILABLE | DATA NOT AVAILABLE | DATA NOT AVAILABLE | DATA NOT AVAILABLE | DATA NOT AVAILABLE | DATA NOT AVAILABLE | DATA NOT AVAILABLE | DATA NOT AVAILABLE | DATA NOT AVAILABLE | DATA NOT AVAILABLE | 2023-08-10
1700051748221 | DATA NOT AVAILABLE | REDACTED | REDACTED | REDACTED | REDACTED | REDACTED | REDACTED | FK20 8 | SCOTLAND | REDACTED | REDACTED | RANNOCH | DATA NOT APPLICABLE | TYNDRUM | 11 | SCOTTISH HYDRO ELECTRIC POWER DISTRIBUTION PLC | DATA NOT AVAILABLE | DATA NOT AVAILABLE | DATA NOT AVAILABLE | DATA NOT AVAILABLE | DATA NOT AVAILABLE | DATA NOT AVAILABLE | DATA NOT AVAILABLE | DATA NOT AVAILABLE | DATA NOT AVAILABLE | DATA NOT AVAILABLE | DATA NOT AVAILABLE | DATA NOT AVAILABLE | DATA NOT AVAILABLE | DATA NOT AVAILABLE | DATA NOT AVAILABLE | DATA NOT AVAILABLE | DATA NOT AVAILABLE | DATA NOT AVAILABLE | DATA NOT AVAILABLE | CONNECTED | 0.5605 | 0.5605 | 0.59 | DATA NOT AVAILABLE | DATA NOT AVAILABLE | DATA NOT AVAILABLE | DATA NOT AVAILABLE | DATA NOT AVAILABLE | DATA NOT AVAILABLE | DATA NOT AVAILABLE | DATA NOT AVAILABLE | DATA NOT AVAILABLE | DATA NOT AVAILABLE | DATA NOT AVAILABLE | DATA NOT AVAILABLE | DATA NOT AVAILABLE | DATA NOT AVAILABLE | DATA NOT AVAILABLE | DATA NOT AVAILABLE | 2023-08-10
1700051751526 | DATA NOT AVAILABLE | SSE GENERATION LIMITED | LOCHAY FISH PASS | DATA NOT AVAILABLE | GENERATOR 1 IMPORT | KILLIN | STIRLING | FK21 8TX | SCOTLAND | 258872 | 735014 | KILLIN | DATA NOT APPLICABLE | KILLIN GRID | 33 | SCOTTISH HYDRO ELECTRIC POWER DISTRIBUTION PLC | DATA NOT AVAILABLE | DATA NOT AVAILABLE | DATA NOT AVAILABLE | DATA NOT AVAILABLE | DATA NOT AVAILABLE | DATA NOT AVAILABLE | DATA NOT AVAILABLE | DATA NOT AVAILABLE | DATA NOT AVAILABLE | DATA NOT AVAILABLE | DATA NOT AVAILABLE | DATA NOT AVAILABLE | DATA NOT AVAILABLE | DATA NOT AVAILABLE | DATA NOT AVAILABLE | DATA NOT AVAILABLE | DATA NOT AVAILABLE | DATA NOT AVAILABLE | DATA NOT AVAILABLE | CONNECTED | 0.475 | 0.475 | 0.5 | DATA NOT AVAILABLE | DATA NOT AVAILABLE | DATA NOT AVAILABLE | DATA NOT AVAILABLE | DATA NOT AVAILABLE | DATA NOT AVAILABLE | DATA NOT AVAILABLE | DATA NOT AVAILABLE | DATA NOT AVAILABLE | DATA NOT AVAILABLE | DATA NOT AVAILABLE | DATA NOT AVAILABLE | DATA NOT AVAILABLE | DATA NOT AVAILABLE | DATA NOT AVAILABLE | DATA NOT AVAILABLE | 2023-08-10
1700051751553 | DATA NOT AVAILABLE | REDACTED | REDACTED | REDACTED | REDACTED | REDACTED | REDACTED | PH36 4 | SCOTLAND | REDACTED | REDACTED | FORT WILLIAM | DATA NOT APPLICABLE | FORT WILLIAM GRID | 33 | SCOTTISH HYDRO ELECTRIC POWER DISTRIBUTION PLC | DATA NOT AVAILABLE | DATA NOT AVAILABLE | DATA NOT AVAILABLE | DATA NOT AVAILABLE | DATA NOT AVAILABLE | DATA NOT AVAILABLE | DATA NOT AVAILABLE | DATA NOT AVAILABLE | DATA NOT AVAILABLE | DATA NOT AVAILABLE | DATA NOT AVAILABLE | DATA NOT AVAILABLE | DATA NOT AVAILABLE | DATA NOT AVAILABLE | DATA NOT AVAILABLE | DATA NOT AVAILABLE | DATA NOT AVAILABLE | DATA NOT AVAILABLE | DATA NOT AVAILABLE | CONNECTED | 0.7885 | 0.7885 | 0.83 | DATA NOT AVAILABLE | DATA NOT AVAILABLE | DATA NOT AVAILABLE | DATA NOT AVAILABLE | DATA NOT AVAILABLE | DATA NOT AVAILABLE | DATA NOT AVAILABLE | DATA NOT AVAILABLE | DATA NOT AVAILABLE | DATA NOT AVAILABLE | DATA NOT AVAILABLE | DATA NOT AVAILABLE | DATA NOT AVAILABLE | DATA NOT AVAILABLE | DATA NOT AVAILABLE | DATA NOT AVAILABLE | 2023-08-10
1700051751614 | DATA NOT AVAILABLE | GIGHA RENEWABLE ENERGY LTD | GIGHA RENEWABLE ENERGY | DATA NOT AVAILABLE | DATA NOT AVAILABLE | ISLE OF GIGHA | ARGYLL AND BUTE | PA41 7AA | SCOTLAND | 165219 | 649874 | CARRADALE | DATA NOT APPLICABLE | BALLURE | 11 | SCOTTISH HYDRO ELECTRIC POWER DISTRIBUTION PLC | DATA NOT AVAILABLE | DATA NOT AVAILABLE | DATA NOT AVAILABLE | DATA NOT AVAILABLE | DATA NOT AVAILABLE | DATA NOT AVAILABLE | DATA NOT AVAILABLE | DATA NOT AVAILABLE | DATA NOT AVAILABLE | DATA NOT AVAILABLE | DATA NOT AVAILABLE | DATA NOT AVAILABLE | DATA NOT AVAILABLE | DATA NOT AVAILABLE | DATA NOT AVAILABLE | DATA NOT AVAILABLE | DATA NOT AVAILABLE | DATA NOT AVAILABLE | DATA NOT AVAILABLE | CONNECTED | 0.646 | 0.646 | 0.68 | DATA NOT AVAILABLE | DATA NOT AVAILABLE | DATA NOT AVAILABLE | DATA NOT AVAILABLE | DATA NOT AVAILABLE | DATA NOT AVAILABLE | DATA NOT AVAILABLE | DATA NOT AVAILABLE | DATA NOT AVAILABLE | DATA NOT AVAILABLE | DATA NOT AVAILABLE | DATA NOT AVAILABLE | DATA NOT AVAILABLE | DATA NOT AVAILABLE | DATA NOT AVAILABLE | DATA NOT AVAILABLE | 2023-08-10
1700051752130 | DATA NOT AVAILABLE | SCOTTISH WATER | GLEN FINGLAS-HYDRO-EXP | DATA NOT AVAILABLE | BRIG O 'TURK | CALLANDER | STIRLING | FK17 8HU | SCOTLAND | 252804 | 707945 | BRACO | DATA NOT APPLICABLE | CALLANDER | 11 | SCOTTISH HYDRO ELECTRIC POWER DISTRIBUTION PLC | HYDRO (TO BE CONFIRMED) | HYDRO POWER SYSTEM | DATA NOT AVAILABLE | DATA NOT AVAILABLE | DATA NOT AVAILABLE | DATA NOT AVAILABLE | DATA NOT AVAILABLE | DATA NOT AVAILABLE | DATA NOT AVAILABLE | DATA NOT AVAILABLE | DATA NOT AVAILABLE | DATA NOT AVAILABLE | DATA NOT AVAILABLE | DATA NOT AVAILABLE | DATA NOT AVAILABLE | DATA NOT AVAILABLE | DATA NOT AVAILABLE | DATA NOT AVAILABLE | DATA NOT AVAILABLE | CONNECTED | 0.475 | 0.475 | 0.5 | DATA NOT AVAILABLE | DATA NOT AVAILABLE | DATA NOT AVAILABLE | DATA NOT AVAILABLE | DATA NOT AVAILABLE | DATA NOT AVAILABLE | DATA NOT AVAILABLE | DATA NOT AVAILABLE | DATA NOT AVAILABLE | DATA NOT AVAILABLE | DATA NOT AVAILABLE | DATA NOT AVAILABLE | DATA NOT AVAILABLE | DATA NOT AVAILABLE | DATA NOT AVAILABLE | DATA NOT AVAILABLE | 2023-08-10
1700051759162 | DATA NOT AVAILABLE | ORKNEY RENEWABLE ENERGY LIMITED | DATA NOT AVAILABLE | ORKNEY RENEWABLE ENERGY LTD | BURRAY WINDFARM | ORKNEY | ORKNEY ISLANDS | KW17 2SY | SCOTLAND | 347882 | 997768 | DATA NOT AVAILABLE | DATA NOT APPLICABLE | DATA NOT AVAILABLE | DATA NOT AVAILABLE | SCOTTISH HYDRO ELECTRIC POWER DISTRIBUTION PLC | DATA NOT AVAILABLE | DATA NOT AVAILABLE | DATA NOT AVAILABLE | DATA NOT AVAILABLE | DATA NOT AVAILABLE | DATA NOT AVAILABLE | DATA NOT AVAILABLE | DATA NOT AVAILABLE | DATA NOT AVAILABLE | DATA NOT AVAILABLE | DATA NOT AVAILABLE | DATA NOT AVAILABLE | DATA NOT AVAILABLE | DATA NOT AVAILABLE | DATA NOT AVAILABLE | DATA NOT AVAILABLE | DATA NOT AVAILABLE | DATA NOT AVAILABLE | DATA NOT AVAILABLE | CONNECTED | 0.8075 | 0.8075 | 0.85 | DATA NOT AVAILABLE | DATA NOT AVAILABLE | DATA NOT AVAILABLE | DATA NOT AVAILABLE | DATA NOT AVAILABLE | DATA NOT AVAILABLE | DATA NOT AVAILABLE | DATA NOT AVAILABLE | DATA NOT AVAILABLE | DATA NOT AVAILABLE | DATA NOT AVAILABLE | DATA NOT AVAILABLE | DATA NOT AVAILABLE | DATA NOT AVAILABLE | DATA NOT AVAILABLE | DATA NOT AVAILABLE | 2023-08-10
1700051759260 | DATA NOT AVAILABLE | GLEN KINGLASS HYDRO LTD | DATA NOT AVAILABLE | GLEN KINGLASS HYDRO LTD | DATA NOT AVAILABLE | CAIRNDOW | ARGYLL | PA26 8BQ | SCOTLAND | 218026 | 710305 | CLACHAN | DATA NOT APPLICABLE | CLACHAN GRID | 33 | SCOTTISH HYDRO ELECTRIC POWER DISTRIBUTION PLC | DATA NOT AVAILABLE | DATA NOT AVAILABLE | DATA NOT AVAILABLE | DATA NOT AVAILABLE | DATA NOT AVAILABLE | DATA NOT AVAILABLE | DATA NOT AVAILABLE | DATA NOT AVAILABLE | DATA NOT AVAILABLE | DATA NOT AVAILABLE | DATA NOT AVAILABLE | DATA NOT AVAILABLE | DATA NOT AVAILABLE | DATA NOT AVAILABLE | DATA NOT AVAILABLE | DATA NOT AVAILABLE | DATA NOT AVAILABLE | DATA NOT AVAILABLE | DATA NOT AVAILABLE | CONNECTED | 0.893 | 0.893 | 0.94 | DATA NOT AVAILABLE | DATA NOT AVAILABLE | DATA NOT AVAILABLE | DATA NOT AVAILABLE | DATA NOT AVAILABLE | DATA NOT AVAILABLE | DATA NOT AVAILABLE | DATA NOT AVAILABLE | DATA NOT AVAILABLE | DATA NOT AVAILABLE | DATA NOT AVAILABLE | DATA NOT AVAILABLE | DATA NOT AVAILABLE | DATA NOT AVAILABLE | DATA NOT AVAILABLE | DATA NOT AVAILABLE | 2023-08-10
1700051781530 | DATA NOT AVAILABLE | CAMSERNEY HYDRO SCHEME LIMITED | DATA NOT AVAILABLE | CAMSERNEY HYDRO SCHEME | CAMSERNEY FARM | ABERFELDY | PERTHSHIRE AND KINROSS | PH15 2JF | SCOTLAND | 281786 | 749483 | TUMMEL BRIDGE | DATA NOT APPLICABLE | ABERFELDY | 11 | SCOTTISH HYDRO ELECTRIC POWER DISTRIBUTION PLC | HYDRO (TO BE CONFIRMED) | HYDRO POWER SYSTEM | DATA NOT AVAILABLE | DATA NOT AVAILABLE | DATA NOT AVAILABLE | DATA NOT AVAILABLE | DATA NOT AVAILABLE | DATA NOT AVAILABLE | DATA NOT AVAILABLE | DATA NOT AVAILABLE | DATA NOT AVAILABLE | DATA NOT AVAILABLE | DATA NOT AVAILABLE | DATA NOT AVAILABLE | DATA NOT AVAILABLE | DATA NOT AVAILABLE | DATA NOT AVAILABLE | DATA NOT AVAILABLE | DATA NOT AVAILABLE | CONNECTED | 0.95 | 0.95 | 1 | DATA NOT AVAILABLE | DATA NOT AVAILABLE | DATA NOT AVAILABLE | DATA NOT AVAILABLE | DATA NOT AVAILABLE | DATA NOT AVAILABLE | DATA NOT AVAILABLE | DATA NOT AVAILABLE | DATA NOT AVAILABLE | DATA NOT AVAILABLE | DATA NOT AVAILABLE | DATA NOT AVAILABLE | DATA NOT AVAILABLE | DATA NOT AVAILABLE | DATA NOT AVAILABLE | DATA NOT AVAILABLE | 2023-08-10
1700051787648 | DATA NOT AVAILABLE | REDACTED | REDACTED | REDACTED | REDACTED | REDACTED | REDACTED | PH15 2 | SCOTLAND | REDACTED | REDACTED | TUMMEL BRIDGE | DATA NOT APPLICABLE | COSHIEVILLE | 11 | SCOTTISH HYDRO ELECTRIC POWER DISTRIBUTION PLC | DATA NOT AVAILABLE | DATA NOT AVAILABLE | DATA NOT AVAILABLE | DATA NOT AVAILABLE | DATA NOT AVAILABLE | DATA NOT AVAILABLE | DATA NOT AVAILABLE | DATA NOT AVAILABLE | DATA NOT AVAILABLE | DATA NOT AVAILABLE | DATA NOT AVAILABLE | DATA NOT AVAILABLE | DATA NOT AVAILABLE | DATA NOT AVAILABLE | DATA NOT AVAILABLE | DATA NOT AVAILABLE | DATA NOT AVAILABLE | DATA NOT AVAILABLE | DATA NOT AVAILABLE | CONNECTED | 0.3325 | 0.3325 | 0.35 | DATA NOT AVAILABLE | DATA NOT AVAILABLE | DATA NOT AVAILABLE | DATA NOT AVAILABLE | DATA NOT AVAILABLE | DATA NOT AVAILABLE | DATA NOT AVAILABLE | DATA NOT AVAILABLE | DATA NOT AVAILABLE | DATA NOT AVAILABLE | DATA NOT AVAILABLE | DATA NOT AVAILABLE | DATA NOT AVAILABLE | DATA NOT AVAILABLE | DATA NOT AVAILABLE | DATA NOT AVAILABLE | 2023-08-10
1700051859220 | DATA NOT AVAILABLE | BIOGASK BIOGAS PLANT | PRIVATE GENERATOR | DATA NOT AVAILABLE | GASK | TURRIFF | ABERDEENSHIRE | AB53 8BP | SCOTLAND | 373296 | 847482 | MACDUFF | DATA NOT APPLICABLE | TURRIFF | 11 | SCOTTISH HYDRO ELECTRIC POWER DISTRIBUTION PLC | DATA NOT AVAILABLE | DATA NOT AVAILABLE | DATA NOT AVAILABLE | DATA NOT AVAILABLE | DATA NOT AVAILABLE | DATA NOT AVAILABLE | DATA NOT AVAILABLE | DATA NOT AVAILABLE | DATA NOT AVAILABLE | DATA NOT AVAILABLE | DATA NOT AVAILABLE | DATA NOT AVAILABLE | DATA NOT AVAILABLE | DATA NOT AVAILABLE | DATA NOT AVAILABLE | DATA NOT AVAILABLE | DATA NOT AVAILABLE | DATA NOT AVAILABLE | DATA NOT AVAILABLE | CONNECTED | 0.50065 | 0.50065 | 0.527 | DATA NOT AVAILABLE | DATA NOT AVAILABLE | DATA NOT AVAILABLE | DATA NOT AVAILABLE | DATA NOT AVAILABLE | DATA NOT AVAILABLE | DATA NOT AVAILABLE | DATA NOT AVAILABLE | DATA NOT AVAILABLE | DATA NOT AVAILABLE | DATA NOT AVAILABLE | DATA NOT AVAILABLE | DATA NOT AVAILABLE | DATA NOT AVAILABLE | DATA NOT AVAILABLE | DATA NOT AVAILABLE | 2023-08-10
1700051904013 | DATA NOT AVAILABLE | ABERDEEN HEAT & POWER | DATA NOT AVAILABLE | HAZELHEAD ACADEMY | GROATS ROAD | ABERDEEN | ABERDEEN | AB15 8BE | SCOTLAND | 389291 | 805944 | DATA NOT AVAILABLE | DATA NOT APPLICABLE | DATA NOT AVAILABLE | DATA NOT AVAILABLE | SCOTTISH HYDRO ELECTRIC POWER DISTRIBUTION PLC | DATA NOT AVAILABLE | DATA NOT AVAILABLE | DATA NOT AVAILABLE | DATA NOT AVAILABLE | DATA NOT AVAILABLE | DATA NOT AVAILABLE | DATA NOT AVAILABLE | DATA NOT AVAILABLE | DATA NOT AVAILABLE | DATA NOT AVAILABLE | DATA NOT AVAILABLE | DATA NOT AVAILABLE | DATA NOT AVAILABLE | DATA NOT AVAILABLE | DATA NOT AVAILABLE | DATA NOT AVAILABLE | DATA NOT AVAILABLE | DATA NOT AVAILABLE | DATA NOT AVAILABLE | CONNECTED | 0.26125 | 0.26125 | 0.275 | DATA NOT AVAILABLE | DATA NOT AVAILABLE | DATA NOT AVAILABLE | DATA NOT AVAILABLE | DATA NOT AVAILABLE | DATA NOT AVAILABLE | DATA NOT AVAILABLE | DATA NOT AVAILABLE | DATA NOT AVAILABLE | DATA NOT AVAILABLE | DATA NOT AVAILABLE | DATA NOT AVAILABLE | DATA NOT AVAILABLE | DATA NOT AVAILABLE | DATA NOT AVAILABLE | DATA NOT AVAILABLE | 2023-08-10
1700052089410 | DATA NOT AVAILABLE | HYDRO ENERGY TRADING LIMITED | FAICHEM HYDRO GENERATION | DATA NOT AVAILABLE | FAICHEMARD FARM | INVERGARRY | HIGHLAND | PH35 4HG | SCOTLAND | 229288 | 801062 | DATA NOT AVAILABLE | DATA NOT APPLICABLE | DATA NOT AVAILABLE | DATA NOT AVAILABLE | SCOTTISH HYDRO ELECTRIC POWER DISTRIBUTION PLC | HYDRO (TO BE CONFIRMED) | HYDRO POWER SYSTEM | DATA NOT AVAILABLE | DATA NOT AVAILABLE | DATA NOT AVAILABLE | DATA NOT AVAILABLE | DATA NOT AVAILABLE | DATA NOT AVAILABLE | DATA NOT AVAILABLE | DATA NOT AVAILABLE | DATA NOT AVAILABLE | DATA NOT AVAILABLE | DATA NOT AVAILABLE | DATA NOT AVAILABLE | DATA NOT AVAILABLE | DATA NOT AVAILABLE | DATA NOT AVAILABLE | DATA NOT AVAILABLE | DATA NOT AVAILABLE | CONNECTED | 0.152 | 0.152 | 0.16 | DATA NOT AVAILABLE | DATA NOT AVAILABLE | DATA NOT AVAILABLE | DATA NOT AVAILABLE | DATA NOT AVAILABLE | DATA NOT AVAILABLE | DATA NOT AVAILABLE | DATA NOT AVAILABLE | DATA NOT AVAILABLE | DATA NOT AVAILABLE | DATA NOT AVAILABLE | DATA NOT AVAILABLE | DATA NOT AVAILABLE | DATA NOT AVAILABLE | DATA NOT AVAILABLE | DATA NOT AVAILABLE | 2023-08-10
1700052172937 | DATA NOT AVAILABLE | BROADLAND PROPERTIES LTD | CONAGLEN HOUSE | DATA NOT AVAILABLE | DATA NOT AVAILABLE | FORT WILLIAM | HIGHLAND | PH33 7AH | SCOTLAND | 200882 | 765045 | FORT WILLIAM | DATA NOT APPLICABLE | CORRAN | 11 | SCOTTISH HYDRO ELECTRIC POWER DISTRIBUTION PLC | DATA NOT AVAILABLE | DATA NOT AVAILABLE | DATA NOT AVAILABLE | DATA NOT AVAILABLE | DATA NOT AVAILABLE | DATA NOT AVAILABLE | DATA NOT AVAILABLE | DATA NOT AVAILABLE | DATA NOT AVAILABLE | DATA NOT AVAILABLE | DATA NOT AVAILABLE | DATA NOT AVAILABLE | DATA NOT AVAILABLE | DATA NOT AVAILABLE | DATA NOT AVAILABLE | DATA NOT AVAILABLE | DATA NOT AVAILABLE | DATA NOT AVAILABLE | DATA NOT AVAILABLE | CONNECTED | 0.266 | 0.266 | 0.28 | DATA NOT AVAILABLE | DATA NOT AVAILABLE | DATA NOT AVAILABLE | DATA NOT AVAILABLE | DATA NOT AVAILABLE | DATA NOT AVAILABLE | DATA NOT AVAILABLE | DATA NOT AVAILABLE | DATA NOT AVAILABLE | DATA NOT AVAILABLE | DATA NOT AVAILABLE | DATA NOT AVAILABLE | DATA NOT AVAILABLE | DATA NOT AVAILABLE | DATA NOT AVAILABLE | DATA NOT AVAILABLE | 2023-08-10
1700052172973 | DATA NOT AVAILABLE | IRENE POWER COMPANY LIMITED | ROSHVEN HYDRO GENERATING STATION | DATA NOT AVAILABLE | DATA NOT AVAILABLE | LOCHAILORT | HIGHLAND | PH38 4NG | SCOTLAND | 166352 | 777690 | FORT WILLIAM | DATA NOT APPLICABLE | FORT WILLIAM GRID | 33 | SCOTTISH HYDRO ELECTRIC POWER DISTRIBUTION PLC | DATA NOT AVAILABLE | DATA NOT AVAILABLE | DATA NOT AVAILABLE | DATA NOT AVAILABLE | DATA NOT AVAILABLE | DATA NOT AVAILABLE | DATA NOT AVAILABLE | DATA NOT AVAILABLE | DATA NOT AVAILABLE | DATA NOT AVAILABLE | DATA NOT AVAILABLE | DATA NOT AVAILABLE | DATA NOT AVAILABLE | DATA NOT AVAILABLE | DATA NOT AVAILABLE | DATA NOT AVAILABLE | DATA NOT AVAILABLE | DATA NOT AVAILABLE | DATA NOT AVAILABLE | CONNECTED | 0.5225 | 0.5225 | 0.55 | DATA NOT AVAILABLE | DATA NOT AVAILABLE | DATA NOT AVAILABLE | DATA NOT AVAILABLE | DATA NOT AVAILABLE | DATA NOT AVAILABLE | DATA NOT AVAILABLE | DATA NOT AVAILABLE | DATA NOT AVAILABLE | DATA NOT AVAILABLE | DATA NOT AVAILABLE | DATA NOT AVAILABLE | DATA NOT AVAILABLE | DATA NOT AVAILABLE | DATA NOT AVAILABLE | DATA NOT AVAILABLE | 2023-08-10
1700052198369 | DATA NOT AVAILABLE | RINGLINK (SCOTLAND) LIMITED | KINNAIRD HYDRO GENERATOR | DATA NOT AVAILABLE | AUCHNAHYLE | PERTH | PERTHSHIRE AND KINROSS | PH16 5JA | SCOTLAND | 294752 | 758496 | TUMMEL BRIDGE | DATA NOT APPLICABLE | PITLOCHRY | 11 | SCOTTISH HYDRO ELECTRIC POWER DISTRIBUTION PLC | HYDRO (TO BE CONFIRMED) | HYDRO POWER SYSTEM | DATA NOT AVAILABLE | DATA NOT AVAILABLE | DATA NOT AVAILABLE | DATA NOT AVAILABLE | DATA NOT AVAILABLE | DATA NOT AVAILABLE | DATA NOT AVAILABLE | DATA NOT AVAILABLE | DATA NOT AVAILABLE | DATA NOT AVAILABLE | DATA NOT AVAILABLE | DATA NOT AVAILABLE | DATA NOT AVAILABLE | DATA NOT AVAILABLE | DATA NOT AVAILABLE | DATA NOT AVAILABLE | DATA NOT AVAILABLE | CONNECTED | 0.2375 | 0.2375 | 0.25 | DATA NOT AVAILABLE | DATA NOT AVAILABLE | DATA NOT AVAILABLE | DATA NOT AVAILABLE | DATA NOT AVAILABLE | DATA NOT AVAILABLE | DATA NOT AVAILABLE | DATA NOT AVAILABLE | DATA NOT AVAILABLE | DATA NOT AVAILABLE | DATA NOT AVAILABLE | DATA NOT AVAILABLE | DATA NOT AVAILABLE | DATA NOT AVAILABLE | DATA NOT AVAILABLE | DATA NOT AVAILABLE | 2023-08-10
1700052208510 | DATA NOT AVAILABLE | ELEMENT WIND LTD | LIONACLEIT SCHOOL | WIND TURBINE | LINICLATE | ISLE OF BENBECULA | NA H-EILEANAN SIAR | HS7 5PJ | SCOTLAND | 78490 | 849936 | ARDMORE GRID | DATA NOT APPLICABLE | AIRD | 11 | SCOTTISH HYDRO ELECTRIC POWER DISTRIBUTION PLC | DATA NOT AVAILABLE | DATA NOT AVAILABLE | DATA NOT AVAILABLE | DATA NOT AVAILABLE | DATA NOT AVAILABLE | DATA NOT AVAILABLE | DATA NOT AVAILABLE | DATA NOT AVAILABLE | DATA NOT AVAILABLE | DATA NOT AVAILABLE | DATA NOT AVAILABLE | DATA NOT AVAILABLE | DATA NOT AVAILABLE | DATA NOT AVAILABLE | DATA NOT AVAILABLE | DATA NOT AVAILABLE | DATA NOT AVAILABLE | DATA NOT AVAILABLE | DATA NOT AVAILABLE | CONNECTED | 0.9025 | 0.9025 | 0.95 | DATA NOT AVAILABLE | DATA NOT AVAILABLE | DATA NOT AVAILABLE | DATA NOT AVAILABLE | DATA NOT AVAILABLE | DATA NOT AVAILABLE | DATA NOT AVAILABLE | DATA NOT AVAILABLE | DATA NOT AVAILABLE | DATA NOT AVAILABLE | DATA NOT AVAILABLE | DATA NOT AVAILABLE | DATA NOT AVAILABLE | DATA NOT AVAILABLE | DATA NOT AVAILABLE | DATA NOT AVAILABLE | 2023-08-10
1700052208539 | DATA NOT AVAILABLE | ARDCHATTAN HYDRO LIMITED | ESRAGEN HYDRO SCHEME | DATA NOT AVAILABLE | DATA NOT AVAILABLE | OBAN | HIGHLAND | PA37 1RQ | SCOTLAND | 197093 | 734958 | TAYNUILT | DATA NOT APPLICABLE | KENMORE | 11 | SCOTTISH HYDRO ELECTRIC POWER DISTRIBUTION PLC | HYDRO (TO BE CONFIRMED) | HYDRO POWER SYSTEM | DATA NOT AVAILABLE | DATA NOT AVAILABLE | DATA NOT AVAILABLE | DATA NOT AVAILABLE | DATA NOT AVAILABLE | DATA NOT AVAILABLE | DATA NOT AVAILABLE | DATA NOT AVAILABLE | DATA NOT AVAILABLE | DATA NOT AVAILABLE | DATA NOT AVAILABLE | DATA NOT AVAILABLE | DATA NOT AVAILABLE | DATA NOT AVAILABLE | DATA NOT AVAILABLE | DATA NOT AVAILABLE | DATA NOT AVAILABLE | CONNECTED | 0.95 | 0.95 | 1 | DATA NOT AVAILABLE | DATA NOT AVAILABLE | DATA NOT AVAILABLE | DATA NOT AVAILABLE | DATA NOT AVAILABLE | DATA NOT AVAILABLE | DATA NOT AVAILABLE | DATA NOT AVAILABLE | DATA NOT AVAILABLE | DATA NOT AVAILABLE | DATA NOT AVAILABLE | DATA NOT AVAILABLE | DATA NOT AVAILABLE | DATA NOT AVAILABLE | DATA NOT AVAILABLE | DATA NOT AVAILABLE | 2023-08-10
1700052208557 | DATA NOT AVAILABLE | ROTTAL HYDRO LTD | HYDRO GENERATING STATION | ROTTAL LODGE | DATA NOT AVAILABLE | KIRRIEMUIR | ANGUS | DD8 4QT | SCOTLAND | 337022 | 769748 | LUNANHEAD | DATA NOT APPLICABLE | MARYTON | 11 | SCOTTISH HYDRO ELECTRIC POWER DISTRIBUTION PLC | DATA NOT AVAILABLE | DATA NOT AVAILABLE | DATA NOT AVAILABLE | DATA NOT AVAILABLE | DATA NOT AVAILABLE | DATA NOT AVAILABLE | DATA NOT AVAILABLE | DATA NOT AVAILABLE | DATA NOT AVAILABLE | DATA NOT AVAILABLE | DATA NOT AVAILABLE | DATA NOT AVAILABLE | DATA NOT AVAILABLE | DATA NOT AVAILABLE | DATA NOT AVAILABLE | DATA NOT AVAILABLE | DATA NOT AVAILABLE | DATA NOT AVAILABLE | DATA NOT AVAILABLE | CONNECTED | 0.4275 | 0.4275 | 0.45 | DATA NOT AVAILABLE | DATA NOT AVAILABLE | DATA NOT AVAILABLE | DATA NOT AVAILABLE | DATA NOT AVAILABLE | DATA NOT AVAILABLE | DATA NOT AVAILABLE | DATA NOT AVAILABLE | DATA NOT AVAILABLE | DATA NOT AVAILABLE | DATA NOT AVAILABLE | DATA NOT AVAILABLE | DATA NOT AVAILABLE | DATA NOT AVAILABLE | DATA NOT AVAILABLE | DATA NOT AVAILABLE | 2023-08-10
1700052279353 | DATA NOT AVAILABLE | BALNAMOON RENEWABLES LTD | BALNAMOON WINDFARM | DATA NOT AVAILABLE | DATA NOT AVAILABLE | KEITH | ABERDEENSHIRE | AB55 6ND | SCOTLAND | 348218 | 855555 | KEITH | DATA NOT APPLICABLE | KEITH GRID | 33 | SCOTTISH HYDRO ELECTRIC POWER DISTRIBUTION PLC | DATA NOT AVAILABLE | DATA NOT AVAILABLE | DATA NOT AVAILABLE | DATA NOT AVAILABLE | DATA NOT AVAILABLE | DATA NOT AVAILABLE | DATA NOT AVAILABLE | DATA NOT AVAILABLE | DATA NOT AVAILABLE | DATA NOT AVAILABLE | DATA NOT AVAILABLE | DATA NOT AVAILABLE | DATA NOT AVAILABLE | DATA NOT AVAILABLE | DATA NOT AVAILABLE | DATA NOT AVAILABLE | DATA NOT AVAILABLE | DATA NOT AVAILABLE | DATA NOT AVAILABLE | CONNECTED | 0.76 | 0.76 | 0.8 | DATA NOT AVAILABLE | DATA NOT AVAILABLE | DATA NOT AVAILABLE | DATA NOT AVAILABLE | DATA NOT AVAILABLE | DATA NOT AVAILABLE | DATA NOT AVAILABLE | DATA NOT AVAILABLE | DATA NOT AVAILABLE | DATA NOT AVAILABLE | DATA NOT AVAILABLE | DATA NOT AVAILABLE | DATA NOT AVAILABLE | DATA NOT AVAILABLE | DATA NOT AVAILABLE | DATA NOT AVAILABLE | 2023-08-10
1700052298310 | DATA NOT AVAILABLE | BIRSAY ENERGY LIMITED | HOLODYKE | Dounby Wind Gen Station | DATA NOT AVAILABLE | ORKNEY | ORKNEY ISLANDS | KW17 2HZ | SCOTLAND | 330691 | 1020380 | THURSO | DATA NOT APPLICABLE | STROMNESS | 11 | SCOTTISH HYDRO ELECTRIC POWER DISTRIBUTION PLC | DATA NOT AVAILABLE | DATA NOT AVAILABLE | DATA NOT AVAILABLE | DATA NOT AVAILABLE | DATA NOT AVAILABLE | DATA NOT AVAILABLE | DATA NOT AVAILABLE | DATA NOT AVAILABLE | DATA NOT AVAILABLE | DATA NOT AVAILABLE | DATA NOT AVAILABLE | DATA NOT AVAILABLE | DATA NOT AVAILABLE | DATA NOT AVAILABLE | DATA NOT AVAILABLE | DATA NOT AVAILABLE | DATA NOT AVAILABLE | DATA NOT AVAILABLE | DATA NOT AVAILABLE | CONNECTED | 0.855 | 0.855 | 0.9 | DATA NOT AVAILABLE | DATA NOT AVAILABLE | DATA NOT AVAILABLE | DATA NOT AVAILABLE | DATA NOT AVAILABLE | DATA NOT AVAILABLE | DATA NOT AVAILABLE | DATA NOT AVAILABLE | DATA NOT AVAILABLE | DATA NOT AVAILABLE | DATA NOT AVAILABLE | DATA NOT AVAILABLE | DATA NOT AVAILABLE | DATA NOT AVAILABLE | DATA NOT AVAILABLE | DATA NOT AVAILABLE | 2023-08-10
1700052310437 | DATA NOT AVAILABLE | TIREE RENEWABLE ENERGY COMPANY LIMITED | IMPORT FROM GRID | PRIVATE GENERATOR | RUAIG WIND TURBINE | ISLE OF TIREE | ARGYLL AND BUTE | PA77 6TR | SCOTLAND | 107001 | 747777 | TAYNUILT | DATA NOT APPLICABLE | DERVAIG | 11 | SCOTTISH HYDRO ELECTRIC POWER DISTRIBUTION PLC | DATA NOT AVAILABLE | DATA NOT AVAILABLE | DATA NOT AVAILABLE | DATA NOT AVAILABLE | DATA NOT AVAILABLE | DATA NOT AVAILABLE | DATA NOT AVAILABLE | DATA NOT AVAILABLE | DATA NOT AVAILABLE | DATA NOT AVAILABLE | DATA NOT AVAILABLE | DATA NOT AVAILABLE | DATA NOT AVAILABLE | DATA NOT AVAILABLE | DATA NOT AVAILABLE | DATA NOT AVAILABLE | DATA NOT AVAILABLE | DATA NOT AVAILABLE | DATA NOT AVAILABLE | CONNECTED | 0.9025 | 0.9025 | 0.95 | DATA NOT AVAILABLE | DATA NOT AVAILABLE | DATA NOT AVAILABLE | DATA NOT AVAILABLE | DATA NOT AVAILABLE | DATA NOT AVAILABLE | DATA NOT AVAILABLE | DATA NOT AVAILABLE | DATA NOT AVAILABLE | DATA NOT AVAILABLE | DATA NOT AVAILABLE | DATA NOT AVAILABLE | DATA NOT AVAILABLE | DATA NOT AVAILABLE | DATA NOT AVAILABLE | DATA NOT AVAILABLE | 2023-08-10
1700052335983 | DATA NOT AVAILABLE | COOP PPA SITES | NEWSTEAD WINDFARM | DATA NOT AVAILABLE | DATA NOT AVAILABLE | ABERDEEN | ABERDEEN | AB53 5YY | SCOTLAND | 381412 | 850288 | MACDUFF | DATA NOT APPLICABLE | TURRIFF | 11 | SCOTTISH HYDRO ELECTRIC POWER DISTRIBUTION PLC | DATA NOT AVAILABLE | DATA NOT AVAILABLE | DATA NOT AVAILABLE | DATA NOT AVAILABLE | DATA NOT AVAILABLE | DATA NOT AVAILABLE | DATA NOT AVAILABLE | DATA NOT AVAILABLE | DATA NOT AVAILABLE | DATA NOT AVAILABLE | DATA NOT AVAILABLE | DATA NOT AVAILABLE | DATA NOT AVAILABLE | DATA NOT AVAILABLE | DATA NOT AVAILABLE | DATA NOT AVAILABLE | DATA NOT AVAILABLE | DATA NOT AVAILABLE | DATA NOT AVAILABLE | CONNECTED | 0.85025 | 0.85025 | 0.895 | DATA NOT AVAILABLE | DATA NOT AVAILABLE | DATA NOT AVAILABLE | DATA NOT AVAILABLE | DATA NOT AVAILABLE | DATA NOT AVAILABLE | DATA NOT AVAILABLE | DATA NOT AVAILABLE | DATA NOT AVAILABLE | DATA NOT AVAILABLE | DATA NOT AVAILABLE | DATA NOT AVAILABLE | DATA NOT AVAILABLE | DATA NOT AVAILABLE | DATA NOT AVAILABLE | DATA NOT AVAILABLE | 2023-08-10
1700052338344 | DATA NOT AVAILABLE | ARDVORLICH ESTATE LIMITED | STATION | ARDVORLICH HYDRO GENERATING | DATA NOT AVAILABLE | LOCHEARNHEAD | STIRLING | FK19 8QE | SCOTLAND | 260596 | 722771 | KILLIN | DATA NOT APPLICABLE | LOCHEARNHEAD | 11 | SCOTTISH HYDRO ELECTRIC POWER DISTRIBUTION PLC | DATA NOT AVAILABLE | DATA NOT AVAILABLE | DATA NOT AVAILABLE | DATA NOT AVAILABLE | DATA NOT AVAILABLE | DATA NOT AVAILABLE | DATA NOT AVAILABLE | DATA NOT AVAILABLE | DATA NOT AVAILABLE | DATA NOT AVAILABLE | DATA NOT AVAILABLE | DATA NOT AVAILABLE | DATA NOT AVAILABLE | DATA NOT AVAILABLE | DATA NOT AVAILABLE | DATA NOT AVAILABLE | DATA NOT AVAILABLE | DATA NOT AVAILABLE | DATA NOT AVAILABLE | CONNECTED | 0.7657 | 0.7657 | 0.806 | DATA NOT AVAILABLE | DATA NOT AVAILABLE | DATA NOT AVAILABLE | DATA NOT AVAILABLE | DATA NOT AVAILABLE | DATA NOT AVAILABLE | DATA NOT AVAILABLE | DATA NOT AVAILABLE | DATA NOT AVAILABLE | DATA NOT AVAILABLE | DATA NOT AVAILABLE | DATA NOT AVAILABLE | DATA NOT AVAILABLE | DATA NOT AVAILABLE | DATA NOT AVAILABLE | DATA NOT AVAILABLE | 2023-08-10
1700052347190 | DATA NOT AVAILABLE | GARVAULT HYDRO LIMITED | GENERATING STATION | GARVAULT HYDRO | DATA NOT AVAILABLE | LAIRG | HIGHLAND | IV27 4NZ | SCOTLAND | 234653 | 936077 | CASSLEY | DATA NOT APPLICABLE | CASSLEY GRID | 33 | SCOTTISH HYDRO ELECTRIC POWER DISTRIBUTION PLC | HYDRO (TO BE CONFIRMED) | HYDRO POWER SYSTEM | DATA NOT AVAILABLE | DATA NOT AVAILABLE | DATA NOT AVAILABLE | DATA NOT AVAILABLE | DATA NOT AVAILABLE | DATA NOT AVAILABLE | DATA NOT AVAILABLE | DATA NOT AVAILABLE | DATA NOT AVAILABLE | DATA NOT AVAILABLE | DATA NOT AVAILABLE | DATA NOT AVAILABLE | DATA NOT AVAILABLE | DATA NOT AVAILABLE | DATA NOT AVAILABLE | DATA NOT AVAILABLE | DATA NOT AVAILABLE | CONNECTED | 0.855 | 0.855 | 0.9 | DATA NOT AVAILABLE | DATA NOT AVAILABLE | DATA NOT AVAILABLE | DATA NOT AVAILABLE | DATA NOT AVAILABLE | DATA NOT AVAILABLE | DATA NOT AVAILABLE | DATA NOT AVAILABLE | DATA NOT AVAILABLE | DATA NOT AVAILABLE | DATA NOT AVAILABLE | DATA NOT AVAILABLE | DATA NOT AVAILABLE | DATA NOT AVAILABLE | DATA NOT AVAILABLE | DATA NOT AVAILABLE | 2023-08-10
1700052347214 | DATA NOT AVAILABLE | MERKLAND AND REAY FOREST HYDRO LIMITED | GENERATING STATION | MERKLAND HYDRO | DATA NOT AVAILABLE | LAIRG | HIGHLAND | IV27 4NY | SCOTLAND | 241385 | 923459 | CASSLEY | DATA NOT APPLICABLE | CASSLEY GRID | 33 | SCOTTISH HYDRO ELECTRIC POWER DISTRIBUTION PLC | DATA NOT AVAILABLE | DATA NOT AVAILABLE | DATA NOT AVAILABLE | DATA NOT AVAILABLE | DATA NOT AVAILABLE | DATA NOT AVAILABLE | DATA NOT AVAILABLE | DATA NOT AVAILABLE | DATA NOT AVAILABLE | DATA NOT AVAILABLE | DATA NOT AVAILABLE | DATA NOT AVAILABLE | DATA NOT AVAILABLE | DATA NOT AVAILABLE | DATA NOT AVAILABLE | DATA NOT AVAILABLE | DATA NOT AVAILABLE | DATA NOT AVAILABLE | DATA NOT AVAILABLE | CONNECTED | 0.665 | 0.665 | 0.7 | DATA NOT AVAILABLE | DATA NOT AVAILABLE | DATA NOT AVAILABLE | DATA NOT AVAILABLE | DATA NOT AVAILABLE | DATA NOT AVAILABLE | DATA NOT AVAILABLE | DATA NOT AVAILABLE | DATA NOT AVAILABLE | DATA NOT AVAILABLE | DATA NOT AVAILABLE | DATA NOT AVAILABLE | DATA NOT AVAILABLE | DATA NOT AVAILABLE | DATA NOT AVAILABLE | DATA NOT AVAILABLE | 2023-08-10
1700052369290 | DATA NOT AVAILABLE | ABERSANDA LIMITED | ABERNETHY TRUST | KILMALIEU HYDRO GEN STATION | DATA NOT AVAILABLE | FORT WILLIAM | HIGHLAND | PH33 7AD | SCOTLAND | 193968 | 759348 | DATA NOT AVAILABLE | DATA NOT APPLICABLE | DATA NOT AVAILABLE | DATA NOT AVAILABLE | SCOTTISH HYDRO ELECTRIC POWER DISTRIBUTION PLC | DATA NOT AVAILABLE | DATA NOT AVAILABLE | DATA NOT AVAILABLE | DATA NOT AVAILABLE | DATA NOT AVAILABLE | DATA NOT AVAILABLE | DATA NOT AVAILABLE | DATA NOT AVAILABLE | DATA NOT AVAILABLE | DATA NOT AVAILABLE | DATA NOT AVAILABLE | DATA NOT AVAILABLE | DATA NOT AVAILABLE | DATA NOT AVAILABLE | DATA NOT AVAILABLE | DATA NOT AVAILABLE | DATA NOT AVAILABLE | DATA NOT AVAILABLE | DATA NOT AVAILABLE | CONNECTED | 0.09025 | 0.09025 | 0.095 | DATA NOT AVAILABLE | DATA NOT AVAILABLE | DATA NOT AVAILABLE | DATA NOT AVAILABLE | DATA NOT AVAILABLE | DATA NOT AVAILABLE | DATA NOT AVAILABLE | DATA NOT AVAILABLE | DATA NOT AVAILABLE | DATA NOT AVAILABLE | DATA NOT AVAILABLE | DATA NOT AVAILABLE | DATA NOT AVAILABLE | DATA NOT AVAILABLE | DATA NOT AVAILABLE | DATA NOT AVAILABLE | 2023-08-10
1700052383514 | DATA NOT AVAILABLE | SOUTH CHESTHILL HYDRO LIMITED | INVERINAIN HYDRO GEN STATION | DATA NOT AVAILABLE | DATA NOT AVAILABLE | PERTH | PERTHSHIRE AND KINROSS | PH15 2PP | SCOTLAND | 258170 | 747123 | KILLIN | DATA NOT APPLICABLE | KILLIN GRID | 33 | SCOTTISH HYDRO ELECTRIC POWER DISTRIBUTION PLC | DATA NOT AVAILABLE | DATA NOT AVAILABLE | DATA NOT AVAILABLE | DATA NOT AVAILABLE | DATA NOT AVAILABLE | DATA NOT AVAILABLE | DATA NOT AVAILABLE | DATA NOT AVAILABLE | DATA NOT AVAILABLE | DATA NOT AVAILABLE | DATA NOT AVAILABLE | DATA NOT AVAILABLE | DATA NOT AVAILABLE | DATA NOT AVAILABLE | DATA NOT AVAILABLE | DATA NOT AVAILABLE | DATA NOT AVAILABLE | DATA NOT AVAILABLE | DATA NOT AVAILABLE | CONNECTED | 0.8075 | 0.8075 | 0.85 | DATA NOT AVAILABLE | DATA NOT AVAILABLE | DATA NOT AVAILABLE | DATA NOT AVAILABLE | DATA NOT AVAILABLE | DATA NOT AVAILABLE | DATA NOT AVAILABLE | DATA NOT AVAILABLE | DATA NOT AVAILABLE | DATA NOT AVAILABLE | DATA NOT AVAILABLE | DATA NOT AVAILABLE | DATA NOT AVAILABLE | DATA NOT AVAILABLE | DATA NOT AVAILABLE | DATA NOT AVAILABLE | 2023-08-10
1700052388879 | DATA NOT AVAILABLE | MILLBURN PARTNERSHIP | MILLBURN HYDRO SCHEME | DATA NOT AVAILABLE | DATA NOT AVAILABLE | ROGART | HIGHLAND | IV28 3XG | SCOTLAND | 271476 | 905031 | LAIRG | DATA NOT APPLICABLE | TRESSADY | 33 | SCOTTISH HYDRO ELECTRIC POWER DISTRIBUTION PLC | DATA NOT AVAILABLE | DATA NOT AVAILABLE | DATA NOT AVAILABLE | DATA NOT AVAILABLE | DATA NOT AVAILABLE | DATA NOT AVAILABLE | DATA NOT AVAILABLE | DATA NOT AVAILABLE | DATA NOT AVAILABLE | DATA NOT AVAILABLE | DATA NOT AVAILABLE | DATA NOT AVAILABLE | DATA NOT AVAILABLE | DATA NOT AVAILABLE | DATA NOT AVAILABLE | DATA NOT AVAILABLE | DATA NOT AVAILABLE | DATA NOT AVAILABLE | DATA NOT AVAILABLE | CONNECTED | 0.0532 | 0.0532 | 0.056 | DATA NOT AVAILABLE | DATA NOT AVAILABLE | DATA NOT AVAILABLE | DATA NOT AVAILABLE | DATA NOT AVAILABLE | DATA NOT AVAILABLE | DATA NOT AVAILABLE | DATA NOT AVAILABLE | DATA NOT AVAILABLE | DATA NOT AVAILABLE | DATA NOT AVAILABLE | DATA NOT AVAILABLE | DATA NOT AVAILABLE | DATA NOT AVAILABLE | DATA NOT AVAILABLE | DATA NOT AVAILABLE | 2023-08-10
1700052394446 | DATA NOT AVAILABLE | MULL CHEESE HYDRO GENERATOR | MULL CHEESE HYDRO GENERATOR | IMPORT/EXPORT | DATA NOT AVAILABLE | ISLE OF MULL | ARGYLL AND BUTE | PA75 6QD | SCOTLAND | 144613 | 756535 | TAYNUILT | DATA NOT APPLICABLE | DERVAIG | 11 | SCOTTISH HYDRO ELECTRIC POWER DISTRIBUTION PLC | HYDRO (TO BE CONFIRMED) | HYDRO POWER SYSTEM | DATA NOT AVAILABLE | DATA NOT AVAILABLE | DATA NOT AVAILABLE | DATA NOT AVAILABLE | DATA NOT AVAILABLE | DATA NOT AVAILABLE | DATA NOT AVAILABLE | DATA NOT AVAILABLE | DATA NOT AVAILABLE | DATA NOT AVAILABLE | DATA NOT AVAILABLE | DATA NOT AVAILABLE | DATA NOT AVAILABLE | DATA NOT AVAILABLE | DATA NOT AVAILABLE | DATA NOT AVAILABLE | DATA NOT AVAILABLE | CONNECTED | 0.2356 | 0.2356 | 0.248 | DATA NOT AVAILABLE | DATA NOT AVAILABLE | DATA NOT AVAILABLE | DATA NOT AVAILABLE | DATA NOT AVAILABLE | DATA NOT AVAILABLE | DATA NOT AVAILABLE | DATA NOT AVAILABLE | DATA NOT AVAILABLE | DATA NOT AVAILABLE | DATA NOT AVAILABLE | DATA NOT AVAILABLE | DATA NOT AVAILABLE | DATA NOT AVAILABLE | DATA NOT AVAILABLE | DATA NOT AVAILABLE | 2023-08-10
1700052401002 | DATA NOT AVAILABLE | ABERDEEN AND NORTHERN EGGS LTD | WEST COCKMUIR WINDFARM | DATA NOT AVAILABLE | DATA NOT AVAILABLE | FRASERBURGH | ABERDEENSHIRE | AB43 6RQ | SCOTLAND | 398798 | 855675 | STRICHEN | DATA NOT APPLICABLE | STRICHEN | 11 | SCOTTISH HYDRO ELECTRIC POWER DISTRIBUTION PLC | DATA NOT AVAILABLE | DATA NOT AVAILABLE | DATA NOT AVAILABLE | DATA NOT AVAILABLE | DATA NOT AVAILABLE | DATA NOT AVAILABLE | DATA NOT AVAILABLE | DATA NOT AVAILABLE | DATA NOT AVAILABLE | DATA NOT AVAILABLE | DATA NOT AVAILABLE | DATA NOT AVAILABLE | DATA NOT AVAILABLE | DATA NOT AVAILABLE | DATA NOT AVAILABLE | DATA NOT AVAILABLE | DATA NOT AVAILABLE | DATA NOT AVAILABLE | DATA NOT AVAILABLE | CONNECTED | 0.76 | 0.76 | 0.8 | DATA NOT AVAILABLE | DATA NOT AVAILABLE | DATA NOT AVAILABLE | DATA NOT AVAILABLE | DATA NOT AVAILABLE | DATA NOT AVAILABLE | DATA NOT AVAILABLE | DATA NOT AVAILABLE | DATA NOT AVAILABLE | DATA NOT AVAILABLE | DATA NOT AVAILABLE | DATA NOT AVAILABLE | DATA NOT AVAILABLE | DATA NOT AVAILABLE | DATA NOT AVAILABLE | DATA NOT AVAILABLE | 2023-08-10
1700052401049 | DATA NOT AVAILABLE | HEBRIDEAN ENERGY LIMITED | HEBRIDEAN ENERGY FOOD PROCESSING PLANT | DATA NOT AVAILABLE | DATA NOT AVAILABLE | ISLE OF SOUTH UIST | EILEAN SIAR | HS8 5SA | SCOTLAND | 74436 | 829770 | ARDMORE GRID | DATA NOT APPLICABLE | DRIMORE | 11 | SCOTTISH HYDRO ELECTRIC POWER DISTRIBUTION PLC | DATA NOT AVAILABLE | DATA NOT AVAILABLE | DATA NOT AVAILABLE | DATA NOT AVAILABLE | DATA NOT AVAILABLE | DATA NOT AVAILABLE | DATA NOT AVAILABLE | DATA NOT AVAILABLE | DATA NOT AVAILABLE | DATA NOT AVAILABLE | DATA NOT AVAILABLE | DATA NOT AVAILABLE | DATA NOT AVAILABLE | DATA NOT AVAILABLE | DATA NOT AVAILABLE | DATA NOT AVAILABLE | DATA NOT AVAILABLE | DATA NOT AVAILABLE | DATA NOT AVAILABLE | CONNECTED | 0.3135 | 0.3135 | 0.33 | DATA NOT AVAILABLE | DATA NOT AVAILABLE | DATA NOT AVAILABLE | DATA NOT AVAILABLE | DATA NOT AVAILABLE | DATA NOT AVAILABLE | DATA NOT AVAILABLE | DATA NOT AVAILABLE | DATA NOT AVAILABLE | DATA NOT AVAILABLE | DATA NOT AVAILABLE | DATA NOT AVAILABLE | DATA NOT AVAILABLE | DATA NOT AVAILABLE | DATA NOT AVAILABLE | DATA NOT AVAILABLE | 2023-08-10
1700052418414 | DATA NOT AVAILABLE | DAVID REES T/A CASTLES ESTATE | CASTLES ESTATE HYDRO | DATA NOT AVAILABLE | DATA NOT AVAILABLE | DALMALLY | ARGYLL AND BUTE | PA33 1BP | SCOTLAND | 196941 | 709185 | TAYNUILT | DATA NOT APPLICABLE | TAYNUILT GRID | 33 | SCOTTISH HYDRO ELECTRIC POWER DISTRIBUTION PLC | DATA NOT AVAILABLE | DATA NOT AVAILABLE | DATA NOT AVAILABLE | DATA NOT AVAILABLE | DATA NOT AVAILABLE | DATA NOT AVAILABLE | DATA NOT AVAILABLE | DATA NOT AVAILABLE | DATA NOT AVAILABLE | DATA NOT AVAILABLE | DATA NOT AVAILABLE | DATA NOT AVAILABLE | DATA NOT AVAILABLE | DATA NOT AVAILABLE | DATA NOT AVAILABLE | DATA NOT AVAILABLE | DATA NOT AVAILABLE | DATA NOT AVAILABLE | DATA NOT AVAILABLE | CONNECTED | 0.9994 | 0.9994 | 1.052 | DATA NOT AVAILABLE | DATA NOT AVAILABLE | DATA NOT AVAILABLE | DATA NOT AVAILABLE | DATA NOT AVAILABLE | DATA NOT AVAILABLE | DATA NOT AVAILABLE | DATA NOT AVAILABLE | DATA NOT AVAILABLE | DATA NOT AVAILABLE | DATA NOT AVAILABLE | DATA NOT AVAILABLE | DATA NOT AVAILABLE | DATA NOT AVAILABLE | DATA NOT AVAILABLE | DATA NOT AVAILABLE | 2023-08-10
1700052433723 | DATA NOT AVAILABLE | GIGHA GREEN POWER LIMITED | GIGHA II WIND TURBINE | DATA NOT AVAILABLE | DATA NOT AVAILABLE | ISLE OF GIGHA | ARGYLL AND BUTE | PA41 7AA | SCOTLAND | 165219 | 649874 | CARRADALE | DATA NOT APPLICABLE | BALLURE | 11 | SCOTTISH HYDRO ELECTRIC POWER DISTRIBUTION PLC | WIND | ONSHORE WIND TURBINES | DATA NOT AVAILABLE | DATA NOT AVAILABLE | DATA NOT AVAILABLE | DATA NOT AVAILABLE | DATA NOT AVAILABLE | DATA NOT AVAILABLE | DATA NOT AVAILABLE | DATA NOT AVAILABLE | DATA NOT AVAILABLE | DATA NOT AVAILABLE | DATA NOT AVAILABLE | DATA NOT AVAILABLE | DATA NOT AVAILABLE | DATA NOT AVAILABLE | DATA NOT AVAILABLE | DATA NOT AVAILABLE | DATA NOT AVAILABLE | CONNECTED | 0.25175 | 0.25175 | 0.265 | DATA NOT AVAILABLE | DATA NOT AVAILABLE | DATA NOT AVAILABLE | DATA NOT AVAILABLE | DATA NOT AVAILABLE | DATA NOT AVAILABLE | DATA NOT AVAILABLE | DATA NOT AVAILABLE | DATA NOT AVAILABLE | DATA NOT AVAILABLE | DATA NOT AVAILABLE | DATA NOT AVAILABLE | DATA NOT AVAILABLE | DATA NOT AVAILABLE | DATA NOT AVAILABLE | DATA NOT AVAILABLE | 2023-08-10
1700052434959 | DATA NOT AVAILABLE | GLENFINNAN HYDRO LIMITED | RIVER FINNAN HYDRO GENERATOR | DATA NOT AVAILABLE | DATA NOT AVAILABLE | FORT WILLIAM | HIGHLAND | PH37 4LT | SCOTLAND | 190178 | 780790 | FORT WILLIAM | DATA NOT APPLICABLE | FORT WILLIAM GRID | 33 | SCOTTISH HYDRO ELECTRIC POWER DISTRIBUTION PLC | HYDRO (TO BE CONFIRMED) | HYDRO POWER SYSTEM | DATA NOT AVAILABLE | DATA NOT AVAILABLE | DATA NOT AVAILABLE | DATA NOT AVAILABLE | DATA NOT AVAILABLE | DATA NOT AVAILABLE | DATA NOT AVAILABLE | DATA NOT AVAILABLE | DATA NOT AVAILABLE | DATA NOT AVAILABLE | DATA NOT AVAILABLE | DATA NOT AVAILABLE | DATA NOT AVAILABLE | DATA NOT AVAILABLE | DATA NOT AVAILABLE | DATA NOT AVAILABLE | DATA NOT AVAILABLE | CONNECTED | 0.76 | 0.76 | 0.8 | DATA NOT AVAILABLE | DATA NOT AVAILABLE | DATA NOT AVAILABLE | DATA NOT AVAILABLE | DATA NOT AVAILABLE | DATA NOT AVAILABLE | DATA NOT AVAILABLE | DATA NOT AVAILABLE | DATA NOT AVAILABLE | DATA NOT AVAILABLE | DATA NOT AVAILABLE | DATA NOT AVAILABLE | DATA NOT AVAILABLE | DATA NOT AVAILABLE | DATA NOT AVAILABLE | DATA NOT AVAILABLE | 2023-08-10
1700052438378 | DATA NOT AVAILABLE | COOP PPA SITES | HATSTON WINDFARM | DATA NOT AVAILABLE | GENERATING STATION | KIRKWALL | ORKNEY | KW15 1UB | SCOTLAND | 343228 | 1012062 | THURSO | DATA NOT APPLICABLE | KIRKWALL | 11 | SCOTTISH HYDRO ELECTRIC POWER DISTRIBUTION PLC | WIND | ONSHORE WIND TURBINES | DATA NOT AVAILABLE | DATA NOT AVAILABLE | DATA NOT AVAILABLE | DATA NOT AVAILABLE | DATA NOT AVAILABLE | DATA NOT AVAILABLE | DATA NOT AVAILABLE | DATA NOT AVAILABLE | DATA NOT AVAILABLE | DATA NOT AVAILABLE | DATA NOT AVAILABLE | DATA NOT AVAILABLE | DATA NOT AVAILABLE | DATA NOT AVAILABLE | DATA NOT AVAILABLE | DATA NOT AVAILABLE | DATA NOT AVAILABLE | CONNECTED | 0.855 | 0.855 | 0.9 | DATA NOT AVAILABLE | DATA NOT AVAILABLE | DATA NOT AVAILABLE | DATA NOT AVAILABLE | DATA NOT AVAILABLE | DATA NOT AVAILABLE | DATA NOT AVAILABLE | DATA NOT AVAILABLE | DATA NOT AVAILABLE | DATA NOT AVAILABLE | DATA NOT AVAILABLE | DATA NOT AVAILABLE | DATA NOT AVAILABLE | DATA NOT AVAILABLE | DATA NOT AVAILABLE | DATA NOT AVAILABLE | 2023-08-10
1700052442676 | DATA NOT AVAILABLE | SCOTSTON WIND POWER LIMITED | SCOTSTON WINDFARM | DATA NOT AVAILABLE | SCOTSTON | DUNDEE | DUNDEE | DD3 0QT | SCOTLAND | 333537 | 738972 | COUPAR ANGUS | DATA NOT APPLICABLE | LEOCH | 11 | SCOTTISH HYDRO ELECTRIC POWER DISTRIBUTION PLC | WIND | ONSHORE WIND TURBINES | DATA NOT AVAILABLE | DATA NOT AVAILABLE | DATA NOT AVAILABLE | DATA NOT AVAILABLE | DATA NOT AVAILABLE | DATA NOT AVAILABLE | DATA NOT AVAILABLE | DATA NOT AVAILABLE | DATA NOT AVAILABLE | DATA NOT AVAILABLE | DATA NOT AVAILABLE | DATA NOT AVAILABLE | DATA NOT AVAILABLE | DATA NOT AVAILABLE | DATA NOT AVAILABLE | DATA NOT AVAILABLE | DATA NOT AVAILABLE | CONNECTED | 0.76 | 0.76 | 0.8 | DATA NOT AVAILABLE | DATA NOT AVAILABLE | DATA NOT AVAILABLE | DATA NOT AVAILABLE | DATA NOT AVAILABLE | DATA NOT AVAILABLE | DATA NOT AVAILABLE | DATA NOT AVAILABLE | DATA NOT AVAILABLE | DATA NOT AVAILABLE | DATA NOT AVAILABLE | DATA NOT AVAILABLE | DATA NOT AVAILABLE | DATA NOT AVAILABLE | DATA NOT AVAILABLE | DATA NOT AVAILABLE | 2023-08-10
1700052461093 | DATA NOT AVAILABLE | GIFFINDOR MACDAIRMED | S S C | APPLECROSS RUSSEL BURN MAIN | DATA NOT AVAILABLE | STRATHCARRON | HIGHLAND | IV54 8XF | SCOTLAND | 182341 | 840705 | BROADFORD | DATA NOT APPLICABLE | KISHORNHILL | 11 | SCOTTISH HYDRO ELECTRIC POWER DISTRIBUTION PLC | DATA NOT AVAILABLE | DATA NOT AVAILABLE | DATA NOT AVAILABLE | DATA NOT AVAILABLE | DATA NOT AVAILABLE | DATA NOT AVAILABLE | DATA NOT AVAILABLE | DATA NOT AVAILABLE | DATA NOT AVAILABLE | DATA NOT AVAILABLE | DATA NOT AVAILABLE | DATA NOT AVAILABLE | DATA NOT AVAILABLE | DATA NOT AVAILABLE | DATA NOT AVAILABLE | DATA NOT AVAILABLE | DATA NOT AVAILABLE | DATA NOT AVAILABLE | DATA NOT AVAILABLE | CONNECTED | 0.4275 | 0.4275 | 0.45 | DATA NOT AVAILABLE | DATA NOT AVAILABLE | DATA NOT AVAILABLE | DATA NOT AVAILABLE | DATA NOT AVAILABLE | DATA NOT AVAILABLE | DATA NOT AVAILABLE | DATA NOT AVAILABLE | DATA NOT AVAILABLE | DATA NOT AVAILABLE | DATA NOT AVAILABLE | DATA NOT AVAILABLE | DATA NOT AVAILABLE | DATA NOT AVAILABLE | DATA NOT AVAILABLE | DATA NOT AVAILABLE | 2023-08-10
1700052466000 | DATA NOT AVAILABLE | HERSCHA WIND ENERGY LIMITED | WIND GENERATING STATION | HERSCHA HILL | HERSCHA HILL | LAURENCEKIRK | ABERDIEENSHIRE | AB30 1TX | SCOTLAND | 374247 | 779870 | FIDDES | DATA NOT APPLICABLE | STONEHAVEN | 11 | SCOTTISH HYDRO ELECTRIC POWER DISTRIBUTION PLC | DATA NOT AVAILABLE | DATA NOT AVAILABLE | DATA NOT AVAILABLE | DATA NOT AVAILABLE | DATA NOT AVAILABLE | DATA NOT AVAILABLE | DATA NOT AVAILABLE | DATA NOT AVAILABLE | DATA NOT AVAILABLE | DATA NOT AVAILABLE | DATA NOT AVAILABLE | DATA NOT AVAILABLE | DATA NOT AVAILABLE | DATA NOT AVAILABLE | DATA NOT AVAILABLE | DATA NOT AVAILABLE | DATA NOT AVAILABLE | DATA NOT AVAILABLE | DATA NOT AVAILABLE | CONNECTED | 0.76 | 0.76 | 0.8 | DATA NOT AVAILABLE | DATA NOT AVAILABLE | DATA NOT AVAILABLE | DATA NOT AVAILABLE | DATA NOT AVAILABLE | DATA NOT AVAILABLE | DATA NOT AVAILABLE | DATA NOT AVAILABLE | DATA NOT AVAILABLE | DATA NOT AVAILABLE | DATA NOT AVAILABLE | DATA NOT AVAILABLE | DATA NOT AVAILABLE | DATA NOT AVAILABLE | DATA NOT AVAILABLE | DATA NOT AVAILABLE | 2023-08-10
1700052471756 | DATA NOT AVAILABLE | RINGLINK (SCOTLAND) LIMITED | CLOVA HYDRO GENERATING STATION | DATA NOT AVAILABLE | KIRKTON OF CLOVA | KIRRIEMUIR | ANGUS | DD8 4QS | SCOTLAND | 334190 | 772348 | LUNANHEAD | DATA NOT APPLICABLE | MARYTON | 11 | SCOTTISH HYDRO ELECTRIC POWER DISTRIBUTION PLC | HYDRO (TO BE CONFIRMED) | HYDRO POWER SYSTEM | DATA NOT AVAILABLE | DATA NOT AVAILABLE | DATA NOT AVAILABLE | DATA NOT AVAILABLE | DATA NOT AVAILABLE | DATA NOT AVAILABLE | DATA NOT AVAILABLE | DATA NOT AVAILABLE | DATA NOT AVAILABLE | DATA NOT AVAILABLE | DATA NOT AVAILABLE | DATA NOT AVAILABLE | DATA NOT AVAILABLE | DATA NOT AVAILABLE | DATA NOT AVAILABLE | DATA NOT AVAILABLE | DATA NOT AVAILABLE | CONNECTED | 0.2299 | 0.2299 | 0.242 | DATA NOT AVAILABLE | DATA NOT AVAILABLE | DATA NOT AVAILABLE | DATA NOT AVAILABLE | DATA NOT AVAILABLE | DATA NOT AVAILABLE | DATA NOT AVAILABLE | DATA NOT AVAILABLE | DATA NOT AVAILABLE | DATA NOT AVAILABLE | DATA NOT AVAILABLE | DATA NOT AVAILABLE | DATA NOT AVAILABLE | DATA NOT AVAILABLE | DATA NOT AVAILABLE | DATA NOT AVAILABLE | 2023-08-10
1700052479338 | DATA NOT AVAILABLE | COOP PPA SITES | ORE BRAE WINDFARM | DATA NOT AVAILABLE | DATA NOT AVAILABLE | ORKNEY | ORKNEY ISLANDS | KW17 2QJ | SCOTLAND | 358184 | 1005918 | THURSO | DATA NOT APPLICABLE | ST MARYS | 11 | SCOTTISH HYDRO ELECTRIC POWER DISTRIBUTION PLC | WIND | ONSHORE WIND TURBINES | DATA NOT AVAILABLE | DATA NOT AVAILABLE | DATA NOT AVAILABLE | DATA NOT AVAILABLE | DATA NOT AVAILABLE | DATA NOT AVAILABLE | DATA NOT AVAILABLE | DATA NOT AVAILABLE | DATA NOT AVAILABLE | DATA NOT AVAILABLE | DATA NOT AVAILABLE | DATA NOT AVAILABLE | DATA NOT AVAILABLE | DATA NOT AVAILABLE | DATA NOT AVAILABLE | DATA NOT AVAILABLE | DATA NOT AVAILABLE | CONNECTED | 0.855 | 0.855 | 0.9 | DATA NOT AVAILABLE | DATA NOT AVAILABLE | DATA NOT AVAILABLE | DATA NOT AVAILABLE | DATA NOT AVAILABLE | DATA NOT AVAILABLE | DATA NOT AVAILABLE | DATA NOT AVAILABLE | DATA NOT AVAILABLE | DATA NOT AVAILABLE | DATA NOT AVAILABLE | DATA NOT AVAILABLE | DATA NOT AVAILABLE | DATA NOT AVAILABLE | DATA NOT AVAILABLE | DATA NOT AVAILABLE | 2023-08-10
1700052479383 | DATA NOT AVAILABLE | COOP PPA SITES | STRONSAY RENEWABLE ENERGY LIMITED | DATA NOT AVAILABLE | B9060 FROM PIER TO AIRAFEA ROAD | STRONSAY | ORKNEY ISLANDS | KW17 2AR | SCOTLAND | 365673 | 1028374 | THURSO | DATA NOT APPLICABLE | SCORRADALE | 0.4 | SCOTTISH HYDRO ELECTRIC POWER DISTRIBUTION PLC | DATA NOT AVAILABLE | DATA NOT AVAILABLE | DATA NOT AVAILABLE | DATA NOT AVAILABLE | DATA NOT AVAILABLE | DATA NOT AVAILABLE | DATA NOT AVAILABLE | DATA NOT AVAILABLE | DATA NOT AVAILABLE | DATA NOT AVAILABLE | DATA NOT AVAILABLE | DATA NOT AVAILABLE | DATA NOT AVAILABLE | DATA NOT AVAILABLE | DATA NOT AVAILABLE | DATA NOT AVAILABLE | DATA NOT AVAILABLE | DATA NOT AVAILABLE | DATA NOT AVAILABLE | CONNECTED | 0.855 | 0.855 | 0.9 | DATA NOT AVAILABLE | DATA NOT AVAILABLE | DATA NOT AVAILABLE | DATA NOT AVAILABLE | DATA NOT AVAILABLE | DATA NOT AVAILABLE | DATA NOT AVAILABLE | DATA NOT AVAILABLE | DATA NOT AVAILABLE | DATA NOT AVAILABLE | DATA NOT AVAILABLE | DATA NOT AVAILABLE | DATA NOT AVAILABLE | DATA NOT AVAILABLE | DATA NOT AVAILABLE | DATA NOT AVAILABLE | 2023-08-10
1700052479408 | DATA NOT AVAILABLE | COOP PPA SITES | MID GARTH WINDFARM | DATA NOT AVAILABLE | DATA NOT AVAILABLE | ORKNEY | ORKNEY ISLANDS | KW17 2PR | SCOTLAND | 343793 | 1030725 | THURSO | DATA NOT APPLICABLE | ROUSAY | 11 | SCOTTISH HYDRO ELECTRIC POWER DISTRIBUTION PLC | WIND | ONSHORE WIND TURBINES | DATA NOT AVAILABLE | DATA NOT AVAILABLE | DATA NOT AVAILABLE | DATA NOT AVAILABLE | DATA NOT AVAILABLE | DATA NOT AVAILABLE | DATA NOT AVAILABLE | DATA NOT AVAILABLE | DATA NOT AVAILABLE | DATA NOT AVAILABLE | DATA NOT AVAILABLE | DATA NOT AVAILABLE | DATA NOT AVAILABLE | DATA NOT AVAILABLE | DATA NOT AVAILABLE | DATA NOT AVAILABLE | DATA NOT AVAILABLE | CONNECTED | 0.855 | 0.855 | 0.9 | DATA NOT AVAILABLE | DATA NOT AVAILABLE | DATA NOT AVAILABLE | DATA NOT AVAILABLE | DATA NOT AVAILABLE | DATA NOT AVAILABLE | DATA NOT AVAILABLE | DATA NOT AVAILABLE | DATA NOT AVAILABLE | DATA NOT AVAILABLE | DATA NOT AVAILABLE | DATA NOT AVAILABLE | DATA NOT AVAILABLE | DATA NOT AVAILABLE | DATA NOT AVAILABLE | DATA NOT AVAILABLE | 2023-08-10
1700052479435 | DATA NOT AVAILABLE | COOP PPA SITES | BRAEFOOT WINDFARM | 3 | DATA NOT AVAILABLE | ORKNEY | ORKNEY ISLANDS | KW17 2EA | SCOTLAND | 350896 | 1016617 | THURSO | DATA NOT APPLICABLE | SCORRADALE | 0.4 | SCOTTISH HYDRO ELECTRIC POWER DISTRIBUTION PLC | WIND | ONSHORE WIND TURBINES | DATA NOT AVAILABLE | DATA NOT AVAILABLE | DATA NOT AVAILABLE | DATA NOT AVAILABLE | DATA NOT AVAILABLE | DATA NOT AVAILABLE | DATA NOT AVAILABLE | DATA NOT AVAILABLE | DATA NOT AVAILABLE | DATA NOT AVAILABLE | DATA NOT AVAILABLE | DATA NOT AVAILABLE | DATA NOT AVAILABLE | DATA NOT AVAILABLE | DATA NOT AVAILABLE | DATA NOT AVAILABLE | DATA NOT AVAILABLE | CONNECTED | 0.855 | 0.855 | 0.9 | DATA NOT AVAILABLE | DATA NOT AVAILABLE | DATA NOT AVAILABLE | DATA NOT AVAILABLE | DATA NOT AVAILABLE | DATA NOT AVAILABLE | DATA NOT AVAILABLE | DATA NOT AVAILABLE | DATA NOT AVAILABLE | DATA NOT AVAILABLE | DATA NOT AVAILABLE | DATA NOT AVAILABLE | DATA NOT AVAILABLE | DATA NOT AVAILABLE | DATA NOT AVAILABLE | DATA NOT AVAILABLE | 2023-08-10
1700052484490 | DATA NOT AVAILABLE | ROROYERE HYDRO LTD | GENERATING STATION | ROROEYRE HYDRO | DATA NOT AVAILABLE | ABERFELDY | PERTHSHIRE AND KINROSS | PH15 2PW | SCOTLAND | 262329 | 747188 | KILLIN | DATA NOT APPLICABLE | KILLIN GRID | 33 | SCOTTISH HYDRO ELECTRIC POWER DISTRIBUTION PLC | HYDRO (TO BE CONFIRMED) | HYDRO POWER SYSTEM | DATA NOT AVAILABLE | DATA NOT AVAILABLE | DATA NOT AVAILABLE | DATA NOT AVAILABLE | DATA NOT AVAILABLE | DATA NOT AVAILABLE | DATA NOT AVAILABLE | DATA NOT AVAILABLE | DATA NOT AVAILABLE | DATA NOT AVAILABLE | DATA NOT AVAILABLE | DATA NOT AVAILABLE | DATA NOT AVAILABLE | DATA NOT AVAILABLE | DATA NOT AVAILABLE | DATA NOT AVAILABLE | DATA NOT AVAILABLE | CONNECTED | 0.8075 | 0.8075 | 0.85 | DATA NOT AVAILABLE | DATA NOT AVAILABLE | DATA NOT AVAILABLE | DATA NOT AVAILABLE | DATA NOT AVAILABLE | DATA NOT AVAILABLE | DATA NOT AVAILABLE | DATA NOT AVAILABLE | DATA NOT AVAILABLE | DATA NOT AVAILABLE | DATA NOT AVAILABLE | DATA NOT AVAILABLE | DATA NOT AVAILABLE | DATA NOT AVAILABLE | DATA NOT AVAILABLE | DATA NOT AVAILABLE | 2023-08-10
1700052484940 | DATA NOT AVAILABLE | GLENMORISTON ELECTRIC COMPANY LIMITED | GENERATING STATION | ACHLAIN HYDRO | DATA NOT AVAILABLE | FORT WILLIAM | HIGHLAND | DATA NOT AVAILABLE | SCOTLAND | DATA NOT AVAILABLE | DATA NOT AVAILABLE | CEANNACROC | DATA NOT APPLICABLE | CEANNACROC GRID | 33 | SCOTTISH HYDRO ELECTRIC POWER DISTRIBUTION PLC | HYDRO (TO BE CONFIRMED) | HYDRO POWER SYSTEM | DATA NOT AVAILABLE | DATA NOT AVAILABLE | DATA NOT AVAILABLE | DATA NOT AVAILABLE | DATA NOT AVAILABLE | DATA NOT AVAILABLE | DATA NOT AVAILABLE | DATA NOT AVAILABLE | DATA NOT AVAILABLE | DATA NOT AVAILABLE | DATA NOT AVAILABLE | DATA NOT AVAILABLE | DATA NOT AVAILABLE | DATA NOT AVAILABLE | DATA NOT AVAILABLE | DATA NOT AVAILABLE | DATA NOT AVAILABLE | CONNECTED | 0.4275 | 0.4275 | 0.45 | DATA NOT AVAILABLE | DATA NOT AVAILABLE | DATA NOT AVAILABLE | DATA NOT AVAILABLE | DATA NOT AVAILABLE | DATA NOT AVAILABLE | DATA NOT AVAILABLE | DATA NOT AVAILABLE | DATA NOT AVAILABLE | DATA NOT AVAILABLE | DATA NOT AVAILABLE | DATA NOT AVAILABLE | DATA NOT AVAILABLE | DATA NOT AVAILABLE | DATA NOT AVAILABLE | DATA NOT AVAILABLE | 2023-08-10
1700052484978 | DATA NOT AVAILABLE | GLENMORISTON ELECTRIC COMPANY LIMITED | GENERATING STATION | BALNACAIRN HYDRO | DATA NOT AVAILABLE | FORT WILLIAM | HIGHLAND | DATA NOT AVAILABLE | SCOTLAND | DATA NOT AVAILABLE | DATA NOT AVAILABLE | CEANNACROC | DATA NOT APPLICABLE | CEANNACROC GRID | 33 | SCOTTISH HYDRO ELECTRIC POWER DISTRIBUTION PLC | HYDRO (TO BE CONFIRMED) | HYDRO POWER SYSTEM | DATA NOT AVAILABLE | DATA NOT AVAILABLE | DATA NOT AVAILABLE | DATA NOT AVAILABLE | DATA NOT AVAILABLE | DATA NOT AVAILABLE | DATA NOT AVAILABLE | DATA NOT AVAILABLE | DATA NOT AVAILABLE | DATA NOT AVAILABLE | DATA NOT AVAILABLE | DATA NOT AVAILABLE | DATA NOT AVAILABLE | DATA NOT AVAILABLE | DATA NOT AVAILABLE | DATA NOT AVAILABLE | DATA NOT AVAILABLE | CONNECTED | 0.6175 | 0.6175 | 0.65 | DATA NOT AVAILABLE | DATA NOT AVAILABLE | DATA NOT AVAILABLE | DATA NOT AVAILABLE | DATA NOT AVAILABLE | DATA NOT AVAILABLE | DATA NOT AVAILABLE | DATA NOT AVAILABLE | DATA NOT AVAILABLE | DATA NOT AVAILABLE | DATA NOT AVAILABLE | DATA NOT AVAILABLE | DATA NOT AVAILABLE | DATA NOT AVAILABLE | DATA NOT AVAILABLE | DATA NOT AVAILABLE | 2023-08-10
1700052484996 | DATA NOT AVAILABLE | ATHOLL HYDRO LIMITED | GENERATING STATION | BROOM BURN HYDRO | ATHOLL ESTATE | PITLOCHRY | PERTHSHIRE AND KINROSS | PH9 0ND | SCOTLAND | 297880 | 755007 | TUMMEL BRIDGE | DATA NOT APPLICABLE | PITLOCHRY | 11 | SCOTTISH HYDRO ELECTRIC POWER DISTRIBUTION PLC | HYDRO (TO BE CONFIRMED) | HYDRO POWER SYSTEM | DATA NOT AVAILABLE | DATA NOT AVAILABLE | DATA NOT AVAILABLE | DATA NOT AVAILABLE | DATA NOT AVAILABLE | DATA NOT AVAILABLE | DATA NOT AVAILABLE | DATA NOT AVAILABLE | DATA NOT AVAILABLE | DATA NOT AVAILABLE | DATA NOT AVAILABLE | DATA NOT AVAILABLE | DATA NOT AVAILABLE | DATA NOT AVAILABLE | DATA NOT AVAILABLE | DATA NOT AVAILABLE | DATA NOT AVAILABLE | CONNECTED | 0.5206 | 0.5206 | 0.548 | DATA NOT AVAILABLE | DATA NOT AVAILABLE | DATA NOT AVAILABLE | DATA NOT AVAILABLE | DATA NOT AVAILABLE | DATA NOT AVAILABLE | DATA NOT AVAILABLE | DATA NOT AVAILABLE | DATA NOT AVAILABLE | DATA NOT AVAILABLE | DATA NOT AVAILABLE | DATA NOT AVAILABLE | DATA NOT AVAILABLE | DATA NOT AVAILABLE | DATA NOT AVAILABLE | DATA NOT AVAILABLE | 2023-08-10
1700052485800 | DATA NOT AVAILABLE | ATHOLL HYDRO LIMITED | HYDRO GENERATING STATION | DOWALLY BURN | ATHOLL ESTATE | PITLOCHRY | PERTHSHIRE AND KINROSS | PH9 0NT | SCOTLAND | 300163 | 748105 | TUMMEL BRIDGE | DATA NOT APPLICABLE | PITLOCHRY | 11 | SCOTTISH HYDRO ELECTRIC POWER DISTRIBUTION PLC | HYDRO (TO BE CONFIRMED) | HYDRO POWER SYSTEM | DATA NOT AVAILABLE | DATA NOT AVAILABLE | DATA NOT AVAILABLE | DATA NOT AVAILABLE | DATA NOT AVAILABLE | DATA NOT AVAILABLE | DATA NOT AVAILABLE | DATA NOT AVAILABLE | DATA NOT AVAILABLE | DATA NOT AVAILABLE | DATA NOT AVAILABLE | DATA NOT AVAILABLE | DATA NOT AVAILABLE | DATA NOT AVAILABLE | DATA NOT AVAILABLE | DATA NOT AVAILABLE | DATA NOT AVAILABLE | CONNECTED | 0.47025 | 0.47025 | 0.495 | DATA NOT AVAILABLE | DATA NOT AVAILABLE | DATA NOT AVAILABLE | DATA NOT AVAILABLE | DATA NOT AVAILABLE | DATA NOT AVAILABLE | DATA NOT AVAILABLE | DATA NOT AVAILABLE | DATA NOT AVAILABLE | DATA NOT AVAILABLE | DATA NOT AVAILABLE | DATA NOT AVAILABLE | DATA NOT AVAILABLE | DATA NOT AVAILABLE | DATA NOT AVAILABLE | DATA NOT AVAILABLE | 2023-08-10
1700052503200 | DATA NOT AVAILABLE | ELEMENTARY ENERGY LIMITED | ABHAINN SHALACAN HYDRO SCHEME | DATA NOT AVAILABLE | LOCHALINE | OBAN | HIGHLAND | PA80 5XU | SCOTLAND | 164095 | 745849 | FORT WILLIAM | DATA NOT APPLICABLE | LOCHALINE | 11 | SCOTTISH HYDRO ELECTRIC POWER DISTRIBUTION PLC | HYDRO (TO BE CONFIRMED) | HYDRO POWER SYSTEM | DATA NOT AVAILABLE | DATA NOT AVAILABLE | DATA NOT AVAILABLE | DATA NOT AVAILABLE | DATA NOT AVAILABLE | DATA NOT AVAILABLE | DATA NOT AVAILABLE | DATA NOT AVAILABLE | DATA NOT AVAILABLE | DATA NOT AVAILABLE | DATA NOT AVAILABLE | DATA NOT AVAILABLE | DATA NOT AVAILABLE | DATA NOT AVAILABLE | DATA NOT AVAILABLE | DATA NOT AVAILABLE | DATA NOT AVAILABLE | CONNECTED | 0.475 | 0.475 | 0.5 | DATA NOT AVAILABLE | DATA NOT AVAILABLE | DATA NOT AVAILABLE | DATA NOT AVAILABLE | DATA NOT AVAILABLE | DATA NOT AVAILABLE | DATA NOT AVAILABLE | DATA NOT AVAILABLE | DATA NOT AVAILABLE | DATA NOT AVAILABLE | DATA NOT AVAILABLE | DATA NOT AVAILABLE | DATA NOT AVAILABLE | DATA NOT AVAILABLE | DATA NOT AVAILABLE | DATA NOT AVAILABLE | 2023-08-10
1700052503326 | DATA NOT AVAILABLE | JOHN BROWN & SON | WEST ADAMSTON | DATA NOT AVAILABLE | DATA NOT AVAILABLE | DUNDEE | DUNDEE | DD2 5QX | SCOTLAND | 332936 | 735482 | COUPAR ANGUS | DATA NOT APPLICABLE | LEOCH | 11 | SCOTTISH HYDRO ELECTRIC POWER DISTRIBUTION PLC | DATA NOT AVAILABLE | DATA NOT AVAILABLE | DATA NOT AVAILABLE | DATA NOT AVAILABLE | DATA NOT AVAILABLE | DATA NOT AVAILABLE | DATA NOT AVAILABLE | DATA NOT AVAILABLE | DATA NOT AVAILABLE | DATA NOT AVAILABLE | DATA NOT AVAILABLE | DATA NOT AVAILABLE | DATA NOT AVAILABLE | DATA NOT AVAILABLE | DATA NOT AVAILABLE | DATA NOT AVAILABLE | DATA NOT AVAILABLE | DATA NOT AVAILABLE | DATA NOT AVAILABLE | CONNECTED | 0.095 | 0.095 | 0.1 | DATA NOT AVAILABLE | DATA NOT AVAILABLE | DATA NOT AVAILABLE | DATA NOT AVAILABLE | DATA NOT AVAILABLE | DATA NOT AVAILABLE | DATA NOT AVAILABLE | DATA NOT AVAILABLE | DATA NOT AVAILABLE | DATA NOT AVAILABLE | DATA NOT AVAILABLE | DATA NOT AVAILABLE | DATA NOT AVAILABLE | DATA NOT AVAILABLE | DATA NOT AVAILABLE | DATA NOT AVAILABLE | 2023-08-10
1700052506034 | DATA NOT AVAILABLE | BATLEUR LIMITED | BOGNIE WIND GENERATING STATION | DATA NOT AVAILABLE | BOGNIE FARM | FORRES | MORAY | IV36 2RN | SCOTLAND | 308731 | 856970 | NAIRN | DATA NOT APPLICABLE | FORRES | 11 | SCOTTISH HYDRO ELECTRIC POWER DISTRIBUTION PLC | WIND | ONSHORE WIND TURBINES | DATA NOT AVAILABLE | DATA NOT AVAILABLE | DATA NOT AVAILABLE | DATA NOT AVAILABLE | DATA NOT AVAILABLE | DATA NOT AVAILABLE | DATA NOT AVAILABLE | DATA NOT AVAILABLE | DATA NOT AVAILABLE | DATA NOT AVAILABLE | DATA NOT AVAILABLE | DATA NOT AVAILABLE | DATA NOT AVAILABLE | DATA NOT AVAILABLE | DATA NOT AVAILABLE | DATA NOT AVAILABLE | DATA NOT AVAILABLE | CONNECTED | 0.3135 | 0.3135 | 0.33 | DATA NOT AVAILABLE | DATA NOT AVAILABLE | DATA NOT AVAILABLE | DATA NOT AVAILABLE | DATA NOT AVAILABLE | DATA NOT AVAILABLE | DATA NOT AVAILABLE | DATA NOT AVAILABLE | DATA NOT AVAILABLE | DATA NOT AVAILABLE | DATA NOT AVAILABLE | DATA NOT AVAILABLE | DATA NOT AVAILABLE | DATA NOT AVAILABLE | DATA NOT AVAILABLE | DATA NOT AVAILABLE | 2023-08-10
1700052506104 | DATA NOT AVAILABLE | GRESHAM WOOD INDUSTRIES LIMITED | HYDRO GENERATING STATION | KINTRADWELL BURN | KINTRADWELL ESTATE | BRORA | HIGHLAND | KW9 6LU | SCOTLAND | 291402 | 906906 | DATA NOT AVAILABLE | DATA NOT APPLICABLE | DATA NOT AVAILABLE | DATA NOT AVAILABLE | SCOTTISH HYDRO ELECTRIC POWER DISTRIBUTION PLC | HYDRO (TO BE CONFIRMED) | HYDRO POWER SYSTEM | DATA NOT AVAILABLE | DATA NOT AVAILABLE | DATA NOT AVAILABLE | DATA NOT AVAILABLE | DATA NOT AVAILABLE | DATA NOT AVAILABLE | DATA NOT AVAILABLE | DATA NOT AVAILABLE | DATA NOT AVAILABLE | DATA NOT AVAILABLE | DATA NOT AVAILABLE | DATA NOT AVAILABLE | DATA NOT AVAILABLE | DATA NOT AVAILABLE | DATA NOT AVAILABLE | DATA NOT AVAILABLE | DATA NOT AVAILABLE | CONNECTED | 0.095 | 0.095 | 0.1 | DATA NOT AVAILABLE | DATA NOT AVAILABLE | DATA NOT AVAILABLE | DATA NOT AVAILABLE | DATA NOT AVAILABLE | DATA NOT AVAILABLE | DATA NOT AVAILABLE | DATA NOT AVAILABLE | DATA NOT AVAILABLE | DATA NOT AVAILABLE | DATA NOT AVAILABLE | DATA NOT AVAILABLE | DATA NOT AVAILABLE | DATA NOT AVAILABLE | DATA NOT AVAILABLE | DATA NOT AVAILABLE | 2023-08-10
1700052507525 | DATA NOT AVAILABLE | COOP PPA SITES | WIND GENERATOR | WESTER CAMBUSHINNIE | WESTER CAMBUSHINNIE | DUNBLANE | STIRLING | FK15 9JU | SCOTLAND | 279934 | 706670 | BRACO WEST GRID | DATA NOT APPLICABLE | BRACO WEST GRID | 33 | SCOTTISH HYDRO ELECTRIC POWER DISTRIBUTION PLC | WIND | ONSHORE WIND TURBINES | DATA NOT AVAILABLE | DATA NOT AVAILABLE | DATA NOT AVAILABLE | DATA NOT AVAILABLE | DATA NOT AVAILABLE | DATA NOT AVAILABLE | DATA NOT AVAILABLE | DATA NOT AVAILABLE | DATA NOT AVAILABLE | DATA NOT AVAILABLE | DATA NOT AVAILABLE | DATA NOT AVAILABLE | DATA NOT AVAILABLE | DATA NOT AVAILABLE | DATA NOT AVAILABLE | DATA NOT AVAILABLE | DATA NOT AVAILABLE | CONNECTED | 0.3135 | 0.3135 | 0.33 | DATA NOT AVAILABLE | DATA NOT AVAILABLE | DATA NOT AVAILABLE | DATA NOT AVAILABLE | DATA NOT AVAILABLE | DATA NOT AVAILABLE | DATA NOT AVAILABLE | DATA NOT AVAILABLE | DATA NOT AVAILABLE | DATA NOT AVAILABLE | DATA NOT AVAILABLE | DATA NOT AVAILABLE | DATA NOT AVAILABLE | DATA NOT AVAILABLE | DATA NOT AVAILABLE | DATA NOT AVAILABLE | 2023-08-10
1700052507552 | DATA NOT AVAILABLE | SLATACH HYDRO POWER LIMITED | SLATACH HYDRO SCHEME | DATA NOT AVAILABLE | DATA NOT AVAILABLE | GLENFINNAN | HIGHLAND | PH37 4LT | SCOTLAND | 190178 | 780790 | FORT WILLIAM | DATA NOT APPLICABLE | FORT WILLIAM GRID | 33 | SCOTTISH HYDRO ELECTRIC POWER DISTRIBUTION PLC | HYDRO (TO BE CONFIRMED) | HYDRO POWER SYSTEM | DATA NOT AVAILABLE | DATA NOT AVAILABLE | DATA NOT AVAILABLE | DATA NOT AVAILABLE | DATA NOT AVAILABLE | DATA NOT AVAILABLE | DATA NOT AVAILABLE | DATA NOT AVAILABLE | DATA NOT AVAILABLE | DATA NOT AVAILABLE | DATA NOT AVAILABLE | DATA NOT AVAILABLE | DATA NOT AVAILABLE | DATA NOT AVAILABLE | DATA NOT AVAILABLE | DATA NOT AVAILABLE | DATA NOT AVAILABLE | CONNECTED | 0.95 | 0.95 | 1 | DATA NOT AVAILABLE | DATA NOT AVAILABLE | DATA NOT AVAILABLE | DATA NOT AVAILABLE | DATA NOT AVAILABLE | DATA NOT AVAILABLE | DATA NOT AVAILABLE | DATA NOT AVAILABLE | DATA NOT AVAILABLE | DATA NOT AVAILABLE | DATA NOT AVAILABLE | DATA NOT AVAILABLE | DATA NOT AVAILABLE | DATA NOT AVAILABLE | DATA NOT AVAILABLE | DATA NOT AVAILABLE | 2023-08-10
1700052514211 | DATA NOT AVAILABLE | MEMSIE RENEWABLES LIMITED | WIND TURBINE | EAST SINCLAIRHILLS | DATA NOT AVAILABLE | FRASERBURGH | ABERDEENSHIRE | AB43 7AL | SCOTLAND | 397495 | 862838 | FRASERBURGH | DATA NOT APPLICABLE | FRASERBURGH | 11 | SCOTTISH HYDRO ELECTRIC POWER DISTRIBUTION PLC | WIND | ONSHORE WIND TURBINES | DATA NOT AVAILABLE | DATA NOT AVAILABLE | DATA NOT AVAILABLE | DATA NOT AVAILABLE | DATA NOT AVAILABLE | DATA NOT AVAILABLE | DATA NOT AVAILABLE | DATA NOT AVAILABLE | DATA NOT AVAILABLE | DATA NOT AVAILABLE | DATA NOT AVAILABLE | DATA NOT AVAILABLE | DATA NOT AVAILABLE | DATA NOT AVAILABLE | DATA NOT AVAILABLE | DATA NOT AVAILABLE | DATA NOT AVAILABLE | CONNECTED | 0.095 | 0.095 | 0.1 | DATA NOT AVAILABLE | DATA NOT AVAILABLE | DATA NOT AVAILABLE | DATA NOT AVAILABLE | DATA NOT AVAILABLE | DATA NOT AVAILABLE | DATA NOT AVAILABLE | DATA NOT AVAILABLE | DATA NOT AVAILABLE | DATA NOT AVAILABLE | DATA NOT AVAILABLE | DATA NOT AVAILABLE | DATA NOT AVAILABLE | DATA NOT AVAILABLE | DATA NOT AVAILABLE | DATA NOT AVAILABLE | 2023-08-10
1700052514230 | DATA NOT AVAILABLE | ACHNACREEBEAG ENERGY LIMITED | ACHNACREE BEAG HYDRO GENERATOR | DATA NOT AVAILABLE | DATA NOT AVAILABLE | OBAN | HIGHLAND | PA37 1PE | SCOTLAND | 191778 | 734009 | TAYNUILT | DATA NOT APPLICABLE | CONNEL | 11 | SCOTTISH HYDRO ELECTRIC POWER DISTRIBUTION PLC | HYDRO (TO BE CONFIRMED) | HYDRO POWER SYSTEM | DATA NOT AVAILABLE | DATA NOT AVAILABLE | DATA NOT AVAILABLE | DATA NOT AVAILABLE | DATA NOT AVAILABLE | DATA NOT AVAILABLE | DATA NOT AVAILABLE | DATA NOT AVAILABLE | DATA NOT AVAILABLE | DATA NOT AVAILABLE | DATA NOT AVAILABLE | DATA NOT AVAILABLE | DATA NOT AVAILABLE | DATA NOT AVAILABLE | DATA NOT AVAILABLE | DATA NOT AVAILABLE | DATA NOT AVAILABLE | CONNECTED | 0.095 | 0.095 | 0.1 | DATA NOT AVAILABLE | DATA NOT AVAILABLE | DATA NOT AVAILABLE | DATA NOT AVAILABLE | DATA NOT AVAILABLE | DATA NOT AVAILABLE | DATA NOT AVAILABLE | DATA NOT AVAILABLE | DATA NOT AVAILABLE | DATA NOT AVAILABLE | DATA NOT AVAILABLE | DATA NOT AVAILABLE | DATA NOT AVAILABLE | DATA NOT AVAILABLE | DATA NOT AVAILABLE | DATA NOT AVAILABLE | 2023-08-10
1700052514249 | DATA NOT AVAILABLE | EARNSIDE ENERGY LTD | COMPOST SHED | BIOGAS GENERATION STATION | BINN FARM | PERTH | PERTHSHIRE AND KINROSS | PH2 9PX | SCOTLAND | 317322 | 713400 | ABERNETHY | DATA NOT APPLICABLE | ABERNETHY | 11 | SCOTTISH HYDRO ELECTRIC POWER DISTRIBUTION PLC | DATA NOT AVAILABLE | DATA NOT AVAILABLE | DATA NOT AVAILABLE | DATA NOT AVAILABLE | DATA NOT AVAILABLE | DATA NOT AVAILABLE | DATA NOT AVAILABLE | DATA NOT AVAILABLE | DATA NOT AVAILABLE | DATA NOT AVAILABLE | DATA NOT AVAILABLE | DATA NOT AVAILABLE | DATA NOT AVAILABLE | DATA NOT AVAILABLE | DATA NOT AVAILABLE | DATA NOT AVAILABLE | DATA NOT AVAILABLE | DATA NOT AVAILABLE | DATA NOT AVAILABLE | CONNECTED | 0.76 | 0.76 | 0.8 | DATA NOT AVAILABLE | DATA NOT AVAILABLE | DATA NOT AVAILABLE | DATA NOT AVAILABLE | DATA NOT AVAILABLE | DATA NOT AVAILABLE | DATA NOT AVAILABLE | DATA NOT AVAILABLE | DATA NOT AVAILABLE | DATA NOT AVAILABLE | DATA NOT AVAILABLE | DATA NOT AVAILABLE | DATA NOT AVAILABLE | DATA NOT AVAILABLE | DATA NOT AVAILABLE | DATA NOT AVAILABLE | 2023-08-10
1700052514995 | DATA NOT AVAILABLE | PETERSON (UNITED KINGDOM) LIMITED | MIDMILL SOUTH BUSINESS PARK | SITE C | TUMULUS WAY | INVERURIE | ABERDEENSHIRE | AB51 0TG | SCOTLAND | 379393 | 814896 | KINTORE | DATA NOT APPLICABLE | TORRYBURN | 11 | SCOTTISH HYDRO ELECTRIC POWER DISTRIBUTION PLC | DATA NOT AVAILABLE | DATA NOT AVAILABLE | DATA NOT AVAILABLE | DATA NOT AVAILABLE | DATA NOT AVAILABLE | DATA NOT AVAILABLE | DATA NOT AVAILABLE | DATA NOT AVAILABLE | DATA NOT AVAILABLE | DATA NOT AVAILABLE | DATA NOT AVAILABLE | DATA NOT AVAILABLE | DATA NOT AVAILABLE | DATA NOT AVAILABLE | DATA NOT AVAILABLE | DATA NOT AVAILABLE | DATA NOT AVAILABLE | DATA NOT AVAILABLE | DATA NOT AVAILABLE | CONNECTED | 0.1425 | 0.1425 | 0.15 | DATA NOT AVAILABLE | DATA NOT AVAILABLE | DATA NOT AVAILABLE | DATA NOT AVAILABLE | DATA NOT AVAILABLE | DATA NOT AVAILABLE | DATA NOT AVAILABLE | DATA NOT AVAILABLE | DATA NOT AVAILABLE | DATA NOT AVAILABLE | DATA NOT AVAILABLE | DATA NOT AVAILABLE | DATA NOT AVAILABLE | DATA NOT AVAILABLE | DATA NOT AVAILABLE | DATA NOT AVAILABLE | 2023-08-10
1700052537840 | DATA NOT AVAILABLE | THORKELL RENEWABLE ENERGY LIMITED | THORKELL WINDFARM | DATA NOT AVAILABLE | DATA NOT AVAILABLE | ORKNEY | ORKNEY ISLANDS | KW17 2QJ | SCOTLAND | 358184 | 1005918 | THURSO | DATA NOT APPLICABLE | ST MARYS | 11 | SCOTTISH HYDRO ELECTRIC POWER DISTRIBUTION PLC | WIND | ONSHORE WIND TURBINES | DATA NOT AVAILABLE | DATA NOT AVAILABLE | DATA NOT AVAILABLE | DATA NOT AVAILABLE | DATA NOT AVAILABLE | DATA NOT AVAILABLE | DATA NOT AVAILABLE | DATA NOT AVAILABLE | DATA NOT AVAILABLE | DATA NOT AVAILABLE | DATA NOT AVAILABLE | DATA NOT AVAILABLE | DATA NOT AVAILABLE | DATA NOT AVAILABLE | DATA NOT AVAILABLE | DATA NOT AVAILABLE | DATA NOT AVAILABLE | CONNECTED | 0.855 | 0.855 | 0.9 | DATA NOT AVAILABLE | DATA NOT AVAILABLE | DATA NOT AVAILABLE | DATA NOT AVAILABLE | DATA NOT AVAILABLE | DATA NOT AVAILABLE | DATA NOT AVAILABLE | DATA NOT AVAILABLE | DATA NOT AVAILABLE | DATA NOT AVAILABLE | DATA NOT AVAILABLE | DATA NOT AVAILABLE | DATA NOT AVAILABLE | DATA NOT AVAILABLE | DATA NOT AVAILABLE | DATA NOT AVAILABLE | 2023-08-10
1700052539448 | DATA NOT AVAILABLE | HARMONY ENERGY WINDS LIMITED | WIND GENERATING STATION | BALHALL | DATA NOT AVAILABLE | BRECHIN | ANGUS | DD9 7RW | SCOTLAND | 351893 | 763797 | BRIDGE OF DUN | DATA NOT APPLICABLE | BRECHIN | 11 | SCOTTISH HYDRO ELECTRIC POWER DISTRIBUTION PLC | WIND | ONSHORE WIND TURBINES | DATA NOT AVAILABLE | DATA NOT AVAILABLE | DATA NOT AVAILABLE | DATA NOT AVAILABLE | DATA NOT AVAILABLE | DATA NOT AVAILABLE | DATA NOT AVAILABLE | DATA NOT AVAILABLE | DATA NOT AVAILABLE | DATA NOT AVAILABLE | DATA NOT AVAILABLE | DATA NOT AVAILABLE | DATA NOT AVAILABLE | DATA NOT AVAILABLE | DATA NOT AVAILABLE | DATA NOT AVAILABLE | DATA NOT AVAILABLE | CONNECTED | 0.095 | 0.095 | 0.1 | DATA NOT AVAILABLE | DATA NOT AVAILABLE | DATA NOT AVAILABLE | DATA NOT AVAILABLE | DATA NOT AVAILABLE | DATA NOT AVAILABLE | DATA NOT AVAILABLE | DATA NOT AVAILABLE | DATA NOT AVAILABLE | DATA NOT AVAILABLE | DATA NOT AVAILABLE | DATA NOT AVAILABLE | DATA NOT AVAILABLE | DATA NOT AVAILABLE | DATA NOT AVAILABLE | DATA NOT AVAILABLE | 2023-08-10
1700052540080 | DATA NOT AVAILABLE | REDACTED | REDACTED | REDACTED | REDACTED | REDACTED | REDACTED | DD11 3 | SCOTLAND | REDACTED | REDACTED | ARBROATH | DATA NOT APPLICABLE | REDFORD | 11 | SCOTTISH HYDRO ELECTRIC POWER DISTRIBUTION PLC | DATA NOT AVAILABLE | DATA NOT AVAILABLE | DATA NOT AVAILABLE | DATA NOT AVAILABLE | DATA NOT AVAILABLE | DATA NOT AVAILABLE | DATA NOT AVAILABLE | DATA NOT AVAILABLE | DATA NOT AVAILABLE | DATA NOT AVAILABLE | DATA NOT AVAILABLE | DATA NOT AVAILABLE | DATA NOT AVAILABLE | DATA NOT AVAILABLE | DATA NOT AVAILABLE | DATA NOT AVAILABLE | DATA NOT AVAILABLE | DATA NOT AVAILABLE | DATA NOT AVAILABLE | CONNECTED | 0.19 | 0.19 | 0.2 | DATA NOT AVAILABLE | DATA NOT AVAILABLE | DATA NOT AVAILABLE | DATA NOT AVAILABLE | DATA NOT AVAILABLE | DATA NOT AVAILABLE | DATA NOT AVAILABLE | DATA NOT AVAILABLE | DATA NOT AVAILABLE | DATA NOT AVAILABLE | DATA NOT AVAILABLE | DATA NOT AVAILABLE | DATA NOT AVAILABLE | DATA NOT AVAILABLE | DATA NOT AVAILABLE | DATA NOT AVAILABLE | 2023-08-10
1700052540337 | DATA NOT AVAILABLE | TOLSTA POWER LTD | WIND GENERATING STATION | TOLSTA COMMUNITY | DATA NOT AVAILABLE | ISLE OF LEWIS | WESTERN ISLES | HS2 0NE | SCOTLAND | 153518 | 947508 | ARDMORE GRID | DATA NOT APPLICABLE | COLL | 11 | SCOTTISH HYDRO ELECTRIC POWER DISTRIBUTION PLC | WIND | ONSHORE WIND TURBINES | DATA NOT AVAILABLE | DATA NOT AVAILABLE | DATA NOT AVAILABLE | DATA NOT AVAILABLE | DATA NOT AVAILABLE | DATA NOT AVAILABLE | DATA NOT AVAILABLE | DATA NOT AVAILABLE | DATA NOT AVAILABLE | DATA NOT AVAILABLE | DATA NOT AVAILABLE | DATA NOT AVAILABLE | DATA NOT AVAILABLE | DATA NOT AVAILABLE | DATA NOT AVAILABLE | DATA NOT AVAILABLE | DATA NOT AVAILABLE | CONNECTED | 0.855 | 0.855 | 0.9 | DATA NOT AVAILABLE | DATA NOT AVAILABLE | DATA NOT AVAILABLE | DATA NOT AVAILABLE | DATA NOT AVAILABLE | DATA NOT AVAILABLE | DATA NOT AVAILABLE | DATA NOT AVAILABLE | DATA NOT AVAILABLE | DATA NOT AVAILABLE | DATA NOT AVAILABLE | DATA NOT AVAILABLE | DATA NOT AVAILABLE | DATA NOT AVAILABLE | DATA NOT AVAILABLE | DATA NOT AVAILABLE | 2023-08-10
1700052540443 | DATA NOT AVAILABLE | COOP PPA SITES | BARRA WIND GENERATING STATION | DATA NOT AVAILABLE | EOLIGARY | ISLE OF BARRA | NA H-EILEANAN SIAR | HS9 5YE | SCOTLAND | 70355 | 807652 | ARDMORE GRID | DATA NOT APPLICABLE | POLLACHAR | 11 | SCOTTISH HYDRO ELECTRIC POWER DISTRIBUTION PLC | WIND | ONSHORE WIND TURBINES | DATA NOT AVAILABLE | DATA NOT AVAILABLE | DATA NOT AVAILABLE | DATA NOT AVAILABLE | DATA NOT AVAILABLE | DATA NOT AVAILABLE | DATA NOT AVAILABLE | DATA NOT AVAILABLE | DATA NOT AVAILABLE | DATA NOT AVAILABLE | DATA NOT AVAILABLE | DATA NOT AVAILABLE | DATA NOT AVAILABLE | DATA NOT AVAILABLE | DATA NOT AVAILABLE | DATA NOT AVAILABLE | DATA NOT AVAILABLE | CONNECTED | 0.855 | 0.855 | 0.9 | DATA NOT AVAILABLE | DATA NOT AVAILABLE | DATA NOT AVAILABLE | DATA NOT AVAILABLE | DATA NOT AVAILABLE | DATA NOT AVAILABLE | DATA NOT AVAILABLE | DATA NOT AVAILABLE | DATA NOT AVAILABLE | DATA NOT AVAILABLE | DATA NOT AVAILABLE | DATA NOT AVAILABLE | DATA NOT AVAILABLE | DATA NOT AVAILABLE | DATA NOT AVAILABLE | DATA NOT AVAILABLE | 2023-08-10
1700052542264 | DATA NOT AVAILABLE | RISORT POWER GENERATION LIMITED | WIND GENERATING STATION | DATA NOT AVAILABLE | HORSHADER | ISLE OF LEWIS | WESTERN ISLES | HS2 9BD | SCOTLAND | 126817 | 947475 | ARDMORE GRID | DATA NOT APPLICABLE | CALLANISH | 11 | SCOTTISH HYDRO ELECTRIC POWER DISTRIBUTION PLC | WIND | ONSHORE WIND TURBINES | DATA NOT AVAILABLE | DATA NOT AVAILABLE | DATA NOT AVAILABLE | DATA NOT AVAILABLE | DATA NOT AVAILABLE | DATA NOT AVAILABLE | DATA NOT AVAILABLE | DATA NOT AVAILABLE | DATA NOT AVAILABLE | DATA NOT AVAILABLE | DATA NOT AVAILABLE | DATA NOT AVAILABLE | DATA NOT AVAILABLE | DATA NOT AVAILABLE | DATA NOT AVAILABLE | DATA NOT AVAILABLE | DATA NOT AVAILABLE | CONNECTED | 0.855 | 0.855 | 0.9 | DATA NOT AVAILABLE | DATA NOT AVAILABLE | DATA NOT AVAILABLE | DATA NOT AVAILABLE | DATA NOT AVAILABLE | DATA NOT AVAILABLE | DATA NOT AVAILABLE | DATA NOT AVAILABLE | DATA NOT AVAILABLE | DATA NOT AVAILABLE | DATA NOT AVAILABLE | DATA NOT AVAILABLE | DATA NOT AVAILABLE | DATA NOT AVAILABLE | DATA NOT AVAILABLE | DATA NOT AVAILABLE | 2023-08-10
1700052542282 | DATA NOT AVAILABLE | STRATHMORE ESTATES (HOLDING) LIMITED | THE SAWMILL | HYDRO GENERATING STATION | DATA NOT AVAILABLE | FORFAR | ANGUS | DD8 1RR | SCOTLAND | 338552 | 746483 | LUNANHEAD | DATA NOT APPLICABLE | LOCHSIDE | 11 | SCOTTISH HYDRO ELECTRIC POWER DISTRIBUTION PLC | DATA NOT AVAILABLE | DATA NOT AVAILABLE | DATA NOT AVAILABLE | DATA NOT AVAILABLE | DATA NOT AVAILABLE | DATA NOT AVAILABLE | DATA NOT AVAILABLE | DATA NOT AVAILABLE | DATA NOT AVAILABLE | DATA NOT AVAILABLE | DATA NOT AVAILABLE | DATA NOT AVAILABLE | DATA NOT AVAILABLE | DATA NOT AVAILABLE | DATA NOT AVAILABLE | DATA NOT AVAILABLE | DATA NOT AVAILABLE | DATA NOT AVAILABLE | DATA NOT AVAILABLE | CONNECTED | 0.07885 | 0.07885 | 0.083 | DATA NOT AVAILABLE | DATA NOT AVAILABLE | DATA NOT AVAILABLE | DATA NOT AVAILABLE | DATA NOT AVAILABLE | DATA NOT AVAILABLE | DATA NOT AVAILABLE | DATA NOT AVAILABLE | DATA NOT AVAILABLE | DATA NOT AVAILABLE | DATA NOT AVAILABLE | DATA NOT AVAILABLE | DATA NOT AVAILABLE | DATA NOT AVAILABLE | DATA NOT AVAILABLE | DATA NOT AVAILABLE | 2023-08-10
1700052548879 | DATA NOT AVAILABLE | B V RENEWABLES LIMITED | LAGGAN HOUSE | DATA NOT AVAILABLE | LAGGAN ROAD | STRATHYRE | STIRLING | FK18 8NQ | SCOTLAND | 255891 | 716979 | KILLIN | DATA NOT APPLICABLE | KILLIN GRID | 33 | SCOTTISH HYDRO ELECTRIC POWER DISTRIBUTION PLC | DATA NOT AVAILABLE | DATA NOT AVAILABLE | DATA NOT AVAILABLE | DATA NOT AVAILABLE | DATA NOT AVAILABLE | DATA NOT AVAILABLE | DATA NOT AVAILABLE | DATA NOT AVAILABLE | DATA NOT AVAILABLE | DATA NOT AVAILABLE | DATA NOT AVAILABLE | DATA NOT AVAILABLE | DATA NOT AVAILABLE | DATA NOT AVAILABLE | DATA NOT AVAILABLE | DATA NOT AVAILABLE | DATA NOT AVAILABLE | DATA NOT AVAILABLE | DATA NOT AVAILABLE | CONNECTED | 0.09975 | 0.09975 | 0.105 | DATA NOT AVAILABLE | DATA NOT AVAILABLE | DATA NOT AVAILABLE | DATA NOT AVAILABLE | DATA NOT AVAILABLE | DATA NOT AVAILABLE | DATA NOT AVAILABLE | DATA NOT AVAILABLE | DATA NOT AVAILABLE | DATA NOT AVAILABLE | DATA NOT AVAILABLE | DATA NOT AVAILABLE | DATA NOT AVAILABLE | DATA NOT AVAILABLE | DATA NOT AVAILABLE | DATA NOT AVAILABLE | 2023-08-10
1700052556499 | DATA NOT AVAILABLE | REDACTED | REDACTED | REDACTED | REDACTED | REDACTED | REDACTED | PA78 6 | SCOTLAND | REDACTED | REDACTED | TAYNUILT | DATA NOT APPLICABLE | DERVAIG | 11 | SCOTTISH HYDRO ELECTRIC POWER DISTRIBUTION PLC | WIND | ONSHORE WIND TURBINES | DATA NOT AVAILABLE | DATA NOT AVAILABLE | DATA NOT AVAILABLE | 0.05 | DATA NOT AVAILABLE | DATA NOT AVAILABLE | DATA NOT AVAILABLE | DATA NOT AVAILABLE | DATA NOT AVAILABLE | DATA NOT AVAILABLE | DATA NOT AVAILABLE | DATA NOT AVAILABLE | DATA NOT AVAILABLE | DATA NOT AVAILABLE | DATA NOT AVAILABLE | DATA NOT AVAILABLE | DATA NOT AVAILABLE | CONNECTED | 0.07125 | 0.07125 | 0.075 | 0.0019 | 0.002 | 2011-11-17 | DATA NOT AVAILABLE | DATA NOT AVAILABLE | DATA NOT AVAILABLE | DATA NOT AVAILABLE | DATA NOT AVAILABLE | DATA NOT AVAILABLE | DATA NOT AVAILABLE | DATA NOT AVAILABLE | DATA NOT AVAILABLE | DATA NOT AVAILABLE | DATA NOT AVAILABLE | DATA NOT AVAILABLE | DATA NOT AVAILABLE | 2023-08-10
1700052561610 | DATA NOT AVAILABLE | BARGUILLEAN HYDRO LIMITED | BARGUILLEAN FARM | DATA NOT AVAILABLE | GLENLONAN | TAYNUILT | ARGYLL AND BUTE | PA35 1HY | SCOTLAND | 199637 | 730043 | TAYNUILT | DATA NOT APPLICABLE | TAYNUILT GRID | 33 | SCOTTISH HYDRO ELECTRIC POWER DISTRIBUTION PLC | DATA NOT AVAILABLE | DATA NOT AVAILABLE | DATA NOT AVAILABLE | DATA NOT AVAILABLE | DATA NOT AVAILABLE | DATA NOT AVAILABLE | DATA NOT AVAILABLE | DATA NOT AVAILABLE | DATA NOT AVAILABLE | DATA NOT AVAILABLE | DATA NOT AVAILABLE | DATA NOT AVAILABLE | DATA NOT AVAILABLE | DATA NOT AVAILABLE | DATA NOT AVAILABLE | DATA NOT AVAILABLE | DATA NOT AVAILABLE | DATA NOT AVAILABLE | DATA NOT AVAILABLE | CONNECTED | 0.114 | 0.114 | 0.12 | DATA NOT AVAILABLE | DATA NOT AVAILABLE | DATA NOT AVAILABLE | DATA NOT AVAILABLE | DATA NOT AVAILABLE | DATA NOT AVAILABLE | DATA NOT AVAILABLE | DATA NOT AVAILABLE | DATA NOT AVAILABLE | DATA NOT AVAILABLE | DATA NOT AVAILABLE | DATA NOT AVAILABLE | DATA NOT AVAILABLE | DATA NOT AVAILABLE | DATA NOT AVAILABLE | DATA NOT AVAILABLE | 2023-08-10
1700052570962 | DATA NOT AVAILABLE | J A BROWNLIE | GRANGEHALL FARM | DATA NOT AVAILABLE | DATA NOT AVAILABLE | LAURENCEKIRK | ABERDIEENSHIRE | AB30 1XB | SCOTLAND | 369971 | 765887 | BRIDGE OF DUN | DATA NOT APPLICABLE | ST CYRUS | 11 | SCOTTISH HYDRO ELECTRIC POWER DISTRIBUTION PLC | DATA NOT AVAILABLE | DATA NOT AVAILABLE | DATA NOT AVAILABLE | DATA NOT AVAILABLE | DATA NOT AVAILABLE | DATA NOT AVAILABLE | DATA NOT AVAILABLE | DATA NOT AVAILABLE | DATA NOT AVAILABLE | DATA NOT AVAILABLE | DATA NOT AVAILABLE | DATA NOT AVAILABLE | DATA NOT AVAILABLE | DATA NOT AVAILABLE | DATA NOT AVAILABLE | DATA NOT AVAILABLE | DATA NOT AVAILABLE | DATA NOT AVAILABLE | DATA NOT AVAILABLE | CONNECTED | 0.076 | 0.076 | 0.08 | DATA NOT AVAILABLE | DATA NOT AVAILABLE | DATA NOT AVAILABLE | DATA NOT AVAILABLE | DATA NOT AVAILABLE | DATA NOT AVAILABLE | DATA NOT AVAILABLE | DATA NOT AVAILABLE | DATA NOT AVAILABLE | DATA NOT AVAILABLE | DATA NOT AVAILABLE | DATA NOT AVAILABLE | DATA NOT AVAILABLE | DATA NOT AVAILABLE | DATA NOT AVAILABLE | DATA NOT AVAILABLE | 2023-08-10
1700052575419 | DATA NOT AVAILABLE | COOP PPA SITES | MIDDLETON OF RORA WIND TURBINE | DATA NOT AVAILABLE | DATA NOT AVAILABLE | PETERHEAD | ABERDEENSHIRE | AB42 4US | SCOTLAND | 406107 | 849791 | PETERHEAD GRANGE | DATA NOT APPLICABLE | PETERHEAD GRANGE 11KV | 11 | SCOTTISH HYDRO ELECTRIC POWER DISTRIBUTION PLC | WIND | ONSHORE WIND TURBINES | DATA NOT AVAILABLE | DATA NOT AVAILABLE | DATA NOT AVAILABLE | DATA NOT AVAILABLE | DATA NOT AVAILABLE | DATA NOT AVAILABLE | DATA NOT AVAILABLE | DATA NOT AVAILABLE | DATA NOT AVAILABLE | DATA NOT AVAILABLE | DATA NOT AVAILABLE | DATA NOT AVAILABLE | DATA NOT AVAILABLE | DATA NOT AVAILABLE | DATA NOT AVAILABLE | DATA NOT AVAILABLE | DATA NOT AVAILABLE | CONNECTED | 0.8075 | 0.8075 | 0.85 | DATA NOT AVAILABLE | DATA NOT AVAILABLE | DATA NOT AVAILABLE | DATA NOT AVAILABLE | DATA NOT AVAILABLE | DATA NOT AVAILABLE | DATA NOT AVAILABLE | DATA NOT AVAILABLE | DATA NOT AVAILABLE | DATA NOT AVAILABLE | DATA NOT AVAILABLE | DATA NOT AVAILABLE | DATA NOT AVAILABLE | DATA NOT AVAILABLE | DATA NOT AVAILABLE | DATA NOT AVAILABLE | 2023-08-10
1700052577531 | DATA NOT AVAILABLE | RUBBERATKINS LIMITED | SITE H3 | DATA NOT AVAILABLE | CLAYMORE AVENUE | ABERDEEN | ABERDEEN | AB23 8GW | SCOTLAND | 395464 | 811165 | PERSLEY | DATA NOT APPLICABLE | BRIDGE OF DON | 11 | SCOTTISH HYDRO ELECTRIC POWER DISTRIBUTION PLC | DATA NOT AVAILABLE | DATA NOT AVAILABLE | DATA NOT AVAILABLE | DATA NOT AVAILABLE | DATA NOT AVAILABLE | DATA NOT AVAILABLE | DATA NOT AVAILABLE | DATA NOT AVAILABLE | DATA NOT AVAILABLE | DATA NOT AVAILABLE | DATA NOT AVAILABLE | DATA NOT AVAILABLE | DATA NOT AVAILABLE | DATA NOT AVAILABLE | DATA NOT AVAILABLE | DATA NOT AVAILABLE | DATA NOT AVAILABLE | DATA NOT AVAILABLE | DATA NOT AVAILABLE | CONNECTED | 0.30875 | 0.30875 | 0.325 | DATA NOT AVAILABLE | DATA NOT AVAILABLE | DATA NOT AVAILABLE | DATA NOT AVAILABLE | DATA NOT AVAILABLE | DATA NOT AVAILABLE | DATA NOT AVAILABLE | DATA NOT AVAILABLE | DATA NOT AVAILABLE | DATA NOT AVAILABLE | DATA NOT AVAILABLE | DATA NOT AVAILABLE | DATA NOT AVAILABLE | DATA NOT AVAILABLE | DATA NOT AVAILABLE | DATA NOT AVAILABLE | 2023-08-10
1700052578145 | DATA NOT AVAILABLE | BRAEVALLICH HYDRO LIMITED (SOBRACHAN) | BRAEVALLICH FARM | DATA NOT AVAILABLE | DATA NOT AVAILABLE | DALMALLY | ARGYLL AND BUTE | PA33 1BU | SCOTLAND | 195547 | 707493 | TAYNUILT | DATA NOT APPLICABLE | TAYNUILT GRID | 33 | SCOTTISH HYDRO ELECTRIC POWER DISTRIBUTION PLC | WIND | ONSHORE WIND TURBINES | DATA NOT AVAILABLE | DATA NOT AVAILABLE | DATA NOT AVAILABLE | 0.08 | DATA NOT AVAILABLE | DATA NOT AVAILABLE | DATA NOT AVAILABLE | DATA NOT AVAILABLE | DATA NOT AVAILABLE | DATA NOT AVAILABLE | DATA NOT AVAILABLE | DATA NOT AVAILABLE | DATA NOT AVAILABLE | DATA NOT AVAILABLE | DATA NOT AVAILABLE | DATA NOT AVAILABLE | DATA NOT AVAILABLE | CONNECTED | 0.08075 | 0.08075 | 0.085 | 0 | 0 | 2012-09-11 | DATA NOT AVAILABLE | DATA NOT AVAILABLE | DATA NOT AVAILABLE | DATA NOT AVAILABLE | DATA NOT AVAILABLE | DATA NOT AVAILABLE | DATA NOT AVAILABLE | DATA NOT AVAILABLE | DATA NOT AVAILABLE | DATA NOT AVAILABLE | DATA NOT AVAILABLE | DATA NOT AVAILABLE | DATA NOT AVAILABLE | 2023-08-10
1700052599711 | DATA NOT AVAILABLE | DATA NOT AVAILABLE | EAS MOR HYDRO GENERATING STATION | DATA NOT AVAILABLE | DATA NOT AVAILABLE | ISLE OF ARRAN | NORTH AYRSHIRE | KA27 8SE | SCOTLAND | 202464 | 621047 | CARRADALE | DATA NOT APPLICABLE | WHITING BAY | 11 | SCOTTISH HYDRO ELECTRIC POWER DISTRIBUTION PLC | HYDRO (TO BE CONFIRMED) | HYDRO POWER SYSTEM | DATA NOT AVAILABLE | DATA NOT AVAILABLE | DATA NOT AVAILABLE | DATA NOT AVAILABLE | DATA NOT AVAILABLE | DATA NOT AVAILABLE | DATA NOT AVAILABLE | DATA NOT AVAILABLE | DATA NOT AVAILABLE | DATA NOT AVAILABLE | DATA NOT AVAILABLE | DATA NOT AVAILABLE | DATA NOT AVAILABLE | DATA NOT AVAILABLE | DATA NOT AVAILABLE | DATA NOT AVAILABLE | DATA NOT AVAILABLE | CONNECTED | 0.09975 | 0.09975 | 0.105 | DATA NOT AVAILABLE | DATA NOT AVAILABLE | DATA NOT AVAILABLE | DATA NOT AVAILABLE | DATA NOT AVAILABLE | DATA NOT AVAILABLE | DATA NOT AVAILABLE | DATA NOT AVAILABLE | DATA NOT AVAILABLE | DATA NOT AVAILABLE | DATA NOT AVAILABLE | DATA NOT AVAILABLE | DATA NOT AVAILABLE | DATA NOT AVAILABLE | DATA NOT AVAILABLE | DATA NOT AVAILABLE | 2023-08-10
1700052599785 | DATA NOT AVAILABLE | D H AMORY T/A D H AMORY BUSINESS | GLENFERNATE HYDRO STATION | DATA NOT AVAILABLE | DATA NOT AVAILABLE | BLAIRGOWRIE | PERTHSHIRE AND KINROSS | PH10 7PL | SCOTLAND | 304647 | 764989 | COUPAR ANGUS | DATA NOT APPLICABLE | DALRULZION | 11 | SCOTTISH HYDRO ELECTRIC POWER DISTRIBUTION PLC | HYDRO (TO BE CONFIRMED) | HYDRO POWER SYSTEM | DATA NOT AVAILABLE | DATA NOT AVAILABLE | DATA NOT AVAILABLE | 0.1 | DATA NOT AVAILABLE | DATA NOT AVAILABLE | DATA NOT AVAILABLE | DATA NOT AVAILABLE | DATA NOT AVAILABLE | DATA NOT AVAILABLE | DATA NOT AVAILABLE | DATA NOT AVAILABLE | DATA NOT AVAILABLE | DATA NOT AVAILABLE | DATA NOT AVAILABLE | DATA NOT AVAILABLE | DATA NOT AVAILABLE | CONNECTED | 0.095 | 0.095 | 0.1 | 0 | 0 | 2012-04-12 | DATA NOT AVAILABLE | DATA NOT AVAILABLE | DATA NOT AVAILABLE | DATA NOT AVAILABLE | DATA NOT AVAILABLE | DATA NOT AVAILABLE | DATA NOT AVAILABLE | DATA NOT AVAILABLE | DATA NOT AVAILABLE | DATA NOT AVAILABLE | DATA NOT AVAILABLE | DATA NOT AVAILABLE | DATA NOT AVAILABLE | 2023-08-10
1700052599794 | DATA NOT AVAILABLE | BAX GREEN PARTNERSHIP | WESTER PETTYMARCUS | WIND TURBINE | ARDALLIE | PETERHEAD | ABERDEENSHIRE | AB42 5AF | SCOTLAND | 400065 | 842365 | STRICHEN | DATA NOT APPLICABLE | HATTON | 11 | SCOTTISH HYDRO ELECTRIC POWER DISTRIBUTION PLC | WIND | ONSHORE WIND TURBINES | DATA NOT AVAILABLE | DATA NOT AVAILABLE | DATA NOT AVAILABLE | DATA NOT AVAILABLE | DATA NOT AVAILABLE | DATA NOT AVAILABLE | DATA NOT AVAILABLE | DATA NOT AVAILABLE | DATA NOT AVAILABLE | DATA NOT AVAILABLE | DATA NOT AVAILABLE | DATA NOT AVAILABLE | DATA NOT AVAILABLE | DATA NOT AVAILABLE | DATA NOT AVAILABLE | DATA NOT AVAILABLE | DATA NOT AVAILABLE | CONNECTED | 0.05985 | 0.05985 | 0.063 | DATA NOT AVAILABLE | DATA NOT AVAILABLE | DATA NOT AVAILABLE | DATA NOT AVAILABLE | DATA NOT AVAILABLE | DATA NOT AVAILABLE | DATA NOT AVAILABLE | DATA NOT AVAILABLE | DATA NOT AVAILABLE | DATA NOT AVAILABLE | DATA NOT AVAILABLE | DATA NOT AVAILABLE | DATA NOT AVAILABLE | DATA NOT AVAILABLE | DATA NOT AVAILABLE | DATA NOT AVAILABLE | 2023-08-10
1700052600456 | DATA NOT AVAILABLE | ACHARN HYDRO LTD | REMONY BURN HYDRO | DATA NOT AVAILABLE | DATA NOT AVAILABLE | ABERFELDY | PERTHSHIRE AND KINROSS | PH15 2HR | SCOTLAND | 276143 | 743875 | TUMMEL BRIDGE | DATA NOT APPLICABLE | COSHIEVILLE | 11 | SCOTTISH HYDRO ELECTRIC POWER DISTRIBUTION PLC | DATA NOT AVAILABLE | DATA NOT AVAILABLE | DATA NOT AVAILABLE | DATA NOT AVAILABLE | DATA NOT AVAILABLE | DATA NOT AVAILABLE | DATA NOT AVAILABLE | DATA NOT AVAILABLE | DATA NOT AVAILABLE | DATA NOT AVAILABLE | DATA NOT AVAILABLE | DATA NOT AVAILABLE | DATA NOT AVAILABLE | DATA NOT AVAILABLE | DATA NOT AVAILABLE | DATA NOT AVAILABLE | DATA NOT AVAILABLE | DATA NOT AVAILABLE | DATA NOT AVAILABLE | CONNECTED | 0.4997 | 0.4997 | 0.526 | DATA NOT AVAILABLE | DATA NOT AVAILABLE | DATA NOT AVAILABLE | DATA NOT AVAILABLE | DATA NOT AVAILABLE | DATA NOT AVAILABLE | DATA NOT AVAILABLE | DATA NOT AVAILABLE | DATA NOT AVAILABLE | DATA NOT AVAILABLE | DATA NOT AVAILABLE | DATA NOT AVAILABLE | DATA NOT AVAILABLE | DATA NOT AVAILABLE | DATA NOT AVAILABLE | DATA NOT AVAILABLE | 2023-08-10
1700052600474 | DATA NOT AVAILABLE | CWE STRUAN LIMITED | STRUAN WIND | DATA NOT AVAILABLE | DATA NOT AVAILABLE | ISLE OF SKYE | HIGHLAND | IV56 8FY | SCOTLAND | 139381 | 834250 | DUNVEGAN GRID | DATA NOT APPLICABLE | DRYNOCH | 11 | SCOTTISH HYDRO ELECTRIC POWER DISTRIBUTION PLC | WIND | ONSHORE WIND TURBINES | DATA NOT AVAILABLE | DATA NOT AVAILABLE | DATA NOT AVAILABLE | DATA NOT AVAILABLE | DATA NOT AVAILABLE | DATA NOT AVAILABLE | DATA NOT AVAILABLE | DATA NOT AVAILABLE | DATA NOT AVAILABLE | DATA NOT AVAILABLE | DATA NOT AVAILABLE | DATA NOT AVAILABLE | DATA NOT AVAILABLE | DATA NOT AVAILABLE | DATA NOT AVAILABLE | DATA NOT AVAILABLE | DATA NOT AVAILABLE | CONNECTED | 0.3135 | 0.3135 | 0.33 | DATA NOT AVAILABLE | DATA NOT AVAILABLE | DATA NOT AVAILABLE | DATA NOT AVAILABLE | DATA NOT AVAILABLE | DATA NOT AVAILABLE | DATA NOT AVAILABLE | DATA NOT AVAILABLE | DATA NOT AVAILABLE | DATA NOT AVAILABLE | DATA NOT AVAILABLE | DATA NOT AVAILABLE | DATA NOT AVAILABLE | DATA NOT AVAILABLE | DATA NOT AVAILABLE | DATA NOT AVAILABLE | 2023-08-10
1700052600492 | DATA NOT AVAILABLE | GLENDOE LIMITED | HYDRO GENERATING STATION | ALLT DOE | DATA NOT AVAILABLE | FORT AUGUSTUS | HIGHLAND | PH32 4BZ | SCOTLAND | 239042 | 808489 | FORT AUGUSTUS | DATA NOT APPLICABLE | GLENDOE PRIMARY | 11 | SCOTTISH HYDRO ELECTRIC POWER DISTRIBUTION PLC | HYDRO (TO BE CONFIRMED) | HYDRO POWER SYSTEM | DATA NOT AVAILABLE | DATA NOT AVAILABLE | DATA NOT AVAILABLE | DATA NOT AVAILABLE | DATA NOT AVAILABLE | DATA NOT AVAILABLE | DATA NOT AVAILABLE | DATA NOT AVAILABLE | DATA NOT AVAILABLE | DATA NOT AVAILABLE | DATA NOT AVAILABLE | DATA NOT AVAILABLE | DATA NOT AVAILABLE | DATA NOT AVAILABLE | DATA NOT AVAILABLE | DATA NOT AVAILABLE | DATA NOT AVAILABLE | CONNECTED | 0.95 | 0.95 | 1 | DATA NOT AVAILABLE | DATA NOT AVAILABLE | DATA NOT AVAILABLE | DATA NOT AVAILABLE | DATA NOT AVAILABLE | DATA NOT AVAILABLE | DATA NOT AVAILABLE | DATA NOT AVAILABLE | DATA NOT AVAILABLE | DATA NOT AVAILABLE | DATA NOT AVAILABLE | DATA NOT AVAILABLE | DATA NOT AVAILABLE | DATA NOT AVAILABLE | DATA NOT AVAILABLE | DATA NOT AVAILABLE | 2023-08-10
1700052601706 | DATA NOT AVAILABLE | VISCOUNT PETERSHAM | CRIMONMOGATE HOUSE | DATA NOT AVAILABLE | DATA NOT AVAILABLE | FRASERBURGH | ABERDEENSHIRE | AB43 8SE | SCOTLAND | 404340 | 858873 | FRASERBURGH | DATA NOT APPLICABLE | CAIRNBULG | 11 | SCOTTISH HYDRO ELECTRIC POWER DISTRIBUTION PLC | DATA NOT AVAILABLE | DATA NOT AVAILABLE | DATA NOT AVAILABLE | DATA NOT AVAILABLE | DATA NOT AVAILABLE | DATA NOT AVAILABLE | DATA NOT AVAILABLE | DATA NOT AVAILABLE | DATA NOT AVAILABLE | DATA NOT AVAILABLE | DATA NOT AVAILABLE | DATA NOT AVAILABLE | DATA NOT AVAILABLE | DATA NOT AVAILABLE | DATA NOT AVAILABLE | DATA NOT AVAILABLE | DATA NOT AVAILABLE | DATA NOT AVAILABLE | DATA NOT AVAILABLE | CONNECTED | 0.0855 | 0.0855 | 0.09 | DATA NOT AVAILABLE | DATA NOT AVAILABLE | DATA NOT AVAILABLE | DATA NOT AVAILABLE | DATA NOT AVAILABLE | DATA NOT AVAILABLE | DATA NOT AVAILABLE | DATA NOT AVAILABLE | DATA NOT AVAILABLE | DATA NOT AVAILABLE | DATA NOT AVAILABLE | DATA NOT AVAILABLE | DATA NOT AVAILABLE | DATA NOT AVAILABLE | DATA NOT AVAILABLE | DATA NOT AVAILABLE | 2023-08-10
1700052603800 | DATA NOT AVAILABLE | CROMLET WIND FARM LIMITED | CROMLET FARM | CROMLET WIND TURBINE | DATA NOT AVAILABLE | BANFF | ABERDEENSHIRE | AB45 3QJ | SCOTLAND | 371712 | 861395 | KINTORE | DATA NOT APPLICABLE | KINTORE GRID | 33 | SCOTTISH HYDRO ELECTRIC POWER DISTRIBUTION PLC | WIND | ONSHORE WIND TURBINES | DATA NOT AVAILABLE | DATA NOT AVAILABLE | DATA NOT AVAILABLE | DATA NOT AVAILABLE | DATA NOT AVAILABLE | DATA NOT AVAILABLE | DATA NOT AVAILABLE | DATA NOT AVAILABLE | DATA NOT AVAILABLE | DATA NOT AVAILABLE | DATA NOT AVAILABLE | DATA NOT AVAILABLE | DATA NOT AVAILABLE | DATA NOT AVAILABLE | DATA NOT AVAILABLE | DATA NOT AVAILABLE | DATA NOT AVAILABLE | CONNECTED | 0.3325 | 0.3325 | 0.35 | DATA NOT AVAILABLE | DATA NOT AVAILABLE | DATA NOT AVAILABLE | DATA NOT AVAILABLE | DATA NOT AVAILABLE | DATA NOT AVAILABLE | DATA NOT AVAILABLE | DATA NOT AVAILABLE | DATA NOT AVAILABLE | DATA NOT AVAILABLE | DATA NOT AVAILABLE | DATA NOT AVAILABLE | DATA NOT AVAILABLE | DATA NOT AVAILABLE | DATA NOT AVAILABLE | DATA NOT AVAILABLE | 2023-08-10
1700052603838 | DATA NOT AVAILABLE | REDACTED | REDACTED | REDACTED | REDACTED | REDACTED | REDACTED | AB51 5 | SCOTLAND | REDACTED | REDACTED | KINTORE | DATA NOT APPLICABLE | INVERURIE | 11 | SCOTTISH HYDRO ELECTRIC POWER DISTRIBUTION PLC | DATA NOT AVAILABLE | DATA NOT AVAILABLE | DATA NOT AVAILABLE | DATA NOT AVAILABLE | DATA NOT AVAILABLE | DATA NOT AVAILABLE | DATA NOT AVAILABLE | DATA NOT AVAILABLE | DATA NOT AVAILABLE | DATA NOT AVAILABLE | DATA NOT AVAILABLE | DATA NOT AVAILABLE | DATA NOT AVAILABLE | DATA NOT AVAILABLE | DATA NOT AVAILABLE | DATA NOT AVAILABLE | DATA NOT AVAILABLE | DATA NOT AVAILABLE | DATA NOT AVAILABLE | CONNECTED | 0.8075 | 0.8075 | 0.85 | DATA NOT AVAILABLE | DATA NOT AVAILABLE | DATA NOT AVAILABLE | DATA NOT AVAILABLE | DATA NOT AVAILABLE | DATA NOT AVAILABLE | DATA NOT AVAILABLE | DATA NOT AVAILABLE | DATA NOT AVAILABLE | DATA NOT AVAILABLE | DATA NOT AVAILABLE | DATA NOT AVAILABLE | DATA NOT AVAILABLE | DATA NOT AVAILABLE | DATA NOT AVAILABLE | DATA NOT AVAILABLE | 2023-08-10
1700052603856 | DATA NOT AVAILABLE | ALPHA REAL - ELM 2023 - EXPORT | TEALING WIND TURBINE | DATA NOT AVAILABLE | DATA NOT AVAILABLE | DUNDEE | DUNDEE | DD4 0RD | SCOTLAND | 340326 | 737875 | MILTON OF CRAIGIE | DATA NOT APPLICABLE | LONGHAUGH | 11 | SCOTTISH HYDRO ELECTRIC POWER DISTRIBUTION PLC | WIND | ONSHORE WIND TURBINES | DATA NOT AVAILABLE | DATA NOT AVAILABLE | DATA NOT AVAILABLE | DATA NOT AVAILABLE | DATA NOT AVAILABLE | DATA NOT AVAILABLE | DATA NOT AVAILABLE | DATA NOT AVAILABLE | DATA NOT AVAILABLE | DATA NOT AVAILABLE | DATA NOT AVAILABLE | DATA NOT AVAILABLE | DATA NOT AVAILABLE | DATA NOT AVAILABLE | DATA NOT AVAILABLE | DATA NOT AVAILABLE | DATA NOT AVAILABLE | CONNECTED | 0.475 | 0.475 | 0.5 | DATA NOT AVAILABLE | DATA NOT AVAILABLE | DATA NOT AVAILABLE | DATA NOT AVAILABLE | DATA NOT AVAILABLE | DATA NOT AVAILABLE | DATA NOT AVAILABLE | DATA NOT AVAILABLE | DATA NOT AVAILABLE | DATA NOT AVAILABLE | DATA NOT AVAILABLE | DATA NOT AVAILABLE | DATA NOT AVAILABLE | DATA NOT AVAILABLE | DATA NOT AVAILABLE | DATA NOT AVAILABLE | 2023-08-10
1700052607372 | DATA NOT AVAILABLE | REDACTED | REDACTED | REDACTED | REDACTED | REDACTED | REDACTED | KW17 2 | SCOTLAND | REDACTED | REDACTED | THURSO | DATA NOT APPLICABLE | ST MARYS | 11 | SCOTTISH HYDRO ELECTRIC POWER DISTRIBUTION PLC | DATA NOT AVAILABLE | DATA NOT AVAILABLE | DATA NOT AVAILABLE | DATA NOT AVAILABLE | DATA NOT AVAILABLE | DATA NOT AVAILABLE | DATA NOT AVAILABLE | DATA NOT AVAILABLE | DATA NOT AVAILABLE | DATA NOT AVAILABLE | DATA NOT AVAILABLE | DATA NOT AVAILABLE | DATA NOT AVAILABLE | DATA NOT AVAILABLE | DATA NOT AVAILABLE | DATA NOT AVAILABLE | DATA NOT AVAILABLE | DATA NOT AVAILABLE | DATA NOT AVAILABLE | CONNECTED | 0.076 | 0.076 | 0.08 | DATA NOT AVAILABLE | DATA NOT AVAILABLE | DATA NOT AVAILABLE | DATA NOT AVAILABLE | DATA NOT AVAILABLE | DATA NOT AVAILABLE | DATA NOT AVAILABLE | DATA NOT AVAILABLE | DATA NOT AVAILABLE | DATA NOT AVAILABLE | DATA NOT AVAILABLE | DATA NOT AVAILABLE | DATA NOT AVAILABLE | DATA NOT AVAILABLE | DATA NOT AVAILABLE | DATA NOT AVAILABLE | 2023-08-10
1700052607390 | DATA NOT AVAILABLE | RHIDORROCH COMPANY LIMITED | CORRY BURN GENERATING STATION | DATA NOT AVAILABLE | RHIDORROCH ESTATE | ULLAPOOL | HIGHLAND | DATA NOT AVAILABLE | SCOTLAND | 211450 | 896714 | GRUDIE BRIDGE | DATA NOT APPLICABLE | GRUDIE BRIDGE | 33 | SCOTTISH HYDRO ELECTRIC POWER DISTRIBUTION PLC | DATA NOT AVAILABLE | DATA NOT AVAILABLE | DATA NOT AVAILABLE | DATA NOT AVAILABLE | DATA NOT AVAILABLE | DATA NOT AVAILABLE | DATA NOT AVAILABLE | DATA NOT AVAILABLE | DATA NOT AVAILABLE | DATA NOT AVAILABLE | DATA NOT AVAILABLE | DATA NOT AVAILABLE | DATA NOT AVAILABLE | DATA NOT AVAILABLE | DATA NOT AVAILABLE | DATA NOT AVAILABLE | DATA NOT AVAILABLE | DATA NOT AVAILABLE | DATA NOT AVAILABLE | CONNECTED | 0.095 | 0.095 | 0.1 | DATA NOT AVAILABLE | DATA NOT AVAILABLE | DATA NOT AVAILABLE | DATA NOT AVAILABLE | DATA NOT AVAILABLE | DATA NOT AVAILABLE | DATA NOT AVAILABLE | DATA NOT AVAILABLE | DATA NOT AVAILABLE | DATA NOT AVAILABLE | DATA NOT AVAILABLE | DATA NOT AVAILABLE | DATA NOT AVAILABLE | DATA NOT AVAILABLE | DATA NOT AVAILABLE | DATA NOT AVAILABLE | 2023-08-10
1700052607415 | DATA NOT AVAILABLE | ABERSANDA LIMITED | NO2 GENERATING STATION | ABERNETHY HYDRO | DATA NOT AVAILABLE | FORT WILLIAM | HIGHLAND | PH33 7AD | SCOTLAND | 193968 | 759348 | FORT WILLIAM | DATA NOT APPLICABLE | FORT WILLIAM GRID | 33 | SCOTTISH HYDRO ELECTRIC POWER DISTRIBUTION PLC | DATA NOT AVAILABLE | DATA NOT AVAILABLE | DATA NOT AVAILABLE | DATA NOT AVAILABLE | DATA NOT AVAILABLE | DATA NOT AVAILABLE | DATA NOT AVAILABLE | DATA NOT AVAILABLE | DATA NOT AVAILABLE | DATA NOT AVAILABLE | DATA NOT AVAILABLE | DATA NOT AVAILABLE | DATA NOT AVAILABLE | DATA NOT AVAILABLE | DATA NOT AVAILABLE | DATA NOT AVAILABLE | DATA NOT AVAILABLE | DATA NOT AVAILABLE | DATA NOT AVAILABLE | CONNECTED | 0.09975 | 0.09975 | 0.105 | DATA NOT AVAILABLE | DATA NOT AVAILABLE | DATA NOT AVAILABLE | DATA NOT AVAILABLE | DATA NOT AVAILABLE | DATA NOT AVAILABLE | DATA NOT AVAILABLE | DATA NOT AVAILABLE | DATA NOT AVAILABLE | DATA NOT AVAILABLE | DATA NOT AVAILABLE | DATA NOT AVAILABLE | DATA NOT AVAILABLE | DATA NOT AVAILABLE | DATA NOT AVAILABLE | DATA NOT AVAILABLE | 2023-08-10
1700052609421 | DATA NOT AVAILABLE | KEPPOCH FARMS | KEEPOCH FARM HYDRO | DATA NOT AVAILABLE | DATA NOT AVAILABLE | FORT WILLIAM | HIGHLAND | PH31 4AE | SCOTLAND | 226963 | 781320 | FORT WILLIAM | DATA NOT APPLICABLE | INVERLOCHY | 11 | SCOTTISH HYDRO ELECTRIC POWER DISTRIBUTION PLC | DATA NOT AVAILABLE | DATA NOT AVAILABLE | DATA NOT AVAILABLE | DATA NOT AVAILABLE | DATA NOT AVAILABLE | DATA NOT AVAILABLE | DATA NOT AVAILABLE | DATA NOT AVAILABLE | DATA NOT AVAILABLE | DATA NOT AVAILABLE | DATA NOT AVAILABLE | DATA NOT AVAILABLE | DATA NOT AVAILABLE | DATA NOT AVAILABLE | DATA NOT AVAILABLE | DATA NOT AVAILABLE | DATA NOT AVAILABLE | DATA NOT AVAILABLE | DATA NOT AVAILABLE | CONNECTED | 0.095 | 0.095 | 0.1 | DATA NOT AVAILABLE | DATA NOT AVAILABLE | DATA NOT AVAILABLE | DATA NOT AVAILABLE | DATA NOT AVAILABLE | DATA NOT AVAILABLE | DATA NOT AVAILABLE | DATA NOT AVAILABLE | DATA NOT AVAILABLE | DATA NOT AVAILABLE | DATA NOT AVAILABLE | DATA NOT AVAILABLE | DATA NOT AVAILABLE | DATA NOT AVAILABLE | DATA NOT AVAILABLE | DATA NOT AVAILABLE | 2023-08-10
1700052610357 | DATA NOT AVAILABLE | REDACTED | REDACTED | REDACTED | REDACTED | REDACTED | REDACTED | IV63 6 | SCOTLAND | REDACTED | REDACTED | FASNAKYLE | DATA NOT APPLICABLE | FASNAKYLE GRID | 33 | SCOTTISH HYDRO ELECTRIC POWER DISTRIBUTION PLC | DATA NOT AVAILABLE | DATA NOT AVAILABLE | DATA NOT AVAILABLE | DATA NOT AVAILABLE | DATA NOT AVAILABLE | DATA NOT AVAILABLE | DATA NOT AVAILABLE | DATA NOT AVAILABLE | DATA NOT AVAILABLE | DATA NOT AVAILABLE | DATA NOT AVAILABLE | DATA NOT AVAILABLE | DATA NOT AVAILABLE | DATA NOT AVAILABLE | DATA NOT AVAILABLE | DATA NOT AVAILABLE | DATA NOT AVAILABLE | DATA NOT AVAILABLE | DATA NOT AVAILABLE | CONNECTED | 0.9975 | 0.9975 | 1.05 | DATA NOT AVAILABLE | DATA NOT AVAILABLE | DATA NOT AVAILABLE | DATA NOT AVAILABLE | DATA NOT AVAILABLE | DATA NOT AVAILABLE | DATA NOT AVAILABLE | DATA NOT AVAILABLE | DATA NOT AVAILABLE | DATA NOT AVAILABLE | DATA NOT AVAILABLE | DATA NOT AVAILABLE | DATA NOT AVAILABLE | DATA NOT AVAILABLE | DATA NOT AVAILABLE | DATA NOT AVAILABLE | 2023-08-10
1700052611778 | DATA NOT AVAILABLE | GLEN CRERAN ESTATE | GLENURE HOUSE HYDRO | DATA NOT AVAILABLE | GLENURE LODGE | APPIN | ARGYLL AND BUTE | PA38 4BQ | SCOTLAND | 198239 | 744758 | TAYNUILT | DATA NOT APPLICABLE | BARCALDINE | 11 | SCOTTISH HYDRO ELECTRIC POWER DISTRIBUTION PLC | HYDRO (TO BE CONFIRMED) | HYDRO POWER SYSTEM | DATA NOT AVAILABLE | DATA NOT AVAILABLE | DATA NOT AVAILABLE | DATA NOT AVAILABLE | DATA NOT AVAILABLE | DATA NOT AVAILABLE | DATA NOT AVAILABLE | DATA NOT AVAILABLE | DATA NOT AVAILABLE | DATA NOT AVAILABLE | DATA NOT AVAILABLE | DATA NOT AVAILABLE | DATA NOT AVAILABLE | DATA NOT AVAILABLE | DATA NOT AVAILABLE | DATA NOT AVAILABLE | DATA NOT AVAILABLE | CONNECTED | 0.095 | 0.095 | 0.1 | DATA NOT AVAILABLE | DATA NOT AVAILABLE | DATA NOT AVAILABLE | DATA NOT AVAILABLE | DATA NOT AVAILABLE | DATA NOT AVAILABLE | DATA NOT AVAILABLE | DATA NOT AVAILABLE | DATA NOT AVAILABLE | DATA NOT AVAILABLE | DATA NOT AVAILABLE | DATA NOT AVAILABLE | DATA NOT AVAILABLE | DATA NOT AVAILABLE | DATA NOT AVAILABLE | DATA NOT AVAILABLE | 2023-08-10
1700052617440 | DATA NOT AVAILABLE | SW - GLEN OGIL - FIXED PRICE | GLEN OGIL HYDRO SCHEME | DATA NOT AVAILABLE | DATA NOT AVAILABLE | FORFAR | ANGUS | DD8 3QA | SCOTLAND | 348157 | 757809 | LUNANHEAD | DATA NOT APPLICABLE | LUNANHEAD | 11 | SCOTTISH HYDRO ELECTRIC POWER DISTRIBUTION PLC | HYDRO (TO BE CONFIRMED) | HYDRO POWER SYSTEM | DATA NOT AVAILABLE | DATA NOT AVAILABLE | DATA NOT AVAILABLE | 0.1 | DATA NOT AVAILABLE | DATA NOT AVAILABLE | DATA NOT AVAILABLE | DATA NOT AVAILABLE | DATA NOT AVAILABLE | DATA NOT AVAILABLE | DATA NOT AVAILABLE | DATA NOT AVAILABLE | DATA NOT AVAILABLE | DATA NOT AVAILABLE | DATA NOT AVAILABLE | DATA NOT AVAILABLE | DATA NOT AVAILABLE | CONNECTED | 0.095 | 0.095 | 0.1 | 0 | 0 | 2013-01-15 | DATA NOT AVAILABLE | DATA NOT AVAILABLE | DATA NOT AVAILABLE | DATA NOT AVAILABLE | DATA NOT AVAILABLE | DATA NOT AVAILABLE | DATA NOT AVAILABLE | DATA NOT AVAILABLE | DATA NOT AVAILABLE | DATA NOT AVAILABLE | DATA NOT AVAILABLE | DATA NOT AVAILABLE | DATA NOT AVAILABLE | 2023-08-10
1700052617469 | DATA NOT AVAILABLE | LOUR FARMS | LOUR FARM WGS | DATA NOT AVAILABLE | DATA NOT AVAILABLE | FORFAR | ANGUS | DD8 2LF | SCOTLAND | 347070 | 747233 | LUNANHEAD | DATA NOT APPLICABLE | LUNANHEAD GRID | 33 | SCOTTISH HYDRO ELECTRIC POWER DISTRIBUTION PLC | DATA NOT AVAILABLE | DATA NOT AVAILABLE | DATA NOT AVAILABLE | DATA NOT AVAILABLE | DATA NOT AVAILABLE | DATA NOT AVAILABLE | DATA NOT AVAILABLE | DATA NOT AVAILABLE | DATA NOT AVAILABLE | DATA NOT AVAILABLE | DATA NOT AVAILABLE | DATA NOT AVAILABLE | DATA NOT AVAILABLE | DATA NOT AVAILABLE | DATA NOT AVAILABLE | DATA NOT AVAILABLE | DATA NOT AVAILABLE | DATA NOT AVAILABLE | DATA NOT AVAILABLE | CONNECTED | 0.076 | 0.076 | 0.08 | DATA NOT AVAILABLE | DATA NOT AVAILABLE | DATA NOT AVAILABLE | DATA NOT AVAILABLE | DATA NOT AVAILABLE | DATA NOT AVAILABLE | DATA NOT AVAILABLE | DATA NOT AVAILABLE | DATA NOT AVAILABLE | DATA NOT AVAILABLE | DATA NOT AVAILABLE | DATA NOT AVAILABLE | DATA NOT AVAILABLE | DATA NOT AVAILABLE | DATA NOT AVAILABLE | DATA NOT AVAILABLE | 2023-08-10
1700052619475 | DATA NOT AVAILABLE | ALEX FOWLIE LIMITED | GALLOWHILL WINDFARM | DATA NOT AVAILABLE | DATA NOT AVAILABLE | PETERHEAD | ABERDEENSHIRE | AB42 4TU | SCOTLAND | 401932 | 846531 | STRICHEN | DATA NOT APPLICABLE | MINTLAW | 11 | SCOTTISH HYDRO ELECTRIC POWER DISTRIBUTION PLC | WIND | ONSHORE WIND TURBINES | DATA NOT AVAILABLE | DATA NOT AVAILABLE | DATA NOT AVAILABLE | DATA NOT AVAILABLE | DATA NOT AVAILABLE | DATA NOT AVAILABLE | DATA NOT AVAILABLE | DATA NOT AVAILABLE | DATA NOT AVAILABLE | DATA NOT AVAILABLE | DATA NOT AVAILABLE | DATA NOT AVAILABLE | DATA NOT AVAILABLE | DATA NOT AVAILABLE | DATA NOT AVAILABLE | DATA NOT AVAILABLE | DATA NOT AVAILABLE | CONNECTED | 0.76 | 0.76 | 0.8 | DATA NOT AVAILABLE | DATA NOT AVAILABLE | DATA NOT AVAILABLE | DATA NOT AVAILABLE | DATA NOT AVAILABLE | DATA NOT AVAILABLE | DATA NOT AVAILABLE | DATA NOT AVAILABLE | DATA NOT AVAILABLE | DATA NOT AVAILABLE | DATA NOT AVAILABLE | DATA NOT AVAILABLE | DATA NOT AVAILABLE | DATA NOT AVAILABLE | DATA NOT AVAILABLE | DATA NOT AVAILABLE | 2023-08-10
1700052619926 | DATA NOT AVAILABLE | BOOR HYDRO LIMITED | BOOR HOUSE | BOOR HYDRO | DATA NOT AVAILABLE | ACHNASHEEN | ROSS-SHIRE | IV22 2LJ | SCOTLAND | 184414 | 881316 | GRUDIE BRIDGE | DATA NOT APPLICABLE | AULTBEA | 11 | SCOTTISH HYDRO ELECTRIC POWER DISTRIBUTION PLC | HYDRO (TO BE CONFIRMED) | HYDRO POWER SYSTEM | DATA NOT AVAILABLE | DATA NOT AVAILABLE | DATA NOT AVAILABLE | DATA NOT AVAILABLE | DATA NOT AVAILABLE | DATA NOT AVAILABLE | DATA NOT AVAILABLE | DATA NOT AVAILABLE | DATA NOT AVAILABLE | DATA NOT AVAILABLE | DATA NOT AVAILABLE | DATA NOT AVAILABLE | DATA NOT AVAILABLE | DATA NOT AVAILABLE | DATA NOT AVAILABLE | DATA NOT AVAILABLE | DATA NOT AVAILABLE | CONNECTED | 0.18525 | 0.18525 | 0.195 | DATA NOT AVAILABLE | DATA NOT AVAILABLE | DATA NOT AVAILABLE | DATA NOT AVAILABLE | DATA NOT AVAILABLE | DATA NOT AVAILABLE | DATA NOT AVAILABLE | DATA NOT AVAILABLE | DATA NOT AVAILABLE | DATA NOT AVAILABLE | DATA NOT AVAILABLE | DATA NOT AVAILABLE | DATA NOT AVAILABLE | DATA NOT AVAILABLE | DATA NOT AVAILABLE | DATA NOT AVAILABLE | 2023-08-10
1700052622751 | DATA NOT AVAILABLE | DINGWALL & HIGHLAND MARTS LIMITED | AUCTION MART | DATA NOT AVAILABLE | HUMBERSTON | DINGWALL | HIGHLAND | IV15 9TR | SCOTLAND | 254923 | 857823 | BEAULY | DATA NOT APPLICABLE | DINGWALL | 11 | SCOTTISH HYDRO ELECTRIC POWER DISTRIBUTION PLC | DATA NOT AVAILABLE | DATA NOT AVAILABLE | DATA NOT AVAILABLE | DATA NOT AVAILABLE | DATA NOT AVAILABLE | DATA NOT AVAILABLE | DATA NOT AVAILABLE | DATA NOT AVAILABLE | DATA NOT AVAILABLE | DATA NOT AVAILABLE | DATA NOT AVAILABLE | DATA NOT AVAILABLE | DATA NOT AVAILABLE | DATA NOT AVAILABLE | DATA NOT AVAILABLE | DATA NOT AVAILABLE | DATA NOT AVAILABLE | DATA NOT AVAILABLE | DATA NOT AVAILABLE | CONNECTED | 0.0855 | 0.0855 | 0.09 | DATA NOT AVAILABLE | DATA NOT AVAILABLE | DATA NOT AVAILABLE | DATA NOT AVAILABLE | DATA NOT AVAILABLE | DATA NOT AVAILABLE | DATA NOT AVAILABLE | DATA NOT AVAILABLE | DATA NOT AVAILABLE | DATA NOT AVAILABLE | DATA NOT AVAILABLE | DATA NOT AVAILABLE | DATA NOT AVAILABLE | DATA NOT AVAILABLE | DATA NOT AVAILABLE | DATA NOT AVAILABLE | 2023-08-10
1700052622929 | DATA NOT AVAILABLE | BLAIRMORE HYDRO LTD | BLAIRMORE HGS | DATA NOT AVAILABLE | DATA NOT AVAILABLE | DUNOON | ARGYLL AND BUTE | PA23 8TN | SCOTLAND | 219062 | 683270 | DUNOON | DATA NOT APPLICABLE | SANDBANK | 11 | SCOTTISH HYDRO ELECTRIC POWER DISTRIBUTION PLC | HYDRO (TO BE CONFIRMED) | HYDRO POWER SYSTEM | DATA NOT AVAILABLE | DATA NOT AVAILABLE | DATA NOT AVAILABLE | DATA NOT AVAILABLE | DATA NOT AVAILABLE | DATA NOT AVAILABLE | DATA NOT AVAILABLE | DATA NOT AVAILABLE | DATA NOT AVAILABLE | DATA NOT AVAILABLE | DATA NOT AVAILABLE | DATA NOT AVAILABLE | DATA NOT AVAILABLE | DATA NOT AVAILABLE | DATA NOT AVAILABLE | DATA NOT AVAILABLE | DATA NOT AVAILABLE | CONNECTED | 0.095 | 0.095 | 0.1 | DATA NOT AVAILABLE | DATA NOT AVAILABLE | DATA NOT AVAILABLE | DATA NOT AVAILABLE | DATA NOT AVAILABLE | DATA NOT AVAILABLE | DATA NOT AVAILABLE | DATA NOT AVAILABLE | DATA NOT AVAILABLE | DATA NOT AVAILABLE | DATA NOT AVAILABLE | DATA NOT AVAILABLE | DATA NOT AVAILABLE | DATA NOT AVAILABLE | DATA NOT AVAILABLE | DATA NOT AVAILABLE | 2023-08-10
1700052624768 | DATA NOT AVAILABLE | RINGLINK (SCOTLAND) LIMITED | STROCHERIE WIND | DATA NOT AVAILABLE | DATA NOT AVAILABLE | BANFF | ABERDEENSHIRE | AB45 3PL | SCOTLAND | 373233 | 855585 | MACDUFF | DATA NOT APPLICABLE | TURRIFF | 11 | SCOTTISH HYDRO ELECTRIC POWER DISTRIBUTION PLC | DATA NOT AVAILABLE | DATA NOT AVAILABLE | DATA NOT AVAILABLE | DATA NOT AVAILABLE | DATA NOT AVAILABLE | DATA NOT AVAILABLE | DATA NOT AVAILABLE | DATA NOT AVAILABLE | DATA NOT AVAILABLE | DATA NOT AVAILABLE | DATA NOT AVAILABLE | DATA NOT AVAILABLE | DATA NOT AVAILABLE | DATA NOT AVAILABLE | DATA NOT AVAILABLE | DATA NOT AVAILABLE | DATA NOT AVAILABLE | DATA NOT AVAILABLE | DATA NOT AVAILABLE | CONNECTED | 0.0855 | 0.0855 | 0.09 | DATA NOT AVAILABLE | DATA NOT AVAILABLE | DATA NOT AVAILABLE | DATA NOT AVAILABLE | DATA NOT AVAILABLE | DATA NOT AVAILABLE | DATA NOT AVAILABLE | DATA NOT AVAILABLE | DATA NOT AVAILABLE | DATA NOT AVAILABLE | DATA NOT AVAILABLE | DATA NOT AVAILABLE | DATA NOT AVAILABLE | DATA NOT AVAILABLE | DATA NOT AVAILABLE | DATA NOT AVAILABLE | 2023-08-10
1700052632607 | DATA NOT AVAILABLE | RINGLINK (SCOTLAND) LIMITED | HATTON MILL FARM | DATA NOT AVAILABLE | KINNELL | ARBROATH | ANGUS | DD11 4UL | SCOTLAND | 361231 | 750139 | LUNANHEAD | DATA NOT APPLICABLE | FRIOCKHEIM | 11 | SCOTTISH HYDRO ELECTRIC POWER DISTRIBUTION PLC | DATA NOT AVAILABLE | DATA NOT AVAILABLE | DATA NOT AVAILABLE | DATA NOT AVAILABLE | DATA NOT AVAILABLE | DATA NOT AVAILABLE | DATA NOT AVAILABLE | DATA NOT AVAILABLE | DATA NOT AVAILABLE | DATA NOT AVAILABLE | DATA NOT AVAILABLE | DATA NOT AVAILABLE | DATA NOT AVAILABLE | DATA NOT AVAILABLE | DATA NOT AVAILABLE | DATA NOT AVAILABLE | DATA NOT AVAILABLE | DATA NOT AVAILABLE | DATA NOT AVAILABLE | CONNECTED | 0.0855 | 0.0855 | 0.09 | DATA NOT AVAILABLE | DATA NOT AVAILABLE | DATA NOT AVAILABLE | DATA NOT AVAILABLE | DATA NOT AVAILABLE | DATA NOT AVAILABLE | DATA NOT AVAILABLE | DATA NOT AVAILABLE | DATA NOT AVAILABLE | DATA NOT AVAILABLE | DATA NOT AVAILABLE | DATA NOT AVAILABLE | DATA NOT AVAILABLE | DATA NOT AVAILABLE | DATA NOT AVAILABLE | DATA NOT AVAILABLE | 2023-08-10
1700052632670 | DATA NOT AVAILABLE | DATA NOT AVAILABLE | DATA NOT AVAILABLE | DATA NOT AVAILABLE | DATA NOT AVAILABLE | DATA NOT AVAILABLE | DATA NOT AVAILABLE | DATA NOT AVAILABLE | SCOTLAND | DATA NOT AVAILABLE | DATA NOT AVAILABLE | DATA NOT AVAILABLE | DATA NOT APPLICABLE | DATA NOT AVAILABLE | DATA NOT AVAILABLE | SCOTTISH HYDRO ELECTRIC POWER DISTRIBUTION PLC | DATA NOT AVAILABLE | DATA NOT AVAILABLE | DATA NOT AVAILABLE | DATA NOT AVAILABLE | DATA NOT AVAILABLE | DATA NOT AVAILABLE | DATA NOT AVAILABLE | DATA NOT AVAILABLE | DATA NOT AVAILABLE | DATA NOT AVAILABLE | DATA NOT AVAILABLE | DATA NOT AVAILABLE | DATA NOT AVAILABLE | DATA NOT AVAILABLE | DATA NOT AVAILABLE | DATA NOT AVAILABLE | DATA NOT AVAILABLE | DATA NOT AVAILABLE | DATA NOT AVAILABLE | CONNECTED | 0.09025 | 0.09025 | 0.095 | DATA NOT AVAILABLE | DATA NOT AVAILABLE | DATA NOT AVAILABLE | DATA NOT AVAILABLE | DATA NOT AVAILABLE | DATA NOT AVAILABLE | DATA NOT AVAILABLE | DATA NOT AVAILABLE | DATA NOT AVAILABLE | DATA NOT AVAILABLE | DATA NOT AVAILABLE | DATA NOT AVAILABLE | DATA NOT AVAILABLE | DATA NOT AVAILABLE | DATA NOT AVAILABLE | DATA NOT AVAILABLE | 2023-08-10
1700052632810 | DATA NOT AVAILABLE | SIMMERS (ARDMEDDEN) LTD | HILLHEAD OF TULLO WINDFARM | DATA NOT AVAILABLE | DATA NOT AVAILABLE | INVERURIE | ABERDEENSHIRE | AB51 0HD | SCOTLAND | 379072 | 831491 | KINTORE | DATA NOT APPLICABLE | KINTORE GRID | 33 | SCOTTISH HYDRO ELECTRIC POWER DISTRIBUTION PLC | WIND | ONSHORE WIND TURBINES | DATA NOT AVAILABLE | DATA NOT AVAILABLE | DATA NOT AVAILABLE | DATA NOT AVAILABLE | DATA NOT AVAILABLE | DATA NOT AVAILABLE | DATA NOT AVAILABLE | DATA NOT AVAILABLE | DATA NOT AVAILABLE | DATA NOT AVAILABLE | DATA NOT AVAILABLE | DATA NOT AVAILABLE | DATA NOT AVAILABLE | DATA NOT AVAILABLE | DATA NOT AVAILABLE | DATA NOT AVAILABLE | DATA NOT AVAILABLE | CONNECTED | 0.3135 | 0.3135 | 0.33 | DATA NOT AVAILABLE | DATA NOT AVAILABLE | DATA NOT AVAILABLE | DATA NOT AVAILABLE | DATA NOT AVAILABLE | DATA NOT AVAILABLE | DATA NOT AVAILABLE | DATA NOT AVAILABLE | DATA NOT AVAILABLE | DATA NOT AVAILABLE | DATA NOT AVAILABLE | DATA NOT AVAILABLE | DATA NOT AVAILABLE | DATA NOT AVAILABLE | DATA NOT AVAILABLE | DATA NOT AVAILABLE | 2023-08-10
1700052635937 | DATA NOT AVAILABLE | NOVAR ESTATE | HYDRO GENERATING STATION | ALLT NAN CAORACH | NOVAR ESTATE | DINGWALL | HIGHLAND | IV16 9YR | SCOTLAND | 261238 | 866583 | BEAULY | DATA NOT APPLICABLE | DINGWALL | 11 | SCOTTISH HYDRO ELECTRIC POWER DISTRIBUTION PLC | HYDRO (TO BE CONFIRMED) | HYDRO POWER SYSTEM | DATA NOT AVAILABLE | DATA NOT AVAILABLE | DATA NOT AVAILABLE | DATA NOT AVAILABLE | DATA NOT AVAILABLE | DATA NOT AVAILABLE | DATA NOT AVAILABLE | DATA NOT AVAILABLE | DATA NOT AVAILABLE | DATA NOT AVAILABLE | DATA NOT AVAILABLE | DATA NOT AVAILABLE | DATA NOT AVAILABLE | DATA NOT AVAILABLE | DATA NOT AVAILABLE | DATA NOT AVAILABLE | DATA NOT AVAILABLE | CONNECTED | 0.095 | 0.095 | 0.1 | DATA NOT AVAILABLE | DATA NOT AVAILABLE | DATA NOT AVAILABLE | DATA NOT AVAILABLE | DATA NOT AVAILABLE | DATA NOT AVAILABLE | DATA NOT AVAILABLE | DATA NOT AVAILABLE | DATA NOT AVAILABLE | DATA NOT AVAILABLE | DATA NOT AVAILABLE | DATA NOT AVAILABLE | DATA NOT AVAILABLE | DATA NOT AVAILABLE | DATA NOT AVAILABLE | DATA NOT AVAILABLE | 2023-08-10
1700052637127 | DATA NOT AVAILABLE | WEST KNOCKENBAIRD WINDFARM | WEST KNOCKENBAIRD WINDFARM | DATA NOT AVAILABLE | DATA NOT AVAILABLE | INSCH | ABERDEENSHIRE | AB52 6TN | SCOTLAND | 362951 | 830166 | KEITH | DATA NOT APPLICABLE | INSCH | 11 | SCOTTISH HYDRO ELECTRIC POWER DISTRIBUTION PLC | WIND | ONSHORE WIND TURBINES | DATA NOT AVAILABLE | DATA NOT AVAILABLE | DATA NOT AVAILABLE | DATA NOT AVAILABLE | DATA NOT AVAILABLE | DATA NOT AVAILABLE | DATA NOT AVAILABLE | DATA NOT AVAILABLE | DATA NOT AVAILABLE | DATA NOT AVAILABLE | DATA NOT AVAILABLE | DATA NOT AVAILABLE | DATA NOT AVAILABLE | DATA NOT AVAILABLE | DATA NOT AVAILABLE | DATA NOT AVAILABLE | DATA NOT AVAILABLE | CONNECTED | 0.0855 | 0.0855 | 0.09 | DATA NOT AVAILABLE | DATA NOT AVAILABLE | DATA NOT AVAILABLE | DATA NOT AVAILABLE | DATA NOT AVAILABLE | DATA NOT AVAILABLE | DATA NOT AVAILABLE | DATA NOT AVAILABLE | DATA NOT AVAILABLE | DATA NOT AVAILABLE | DATA NOT AVAILABLE | DATA NOT AVAILABLE | DATA NOT AVAILABLE | DATA NOT AVAILABLE | DATA NOT AVAILABLE | DATA NOT AVAILABLE | 2023-08-10
1700052641443 | DATA NOT AVAILABLE | EDAY RENEWABLE ENERGY LIMITED | WIND TURBINE | EDAY COMMUNITY | SANDYBANK | ORKNEY | ORKNEY ISLANDS | KW17 2AY | SCOTLAND | 366008 | 1041062 | THURSO | DATA NOT APPLICABLE | EDAY TIDAL STREAM | 33 | SCOTTISH HYDRO ELECTRIC POWER DISTRIBUTION PLC | WIND | ONSHORE WIND TURBINES | DATA NOT AVAILABLE | DATA NOT AVAILABLE | DATA NOT AVAILABLE | DATA NOT AVAILABLE | DATA NOT AVAILABLE | DATA NOT AVAILABLE | DATA NOT AVAILABLE | DATA NOT AVAILABLE | DATA NOT AVAILABLE | DATA NOT AVAILABLE | DATA NOT AVAILABLE | DATA NOT AVAILABLE | DATA NOT AVAILABLE | DATA NOT AVAILABLE | DATA NOT AVAILABLE | DATA NOT AVAILABLE | DATA NOT AVAILABLE | CONNECTED | 0.855 | 0.855 | 0.9 | DATA NOT AVAILABLE | DATA NOT AVAILABLE | DATA NOT AVAILABLE | DATA NOT AVAILABLE | DATA NOT AVAILABLE | DATA NOT AVAILABLE | DATA NOT AVAILABLE | DATA NOT AVAILABLE | DATA NOT AVAILABLE | DATA NOT AVAILABLE | DATA NOT AVAILABLE | DATA NOT AVAILABLE | DATA NOT AVAILABLE | DATA NOT AVAILABLE | DATA NOT AVAILABLE | DATA NOT AVAILABLE | 2023-08-10
1700052641745 | DATA NOT AVAILABLE | BUCKNY HYDRO SCHEME LIMITED | GENERATING STATION | BUCKNY HYDRO | DATA NOT AVAILABLE | DUNKELD | PERTHSHIRE AND KINROSS | PH8 0HA | SCOTLAND | 306500 | 745846 | COUPAR ANGUS | DATA NOT APPLICABLE | CAPUTH | 11 | SCOTTISH HYDRO ELECTRIC POWER DISTRIBUTION PLC | HYDRO (TO BE CONFIRMED) | HYDRO POWER SYSTEM | DATA NOT AVAILABLE | DATA NOT AVAILABLE | DATA NOT AVAILABLE | DATA NOT AVAILABLE | DATA NOT AVAILABLE | DATA NOT AVAILABLE | DATA NOT AVAILABLE | DATA NOT AVAILABLE | DATA NOT AVAILABLE | DATA NOT AVAILABLE | DATA NOT AVAILABLE | DATA NOT AVAILABLE | DATA NOT AVAILABLE | DATA NOT AVAILABLE | DATA NOT AVAILABLE | DATA NOT AVAILABLE | DATA NOT AVAILABLE | CONNECTED | 0.665 | 0.665 | 0.7 | DATA NOT AVAILABLE | DATA NOT AVAILABLE | DATA NOT AVAILABLE | DATA NOT AVAILABLE | DATA NOT AVAILABLE | DATA NOT AVAILABLE | DATA NOT AVAILABLE | DATA NOT AVAILABLE | DATA NOT AVAILABLE | DATA NOT AVAILABLE | DATA NOT AVAILABLE | DATA NOT AVAILABLE | DATA NOT AVAILABLE | DATA NOT AVAILABLE | DATA NOT AVAILABLE | DATA NOT AVAILABLE | 2023-08-10
1700052641763 | DATA NOT AVAILABLE | W M ENERGY LIMITED | GENERATING STATION | WESTER MEATHIE WIND | DATA NOT AVAILABLE | FORFAR | ANGUS | DD8 1XJ | SCOTLAND | 345013 | 746154 | LUNANHEAD | DATA NOT APPLICABLE | INVERARITY | 11 | SCOTTISH HYDRO ELECTRIC POWER DISTRIBUTION PLC | DATA NOT AVAILABLE | DATA NOT AVAILABLE | DATA NOT AVAILABLE | DATA NOT AVAILABLE | DATA NOT AVAILABLE | DATA NOT AVAILABLE | DATA NOT AVAILABLE | DATA NOT AVAILABLE | DATA NOT AVAILABLE | DATA NOT AVAILABLE | DATA NOT AVAILABLE | DATA NOT AVAILABLE | DATA NOT AVAILABLE | DATA NOT AVAILABLE | DATA NOT AVAILABLE | DATA NOT AVAILABLE | DATA NOT AVAILABLE | DATA NOT AVAILABLE | DATA NOT AVAILABLE | CONNECTED | 0.45125 | 0.45125 | 0.475 | DATA NOT AVAILABLE | DATA NOT AVAILABLE | DATA NOT AVAILABLE | DATA NOT AVAILABLE | DATA NOT AVAILABLE | DATA NOT AVAILABLE | DATA NOT AVAILABLE | DATA NOT AVAILABLE | DATA NOT AVAILABLE | DATA NOT AVAILABLE | DATA NOT AVAILABLE | DATA NOT AVAILABLE | DATA NOT AVAILABLE | DATA NOT AVAILABLE | DATA NOT AVAILABLE | DATA NOT AVAILABLE | 2023-08-10
1700052641806 | DATA NOT AVAILABLE | REDACTED | REDACTED | REDACTED | REDACTED | REDACTED | REDACTED | KY13 0 | SCOTLAND | REDACTED | REDACTED | ABERNETHY | DATA NOT APPLICABLE | MILNATHORT | 11 | SCOTTISH HYDRO ELECTRIC POWER DISTRIBUTION PLC | DATA NOT AVAILABLE | DATA NOT AVAILABLE | DATA NOT AVAILABLE | DATA NOT AVAILABLE | DATA NOT AVAILABLE | DATA NOT AVAILABLE | DATA NOT AVAILABLE | DATA NOT AVAILABLE | DATA NOT AVAILABLE | DATA NOT AVAILABLE | DATA NOT AVAILABLE | DATA NOT AVAILABLE | DATA NOT AVAILABLE | DATA NOT AVAILABLE | DATA NOT AVAILABLE | DATA NOT AVAILABLE | DATA NOT AVAILABLE | DATA NOT AVAILABLE | DATA NOT AVAILABLE | CONNECTED | 0.1995 | 0.1995 | 0.21 | DATA NOT AVAILABLE | DATA NOT AVAILABLE | DATA NOT AVAILABLE | DATA NOT AVAILABLE | DATA NOT AVAILABLE | DATA NOT AVAILABLE | DATA NOT AVAILABLE | DATA NOT AVAILABLE | DATA NOT AVAILABLE | DATA NOT AVAILABLE | DATA NOT AVAILABLE | DATA NOT AVAILABLE | DATA NOT AVAILABLE | DATA NOT AVAILABLE | DATA NOT AVAILABLE | DATA NOT AVAILABLE | 2023-08-10
1700052641842 | DATA NOT AVAILABLE | RINGLINK (SCOTLAND) LIMITED | LECHT SKI CENTRE | LECHT SKI CO | DATA NOT AVAILABLE | STRATHDON | ABERDEENSHIRE | AB36 8YP | SCOTLAND | 325679 | 809322 | TARLAND | DATA NOT APPLICABLE | STRATHDON | 11 | SCOTTISH HYDRO ELECTRIC POWER DISTRIBUTION PLC | DATA NOT AVAILABLE | DATA NOT AVAILABLE | DATA NOT AVAILABLE | DATA NOT AVAILABLE | DATA NOT AVAILABLE | DATA NOT AVAILABLE | DATA NOT AVAILABLE | DATA NOT AVAILABLE | DATA NOT AVAILABLE | DATA NOT AVAILABLE | DATA NOT AVAILABLE | DATA NOT AVAILABLE | DATA NOT AVAILABLE | DATA NOT AVAILABLE | DATA NOT AVAILABLE | DATA NOT AVAILABLE | DATA NOT AVAILABLE | DATA NOT AVAILABLE | DATA NOT AVAILABLE | CONNECTED | 0.076 | 0.076 | 0.08 | DATA NOT AVAILABLE | DATA NOT AVAILABLE | DATA NOT AVAILABLE | DATA NOT AVAILABLE | DATA NOT AVAILABLE | DATA NOT AVAILABLE | DATA NOT AVAILABLE | DATA NOT AVAILABLE | DATA NOT AVAILABLE | DATA NOT AVAILABLE | DATA NOT AVAILABLE | DATA NOT AVAILABLE | DATA NOT AVAILABLE | DATA NOT AVAILABLE | DATA NOT AVAILABLE | DATA NOT AVAILABLE | 2023-08-10
1700052643566 | DATA NOT AVAILABLE | RINGLINK (SCOTLAND) LIMITED | EAST PITFORTHIE FRM | DATA NOT AVAILABLE | DATA NOT AVAILABLE | BRECHIN | ANGUS | DD9 7PQ | SCOTLAND | 361513 | 761088 | BRIDGE OF DUN | DATA NOT APPLICABLE | BRECHIN | 11 | SCOTTISH HYDRO ELECTRIC POWER DISTRIBUTION PLC | DATA NOT AVAILABLE | DATA NOT AVAILABLE | DATA NOT AVAILABLE | DATA NOT AVAILABLE | DATA NOT AVAILABLE | DATA NOT AVAILABLE | DATA NOT AVAILABLE | DATA NOT AVAILABLE | DATA NOT AVAILABLE | DATA NOT AVAILABLE | DATA NOT AVAILABLE | DATA NOT AVAILABLE | DATA NOT AVAILABLE | DATA NOT AVAILABLE | DATA NOT AVAILABLE | DATA NOT AVAILABLE | DATA NOT AVAILABLE | DATA NOT AVAILABLE | DATA NOT AVAILABLE | CONNECTED | 0.095 | 0.095 | 0.1 | DATA NOT AVAILABLE | DATA NOT AVAILABLE | DATA NOT AVAILABLE | DATA NOT AVAILABLE | DATA NOT AVAILABLE | DATA NOT AVAILABLE | DATA NOT AVAILABLE | DATA NOT AVAILABLE | DATA NOT AVAILABLE | DATA NOT AVAILABLE | DATA NOT AVAILABLE | DATA NOT AVAILABLE | DATA NOT AVAILABLE | DATA NOT AVAILABLE | DATA NOT AVAILABLE | DATA NOT AVAILABLE | 2023-08-10
1700052643992 | DATA NOT AVAILABLE | COOP PPA SITES | GENERATING STATION | PIRNMILL HYDRO | DATA NOT AVAILABLE | ISLE OF ARRAN | NORTH AYRSHIRE | KA27 8HP | SCOTLAND | 187310 | 644314 | CARRADALE | DATA NOT APPLICABLE | BALLIEKINE | 11 | SCOTTISH HYDRO ELECTRIC POWER DISTRIBUTION PLC | DATA NOT AVAILABLE | DATA NOT AVAILABLE | DATA NOT AVAILABLE | DATA NOT AVAILABLE | DATA NOT AVAILABLE | DATA NOT AVAILABLE | DATA NOT AVAILABLE | DATA NOT AVAILABLE | DATA NOT AVAILABLE | DATA NOT AVAILABLE | DATA NOT AVAILABLE | DATA NOT AVAILABLE | DATA NOT AVAILABLE | DATA NOT AVAILABLE | DATA NOT AVAILABLE | DATA NOT AVAILABLE | DATA NOT AVAILABLE | DATA NOT AVAILABLE | DATA NOT AVAILABLE | CONNECTED | 0.475 | 0.475 | 0.5 | DATA NOT AVAILABLE | DATA NOT AVAILABLE | DATA NOT AVAILABLE | DATA NOT AVAILABLE | DATA NOT AVAILABLE | DATA NOT AVAILABLE | DATA NOT AVAILABLE | DATA NOT AVAILABLE | DATA NOT AVAILABLE | DATA NOT AVAILABLE | DATA NOT AVAILABLE | DATA NOT AVAILABLE | DATA NOT AVAILABLE | DATA NOT AVAILABLE | DATA NOT AVAILABLE | DATA NOT AVAILABLE | 2023-08-10
1700052645304 | DATA NOT AVAILABLE | ALLAN WILSON & SON | WIND GENERATING STATION | STEWART TOWER | DATA NOT AVAILABLE | PERTH | PERTHSHIRE AND KINROSS | PH1 4PJ | SCOTLAND | 309099 | 736153 | COUPAR ANGUS | DATA NOT APPLICABLE | CAPUTH | 11 | SCOTTISH HYDRO ELECTRIC POWER DISTRIBUTION PLC | DATA NOT AVAILABLE | DATA NOT AVAILABLE | DATA NOT AVAILABLE | DATA NOT AVAILABLE | DATA NOT AVAILABLE | DATA NOT AVAILABLE | DATA NOT AVAILABLE | DATA NOT AVAILABLE | DATA NOT AVAILABLE | DATA NOT AVAILABLE | DATA NOT AVAILABLE | DATA NOT AVAILABLE | DATA NOT AVAILABLE | DATA NOT AVAILABLE | DATA NOT AVAILABLE | DATA NOT AVAILABLE | DATA NOT AVAILABLE | DATA NOT AVAILABLE | DATA NOT AVAILABLE | CONNECTED | 0.095 | 0.095 | 0.1 | DATA NOT AVAILABLE | DATA NOT AVAILABLE | DATA NOT AVAILABLE | DATA NOT AVAILABLE | DATA NOT AVAILABLE | DATA NOT AVAILABLE | DATA NOT AVAILABLE | DATA NOT AVAILABLE | DATA NOT AVAILABLE | DATA NOT AVAILABLE | DATA NOT AVAILABLE | DATA NOT AVAILABLE | DATA NOT AVAILABLE | DATA NOT AVAILABLE | DATA NOT AVAILABLE | DATA NOT AVAILABLE | 2023-08-10
1700052645810 | DATA NOT AVAILABLE | VISAT RENEWABLES | WIND GENERATING STATION | OVERTON OF ARDO | DATA NOT AVAILABLE | ELLON | ABERDEENSHIRE | AB41 7HT | SCOTLAND | 384754 | 839778 | KINTORE | DATA NOT APPLICABLE | METHLICK | 11 | SCOTTISH HYDRO ELECTRIC POWER DISTRIBUTION PLC | DATA NOT AVAILABLE | DATA NOT AVAILABLE | DATA NOT AVAILABLE | DATA NOT AVAILABLE | DATA NOT AVAILABLE | DATA NOT AVAILABLE | DATA NOT AVAILABLE | DATA NOT AVAILABLE | DATA NOT AVAILABLE | DATA NOT AVAILABLE | DATA NOT AVAILABLE | DATA NOT AVAILABLE | DATA NOT AVAILABLE | DATA NOT AVAILABLE | DATA NOT AVAILABLE | DATA NOT AVAILABLE | DATA NOT AVAILABLE | DATA NOT AVAILABLE | DATA NOT AVAILABLE | CONNECTED | 0.05035 | 0.05035 | 0.053 | DATA NOT AVAILABLE | DATA NOT AVAILABLE | DATA NOT AVAILABLE | DATA NOT AVAILABLE | DATA NOT AVAILABLE | DATA NOT AVAILABLE | DATA NOT AVAILABLE | DATA NOT AVAILABLE | DATA NOT AVAILABLE | DATA NOT AVAILABLE | DATA NOT AVAILABLE | DATA NOT AVAILABLE | DATA NOT AVAILABLE | DATA NOT AVAILABLE | DATA NOT AVAILABLE | DATA NOT AVAILABLE | 2023-08-10
1700052647250 | DATA NOT AVAILABLE | MORROW SKIP HIRE | WIND GENERATING STATION | BRUNTHILL FARM | DATA NOT AVAILABLE | TURRIFF | ABERDEENSHIRE | AB53 6UX | SCOTLAND | 386213 | 852534 | STRICHEN | DATA NOT APPLICABLE | NEW PITSLIGO | 11 | SCOTTISH HYDRO ELECTRIC POWER DISTRIBUTION PLC | DATA NOT AVAILABLE | DATA NOT AVAILABLE | DATA NOT AVAILABLE | DATA NOT AVAILABLE | DATA NOT AVAILABLE | DATA NOT AVAILABLE | DATA NOT AVAILABLE | DATA NOT AVAILABLE | DATA NOT AVAILABLE | DATA NOT AVAILABLE | DATA NOT AVAILABLE | DATA NOT AVAILABLE | DATA NOT AVAILABLE | DATA NOT AVAILABLE | DATA NOT AVAILABLE | DATA NOT AVAILABLE | DATA NOT AVAILABLE | DATA NOT AVAILABLE | DATA NOT AVAILABLE | CONNECTED | 0.0855 | 0.0855 | 0.09 | DATA NOT AVAILABLE | DATA NOT AVAILABLE | DATA NOT AVAILABLE | DATA NOT AVAILABLE | DATA NOT AVAILABLE | DATA NOT AVAILABLE | DATA NOT AVAILABLE | DATA NOT AVAILABLE | DATA NOT AVAILABLE | DATA NOT AVAILABLE | DATA NOT AVAILABLE | DATA NOT AVAILABLE | DATA NOT AVAILABLE | DATA NOT AVAILABLE | DATA NOT AVAILABLE | DATA NOT AVAILABLE | 2023-08-10
1700052649257 | DATA NOT AVAILABLE | JC FLEMING & PARTNERS | STEADING | DATA NOT AVAILABLE | DATA NOT AVAILABLE | MONTROSE | ANGUS | DD10 9LN | SCOTLAND | 367190 | 757170 | BRIDGE OF DUN | DATA NOT APPLICABLE | BRIDGE OF DUN 11KV | 11 | SCOTTISH HYDRO ELECTRIC POWER DISTRIBUTION PLC | DATA NOT AVAILABLE | DATA NOT AVAILABLE | DATA NOT AVAILABLE | DATA NOT AVAILABLE | DATA NOT AVAILABLE | DATA NOT AVAILABLE | DATA NOT AVAILABLE | DATA NOT AVAILABLE | DATA NOT AVAILABLE | DATA NOT AVAILABLE | DATA NOT AVAILABLE | DATA NOT AVAILABLE | DATA NOT AVAILABLE | DATA NOT AVAILABLE | DATA NOT AVAILABLE | DATA NOT AVAILABLE | DATA NOT AVAILABLE | DATA NOT AVAILABLE | DATA NOT AVAILABLE | CONNECTED | 0.076 | 0.076 | 0.08 | DATA NOT AVAILABLE | DATA NOT AVAILABLE | DATA NOT AVAILABLE | DATA NOT AVAILABLE | DATA NOT AVAILABLE | DATA NOT AVAILABLE | DATA NOT AVAILABLE | DATA NOT AVAILABLE | DATA NOT AVAILABLE | DATA NOT AVAILABLE | DATA NOT AVAILABLE | DATA NOT AVAILABLE | DATA NOT AVAILABLE | DATA NOT AVAILABLE | DATA NOT AVAILABLE | DATA NOT AVAILABLE | 2023-08-10
1700052652747 | DATA NOT AVAILABLE | PRAGMIS LTD | WIND GENERATING STATION | MOSS OF GEISE | DATA NOT AVAILABLE | THURSO | HIGHLAND | KW14 7XN | SCOTLAND | 310108 | 963145 | THURSO | DATA NOT APPLICABLE | ORMLIE | 11 | SCOTTISH HYDRO ELECTRIC POWER DISTRIBUTION PLC | WIND | ONSHORE WIND TURBINES | DATA NOT AVAILABLE | DATA NOT AVAILABLE | DATA NOT AVAILABLE | DATA NOT AVAILABLE | DATA NOT AVAILABLE | DATA NOT AVAILABLE | DATA NOT AVAILABLE | DATA NOT AVAILABLE | DATA NOT AVAILABLE | DATA NOT AVAILABLE | DATA NOT AVAILABLE | DATA NOT AVAILABLE | DATA NOT AVAILABLE | DATA NOT AVAILABLE | DATA NOT AVAILABLE | DATA NOT AVAILABLE | DATA NOT AVAILABLE | CONNECTED | 0.21375 | 0.21375 | 0.225 | DATA NOT AVAILABLE | DATA NOT AVAILABLE | DATA NOT AVAILABLE | DATA NOT AVAILABLE | DATA NOT AVAILABLE | DATA NOT AVAILABLE | DATA NOT AVAILABLE | DATA NOT AVAILABLE | DATA NOT AVAILABLE | DATA NOT AVAILABLE | DATA NOT AVAILABLE | DATA NOT AVAILABLE | DATA NOT AVAILABLE | DATA NOT AVAILABLE | DATA NOT AVAILABLE | DATA NOT AVAILABLE | 2023-08-10
1700052653607 | DATA NOT AVAILABLE | S & J D ROBERTSON GROUP LIMITED - EXPORT | DATA NOT AVAILABLE | DALE SPOT WIND | DATA NOT AVAILABLE | ORKNEY | ORKNEY ISLANDS | KW15 1SS | SCOTLAND | 346317 | 1008379 | THURSO | DATA NOT APPLICABLE | KIRKWALL | 11 | SCOTTISH HYDRO ELECTRIC POWER DISTRIBUTION PLC | DATA NOT AVAILABLE | DATA NOT AVAILABLE | DATA NOT AVAILABLE | DATA NOT AVAILABLE | DATA NOT AVAILABLE | DATA NOT AVAILABLE | DATA NOT AVAILABLE | DATA NOT AVAILABLE | DATA NOT AVAILABLE | DATA NOT AVAILABLE | DATA NOT AVAILABLE | DATA NOT AVAILABLE | DATA NOT AVAILABLE | DATA NOT AVAILABLE | DATA NOT AVAILABLE | DATA NOT AVAILABLE | DATA NOT AVAILABLE | DATA NOT AVAILABLE | DATA NOT AVAILABLE | CONNECTED | 0.076 | 0.076 | 0.08 | DATA NOT AVAILABLE | DATA NOT AVAILABLE | DATA NOT AVAILABLE | DATA NOT AVAILABLE | DATA NOT AVAILABLE | DATA NOT AVAILABLE | DATA NOT AVAILABLE | DATA NOT AVAILABLE | DATA NOT AVAILABLE | DATA NOT AVAILABLE | DATA NOT AVAILABLE | DATA NOT AVAILABLE | DATA NOT AVAILABLE | DATA NOT AVAILABLE | DATA NOT AVAILABLE | DATA NOT AVAILABLE | 2023-08-10
1700052656209 | DATA NOT AVAILABLE | CLYNEMILTON ENERGY LTD | GENERATING STATION | CLYNEMILTON HYDRO | DATA NOT AVAILABLE | BRORA | HIGHLAND | KW9 6LU | SCOTLAND | 291402 | 906906 | BRORA | DATA NOT APPLICABLE | BRORA | 11 | SCOTTISH HYDRO ELECTRIC POWER DISTRIBUTION PLC | DATA NOT AVAILABLE | DATA NOT AVAILABLE | DATA NOT AVAILABLE | DATA NOT AVAILABLE | DATA NOT AVAILABLE | DATA NOT AVAILABLE | DATA NOT AVAILABLE | DATA NOT AVAILABLE | DATA NOT AVAILABLE | DATA NOT AVAILABLE | DATA NOT AVAILABLE | DATA NOT AVAILABLE | DATA NOT AVAILABLE | DATA NOT AVAILABLE | DATA NOT AVAILABLE | DATA NOT AVAILABLE | DATA NOT AVAILABLE | DATA NOT AVAILABLE | DATA NOT AVAILABLE | CONNECTED | 0.09405 | 0.09405 | 0.099 | DATA NOT AVAILABLE | DATA NOT AVAILABLE | DATA NOT AVAILABLE | DATA NOT AVAILABLE | DATA NOT AVAILABLE | DATA NOT AVAILABLE | DATA NOT AVAILABLE | DATA NOT AVAILABLE | DATA NOT AVAILABLE | DATA NOT AVAILABLE | DATA NOT AVAILABLE | DATA NOT AVAILABLE | DATA NOT AVAILABLE | DATA NOT AVAILABLE | DATA NOT AVAILABLE | DATA NOT AVAILABLE | 2023-08-10
1700052659636 | DATA NOT AVAILABLE | HAMMER WESTRAY LLP | GENERATING STATION | HAMMER WIND | DATA NOT AVAILABLE | ORKNEY | ORKNEY ISLANDS | KW17 2DE | SCOTLAND | 350463 | 1041012 | THURSO | DATA NOT APPLICABLE | WESTRAY | 11 | SCOTTISH HYDRO ELECTRIC POWER DISTRIBUTION PLC | DATA NOT AVAILABLE | DATA NOT AVAILABLE | DATA NOT AVAILABLE | DATA NOT AVAILABLE | DATA NOT AVAILABLE | DATA NOT AVAILABLE | DATA NOT AVAILABLE | DATA NOT AVAILABLE | DATA NOT AVAILABLE | DATA NOT AVAILABLE | DATA NOT AVAILABLE | DATA NOT AVAILABLE | DATA NOT AVAILABLE | DATA NOT AVAILABLE | DATA NOT AVAILABLE | DATA NOT AVAILABLE | DATA NOT AVAILABLE | DATA NOT AVAILABLE | DATA NOT AVAILABLE | CONNECTED | 0.475 | 0.475 | 0.5 | DATA NOT AVAILABLE | DATA NOT AVAILABLE | DATA NOT AVAILABLE | DATA NOT AVAILABLE | DATA NOT AVAILABLE | DATA NOT AVAILABLE | DATA NOT AVAILABLE | DATA NOT AVAILABLE | DATA NOT AVAILABLE | DATA NOT AVAILABLE | DATA NOT AVAILABLE | DATA NOT AVAILABLE | DATA NOT AVAILABLE | DATA NOT AVAILABLE | DATA NOT AVAILABLE | DATA NOT AVAILABLE | 2023-08-10
1700052661166 | DATA NOT AVAILABLE | PETER MCDIARMID & CO | BALBEG FARM | BALBEG FARM HYDRO | DATA NOT AVAILABLE | ABERFELDY | PERTHSHIRE AND KINROSS | PH15 2NZ | SCOTLAND | 269349 | 741315 | KILLIN | DATA NOT APPLICABLE | KILLIN GRID | 33 | SCOTTISH HYDRO ELECTRIC POWER DISTRIBUTION PLC | DATA NOT AVAILABLE | DATA NOT AVAILABLE | DATA NOT AVAILABLE | DATA NOT AVAILABLE | DATA NOT AVAILABLE | DATA NOT AVAILABLE | DATA NOT AVAILABLE | DATA NOT AVAILABLE | DATA NOT AVAILABLE | DATA NOT AVAILABLE | DATA NOT AVAILABLE | DATA NOT AVAILABLE | DATA NOT AVAILABLE | DATA NOT AVAILABLE | DATA NOT AVAILABLE | DATA NOT AVAILABLE | DATA NOT AVAILABLE | DATA NOT AVAILABLE | DATA NOT AVAILABLE | CONNECTED | 0.095 | 0.095 | 0.1 | DATA NOT AVAILABLE | DATA NOT AVAILABLE | DATA NOT AVAILABLE | DATA NOT AVAILABLE | DATA NOT AVAILABLE | DATA NOT AVAILABLE | DATA NOT AVAILABLE | DATA NOT AVAILABLE | DATA NOT AVAILABLE | DATA NOT AVAILABLE | DATA NOT AVAILABLE | DATA NOT AVAILABLE | DATA NOT AVAILABLE | DATA NOT AVAILABLE | DATA NOT AVAILABLE | DATA NOT AVAILABLE | 2023-08-10
1700052661306 | DATA NOT AVAILABLE | FRENICH HYDRO LIMITED | LICK FARM | FRENICH BURN HYDRO | DATA NOT AVAILABLE | PITLOCHRY | PERTHSHIRE AND KINROSS | PH16 5NG | SCOTLAND | 282903 | 758844 | TUMMEL BRIDGE | DATA NOT APPLICABLE | TUMMEL BRIDGE GRID | 33 | SCOTTISH HYDRO ELECTRIC POWER DISTRIBUTION PLC | HYDRO (TO BE CONFIRMED) | HYDRO POWER SYSTEM | DATA NOT AVAILABLE | DATA NOT AVAILABLE | DATA NOT AVAILABLE | DATA NOT AVAILABLE | DATA NOT AVAILABLE | DATA NOT AVAILABLE | DATA NOT AVAILABLE | DATA NOT AVAILABLE | DATA NOT AVAILABLE | DATA NOT AVAILABLE | DATA NOT AVAILABLE | DATA NOT AVAILABLE | DATA NOT AVAILABLE | DATA NOT AVAILABLE | DATA NOT AVAILABLE | DATA NOT AVAILABLE | DATA NOT AVAILABLE | CONNECTED | 0.7125 | 0.7125 | 0.75 | DATA NOT AVAILABLE | DATA NOT AVAILABLE | DATA NOT AVAILABLE | DATA NOT AVAILABLE | DATA NOT AVAILABLE | DATA NOT AVAILABLE | DATA NOT AVAILABLE | DATA NOT AVAILABLE | DATA NOT AVAILABLE | DATA NOT AVAILABLE | DATA NOT AVAILABLE | DATA NOT AVAILABLE | DATA NOT AVAILABLE | DATA NOT AVAILABLE | DATA NOT AVAILABLE | DATA NOT AVAILABLE | 2023-08-10
1700052662480 | DATA NOT AVAILABLE | GORTENEORN LTD | ARDNUMURACHAN ESTATE | ELECTRICITY SUPPLY | DATA NOT AVAILABLE | ACHARACLE | HIGHLAND | PH36 4LH | SCOTLAND | 148900 | 763855 | FORT WILLIAM | DATA NOT APPLICABLE | SALEN 2 | 11 | SCOTTISH HYDRO ELECTRIC POWER DISTRIBUTION PLC | DATA NOT AVAILABLE | DATA NOT AVAILABLE | DATA NOT AVAILABLE | DATA NOT AVAILABLE | DATA NOT AVAILABLE | DATA NOT AVAILABLE | DATA NOT AVAILABLE | DATA NOT AVAILABLE | DATA NOT AVAILABLE | DATA NOT AVAILABLE | DATA NOT AVAILABLE | DATA NOT AVAILABLE | DATA NOT AVAILABLE | DATA NOT AVAILABLE | DATA NOT AVAILABLE | DATA NOT AVAILABLE | DATA NOT AVAILABLE | DATA NOT AVAILABLE | DATA NOT AVAILABLE | CONNECTED | 0.095 | 0.095 | 0.1 | DATA NOT AVAILABLE | DATA NOT AVAILABLE | DATA NOT AVAILABLE | DATA NOT AVAILABLE | DATA NOT AVAILABLE | DATA NOT AVAILABLE | DATA NOT AVAILABLE | DATA NOT AVAILABLE | DATA NOT AVAILABLE | DATA NOT AVAILABLE | DATA NOT AVAILABLE | DATA NOT AVAILABLE | DATA NOT AVAILABLE | DATA NOT AVAILABLE | DATA NOT AVAILABLE | DATA NOT AVAILABLE | 2023-08-10
1700052665597 | DATA NOT AVAILABLE | R AND R RENEWABLES | AUCHMORE FARM | AUCHMORE WINDFARM | DATA NOT AVAILABLE | FRASERBURGH | ABERDEENSHIRE | AB43 8RJ | SCOTLAND | 400459 | 856742 | FRASERBURGH | DATA NOT APPLICABLE | FRASERBURGH | 11 | SCOTTISH HYDRO ELECTRIC POWER DISTRIBUTION PLC | DATA NOT AVAILABLE | DATA NOT AVAILABLE | DATA NOT AVAILABLE | DATA NOT AVAILABLE | DATA NOT AVAILABLE | DATA NOT AVAILABLE | DATA NOT AVAILABLE | DATA NOT AVAILABLE | DATA NOT AVAILABLE | DATA NOT AVAILABLE | DATA NOT AVAILABLE | DATA NOT AVAILABLE | DATA NOT AVAILABLE | DATA NOT AVAILABLE | DATA NOT AVAILABLE | DATA NOT AVAILABLE | DATA NOT AVAILABLE | DATA NOT AVAILABLE | DATA NOT AVAILABLE | CONNECTED | 0.3135 | 0.3135 | 0.33 | DATA NOT AVAILABLE | DATA NOT AVAILABLE | DATA NOT AVAILABLE | DATA NOT AVAILABLE | DATA NOT AVAILABLE | DATA NOT AVAILABLE | DATA NOT AVAILABLE | DATA NOT AVAILABLE | DATA NOT AVAILABLE | DATA NOT AVAILABLE | DATA NOT AVAILABLE | DATA NOT AVAILABLE | DATA NOT AVAILABLE | DATA NOT AVAILABLE | DATA NOT AVAILABLE | DATA NOT AVAILABLE | 2023-08-10
1700052670728 | DATA NOT AVAILABLE | N J MCWILLIAM AND CO | WIND GENERATING STATION | THORNTON FARM | DATA NOT AVAILABLE | LAURENCEKIRK | ABERDIEENSHIRE | AB30 1BA | SCOTLAND | 367383 | 770363 | FIDDES | DATA NOT APPLICABLE | FIDDES | 33 | SCOTTISH HYDRO ELECTRIC POWER DISTRIBUTION PLC | WIND | ONSHORE WIND TURBINES | DATA NOT AVAILABLE | DATA NOT AVAILABLE | DATA NOT AVAILABLE | DATA NOT AVAILABLE | DATA NOT AVAILABLE | DATA NOT AVAILABLE | DATA NOT AVAILABLE | DATA NOT AVAILABLE | DATA NOT AVAILABLE | DATA NOT AVAILABLE | DATA NOT AVAILABLE | DATA NOT AVAILABLE | DATA NOT AVAILABLE | DATA NOT AVAILABLE | DATA NOT AVAILABLE | DATA NOT AVAILABLE | DATA NOT AVAILABLE | CONNECTED | 0.76 | 0.76 | 0.8 | DATA NOT AVAILABLE | DATA NOT AVAILABLE | DATA NOT AVAILABLE | DATA NOT AVAILABLE | DATA NOT AVAILABLE | DATA NOT AVAILABLE | DATA NOT AVAILABLE | DATA NOT AVAILABLE | DATA NOT AVAILABLE | DATA NOT AVAILABLE | DATA NOT AVAILABLE | DATA NOT AVAILABLE | DATA NOT AVAILABLE | DATA NOT AVAILABLE | DATA NOT AVAILABLE | DATA NOT AVAILABLE | 2023-08-10
1700052683123 | DATA NOT AVAILABLE | RINGLINK (SCOTLAND) LIMITED | GENERATING STATION | EAST GORMACK WIND | DATA NOT AVAILABLE | BLAIRGOWRIE | PERTHSHIRE AND KINROSS | PH10 6TA | SCOTLAND | 317469 | 746047 | COUPAR ANGUS | DATA NOT APPLICABLE | BLAIRGOWRIE | 11 | SCOTTISH HYDRO ELECTRIC POWER DISTRIBUTION PLC | DATA NOT AVAILABLE | DATA NOT AVAILABLE | DATA NOT AVAILABLE | DATA NOT AVAILABLE | DATA NOT AVAILABLE | DATA NOT AVAILABLE | DATA NOT AVAILABLE | DATA NOT AVAILABLE | DATA NOT AVAILABLE | DATA NOT AVAILABLE | DATA NOT AVAILABLE | DATA NOT AVAILABLE | DATA NOT AVAILABLE | DATA NOT AVAILABLE | DATA NOT AVAILABLE | DATA NOT AVAILABLE | DATA NOT AVAILABLE | DATA NOT AVAILABLE | DATA NOT AVAILABLE | CONNECTED | 0.35625 | 0.35625 | 0.375 | DATA NOT AVAILABLE | DATA NOT AVAILABLE | DATA NOT AVAILABLE | DATA NOT AVAILABLE | DATA NOT AVAILABLE | DATA NOT AVAILABLE | DATA NOT AVAILABLE | DATA NOT AVAILABLE | DATA NOT AVAILABLE | DATA NOT AVAILABLE | DATA NOT AVAILABLE | DATA NOT AVAILABLE | DATA NOT AVAILABLE | DATA NOT AVAILABLE | DATA NOT AVAILABLE | DATA NOT AVAILABLE | 2023-08-10
1700052684999 | DATA NOT AVAILABLE | BEINN BHUIDHE ENERGY LIMITED | DATA NOT AVAILABLE | DATA NOT AVAILABLE | DATA NOT AVAILABLE | DATA NOT AVAILABLE | DATA NOT AVAILABLE | DATA NOT AVAILABLE | SCOTLAND | DATA NOT AVAILABLE | DATA NOT AVAILABLE | FORT WILLIAM | DATA NOT APPLICABLE | SALEN 2 | 11 | SCOTTISH HYDRO ELECTRIC POWER DISTRIBUTION PLC | DATA NOT AVAILABLE | DATA NOT AVAILABLE | DATA NOT AVAILABLE | DATA NOT AVAILABLE | DATA NOT AVAILABLE | DATA NOT AVAILABLE | DATA NOT AVAILABLE | DATA NOT AVAILABLE | DATA NOT AVAILABLE | DATA NOT AVAILABLE | DATA NOT AVAILABLE | DATA NOT AVAILABLE | DATA NOT AVAILABLE | DATA NOT AVAILABLE | DATA NOT AVAILABLE | DATA NOT AVAILABLE | DATA NOT AVAILABLE | DATA NOT AVAILABLE | DATA NOT AVAILABLE | CONNECTED | 0.3135 | 0.3135 | 0.33 | DATA NOT AVAILABLE | DATA NOT AVAILABLE | DATA NOT AVAILABLE | DATA NOT AVAILABLE | DATA NOT AVAILABLE | DATA NOT AVAILABLE | DATA NOT AVAILABLE | DATA NOT AVAILABLE | DATA NOT AVAILABLE | DATA NOT AVAILABLE | DATA NOT AVAILABLE | DATA NOT AVAILABLE | DATA NOT AVAILABLE | DATA NOT AVAILABLE | DATA NOT AVAILABLE | DATA NOT AVAILABLE | 2023-08-10
1700052688441 | DATA NOT AVAILABLE | AUCHMORE RENEWABLES LLP | DATA NOT AVAILABLE | DATA NOT AVAILABLE | DATA NOT AVAILABLE | FAEBAIT | HIGHLAND | IV6 7XB | SCOTLAND | 249826 | 850879 | BEAULY | DATA NOT APPLICABLE | BEAULY GRID | 33 | SCOTTISH HYDRO ELECTRIC POWER DISTRIBUTION PLC | DATA NOT AVAILABLE | DATA NOT AVAILABLE | DATA NOT AVAILABLE | DATA NOT AVAILABLE | DATA NOT AVAILABLE | DATA NOT AVAILABLE | DATA NOT AVAILABLE | DATA NOT AVAILABLE | DATA NOT AVAILABLE | DATA NOT AVAILABLE | DATA NOT AVAILABLE | DATA NOT AVAILABLE | DATA NOT AVAILABLE | DATA NOT AVAILABLE | DATA NOT AVAILABLE | DATA NOT AVAILABLE | DATA NOT AVAILABLE | DATA NOT AVAILABLE | DATA NOT AVAILABLE | CONNECTED | 0.855 | 0.855 | 0.9 | DATA NOT AVAILABLE | DATA NOT AVAILABLE | DATA NOT AVAILABLE | DATA NOT AVAILABLE | DATA NOT AVAILABLE | DATA NOT AVAILABLE | DATA NOT AVAILABLE | DATA NOT AVAILABLE | DATA NOT AVAILABLE | DATA NOT AVAILABLE | DATA NOT AVAILABLE | DATA NOT AVAILABLE | DATA NOT AVAILABLE | DATA NOT AVAILABLE | DATA NOT AVAILABLE | DATA NOT AVAILABLE | 2023-08-10
1700052691685 | DATA NOT AVAILABLE | COOP PPA SITES | STANK GLEN HYDRO | DATA NOT AVAILABLE | DATA NOT AVAILABLE | CALLANDER | STIRLING | FK17 8HF | SCOTLAND | 258721 | 711820 | KILLIN | DATA NOT APPLICABLE | KILLIN GRID | 33 | SCOTTISH HYDRO ELECTRIC POWER DISTRIBUTION PLC | HYDRO (TO BE CONFIRMED) | HYDRO POWER SYSTEM | DATA NOT AVAILABLE | DATA NOT AVAILABLE | DATA NOT AVAILABLE | DATA NOT AVAILABLE | DATA NOT AVAILABLE | DATA NOT AVAILABLE | DATA NOT AVAILABLE | DATA NOT AVAILABLE | DATA NOT AVAILABLE | DATA NOT AVAILABLE | DATA NOT AVAILABLE | DATA NOT AVAILABLE | DATA NOT AVAILABLE | DATA NOT AVAILABLE | DATA NOT AVAILABLE | DATA NOT AVAILABLE | DATA NOT AVAILABLE | CONNECTED | 0.4275 | 0.4275 | 0.45 | DATA NOT AVAILABLE | DATA NOT AVAILABLE | DATA NOT AVAILABLE | DATA NOT AVAILABLE | DATA NOT AVAILABLE | DATA NOT AVAILABLE | DATA NOT AVAILABLE | DATA NOT AVAILABLE | DATA NOT AVAILABLE | DATA NOT AVAILABLE | DATA NOT AVAILABLE | DATA NOT AVAILABLE | DATA NOT AVAILABLE | DATA NOT AVAILABLE | DATA NOT AVAILABLE | DATA NOT AVAILABLE | 2023-08-10
1700052692331 | DATA NOT AVAILABLE | COLL POWER LIMITED | WIND GENERATING STATION | GALLANACH | DATA NOT AVAILABLE | ISLE OF COLL | ARGYLL AND BUTE | PA78 6TE | SCOTLAND | 122159 | 761416 | TAYNUILT | DATA NOT APPLICABLE | DERVAIG | 11 | SCOTTISH HYDRO ELECTRIC POWER DISTRIBUTION PLC | WIND | ONSHORE WIND TURBINES | DATA NOT AVAILABLE | DATA NOT AVAILABLE | DATA NOT AVAILABLE | 0.9 | DATA NOT AVAILABLE | DATA NOT AVAILABLE | DATA NOT AVAILABLE | DATA NOT AVAILABLE | DATA NOT AVAILABLE | DATA NOT AVAILABLE | DATA NOT AVAILABLE | DATA NOT AVAILABLE | DATA NOT AVAILABLE | DATA NOT AVAILABLE | DATA NOT AVAILABLE | DATA NOT AVAILABLE | DATA NOT AVAILABLE | CONNECTED | 0.855 | 0.855 | 0.9 | 0.00475 | 0.005 | 2015-10-22 | DATA NOT AVAILABLE | DATA NOT AVAILABLE | DATA NOT AVAILABLE | DATA NOT AVAILABLE | DATA NOT AVAILABLE | DATA NOT AVAILABLE | DATA NOT AVAILABLE | DATA NOT AVAILABLE | DATA NOT AVAILABLE | DATA NOT AVAILABLE | DATA NOT AVAILABLE | DATA NOT AVAILABLE | DATA NOT AVAILABLE | 2023-08-10
1700052695787 | DATA NOT AVAILABLE | WEST GLENALMOND ENERGY LIMITED | WEST GLENALMOND HYDRO | DATA NOT AVAILABLE | DATA NOT AVAILABLE | PERTH | PERTHSHIRE AND KINROSS | PH1 3SH | SCOTLAND | 291764 | 728566 | BURGHMUIR | DATA NOT APPLICABLE | REDGORTON | 11 | SCOTTISH HYDRO ELECTRIC POWER DISTRIBUTION PLC | DATA NOT AVAILABLE | DATA NOT AVAILABLE | DATA NOT AVAILABLE | DATA NOT AVAILABLE | DATA NOT AVAILABLE | DATA NOT AVAILABLE | DATA NOT AVAILABLE | DATA NOT AVAILABLE | DATA NOT AVAILABLE | DATA NOT AVAILABLE | DATA NOT AVAILABLE | DATA NOT AVAILABLE | DATA NOT AVAILABLE | DATA NOT AVAILABLE | DATA NOT AVAILABLE | DATA NOT AVAILABLE | DATA NOT AVAILABLE | DATA NOT AVAILABLE | DATA NOT AVAILABLE | CONNECTED | 0.09025 | 0.09025 | 0.095 | DATA NOT AVAILABLE | DATA NOT AVAILABLE | DATA NOT AVAILABLE | DATA NOT AVAILABLE | DATA NOT AVAILABLE | DATA NOT AVAILABLE | DATA NOT AVAILABLE | DATA NOT AVAILABLE | DATA NOT AVAILABLE | DATA NOT AVAILABLE | DATA NOT AVAILABLE | DATA NOT AVAILABLE | DATA NOT AVAILABLE | DATA NOT AVAILABLE | DATA NOT AVAILABLE | DATA NOT AVAILABLE | 2023-08-10
1700052695801 | DATA NOT AVAILABLE | AUCHNAFREE ESTATE COMPANY | GLENSHERVIE HYDRO | DATA NOT AVAILABLE | DATA NOT AVAILABLE | DUNKELD | PERTHSHIRE AND KINROSS | PH8 0EH | SCOTLAND | 281921 | 733293 | BURGHMUIR | DATA NOT APPLICABLE | REDGORTON | 11 | SCOTTISH HYDRO ELECTRIC POWER DISTRIBUTION PLC | HYDRO (TO BE CONFIRMED) | HYDRO POWER SYSTEM | DATA NOT AVAILABLE | DATA NOT AVAILABLE | DATA NOT AVAILABLE | DATA NOT AVAILABLE | DATA NOT AVAILABLE | DATA NOT AVAILABLE | DATA NOT AVAILABLE | DATA NOT AVAILABLE | DATA NOT AVAILABLE | DATA NOT AVAILABLE | DATA NOT AVAILABLE | DATA NOT AVAILABLE | DATA NOT AVAILABLE | DATA NOT AVAILABLE | DATA NOT AVAILABLE | DATA NOT AVAILABLE | DATA NOT AVAILABLE | CONNECTED | 0.09025 | 0.09025 | 0.095 | DATA NOT AVAILABLE | DATA NOT AVAILABLE | DATA NOT AVAILABLE | DATA NOT AVAILABLE | DATA NOT AVAILABLE | DATA NOT AVAILABLE | DATA NOT AVAILABLE | DATA NOT AVAILABLE | DATA NOT AVAILABLE | DATA NOT AVAILABLE | DATA NOT AVAILABLE | DATA NOT AVAILABLE | DATA NOT AVAILABLE | DATA NOT AVAILABLE | DATA NOT AVAILABLE | DATA NOT AVAILABLE | 2023-08-10
1700052698583 | DATA NOT AVAILABLE | MAHON GREEN ENERGY LIMITED | GENERATING STATION | MAHON WIND | DATA NOT AVAILABLE | TURRIFF | ABERDEENSHIRE | AB53 4HD | SCOTLAND | 371050 | 849476 | MACDUFF | DATA NOT APPLICABLE | TURRIFF | 11 | SCOTTISH HYDRO ELECTRIC POWER DISTRIBUTION PLC | DATA NOT AVAILABLE | DATA NOT AVAILABLE | DATA NOT AVAILABLE | DATA NOT AVAILABLE | DATA NOT AVAILABLE | DATA NOT AVAILABLE | DATA NOT AVAILABLE | DATA NOT AVAILABLE | DATA NOT AVAILABLE | DATA NOT AVAILABLE | DATA NOT AVAILABLE | DATA NOT AVAILABLE | DATA NOT AVAILABLE | DATA NOT AVAILABLE | DATA NOT AVAILABLE | DATA NOT AVAILABLE | DATA NOT AVAILABLE | DATA NOT AVAILABLE | DATA NOT AVAILABLE | CONNECTED | 0.19 | 0.19 | 0.2 | DATA NOT AVAILABLE | DATA NOT AVAILABLE | DATA NOT AVAILABLE | DATA NOT AVAILABLE | DATA NOT AVAILABLE | DATA NOT AVAILABLE | DATA NOT AVAILABLE | DATA NOT AVAILABLE | DATA NOT AVAILABLE | DATA NOT AVAILABLE | DATA NOT AVAILABLE | DATA NOT AVAILABLE | DATA NOT AVAILABLE | DATA NOT AVAILABLE | DATA NOT AVAILABLE | DATA NOT AVAILABLE | 2023-08-10
1700052703843 | DATA NOT AVAILABLE | S & J D ROBERTSON GROUP LIMITED - EXPORT | SCAPA WIND | DATA NOT AVAILABLE | DATA NOT AVAILABLE | ORKNEY | ORKNEY ISLANDS | KW15 1RZ | SCOTLAND | 344157 | 1009912 | THURSO | DATA NOT APPLICABLE | KIRKWALL | 11 | SCOTTISH HYDRO ELECTRIC POWER DISTRIBUTION PLC | WIND | ONSHORE WIND TURBINES | DATA NOT AVAILABLE | DATA NOT AVAILABLE | DATA NOT AVAILABLE | DATA NOT AVAILABLE | DATA NOT AVAILABLE | DATA NOT AVAILABLE | DATA NOT AVAILABLE | DATA NOT AVAILABLE | DATA NOT AVAILABLE | DATA NOT AVAILABLE | DATA NOT AVAILABLE | DATA NOT AVAILABLE | DATA NOT AVAILABLE | DATA NOT AVAILABLE | DATA NOT AVAILABLE | DATA NOT AVAILABLE | DATA NOT AVAILABLE | CONNECTED | 0.076 | 0.076 | 0.08 | DATA NOT AVAILABLE | DATA NOT AVAILABLE | DATA NOT AVAILABLE | DATA NOT AVAILABLE | DATA NOT AVAILABLE | DATA NOT AVAILABLE | DATA NOT AVAILABLE | DATA NOT AVAILABLE | DATA NOT AVAILABLE | DATA NOT AVAILABLE | DATA NOT AVAILABLE | DATA NOT AVAILABLE | DATA NOT AVAILABLE | DATA NOT AVAILABLE | DATA NOT AVAILABLE | DATA NOT AVAILABLE | 2023-08-10
1700052704304 | DATA NOT AVAILABLE | THE BRAES FARMING COMPANY LIMITED | GENERATING STATION | INVERLOCHLARIG HYDRO | DATA NOT AVAILABLE | LOCHEARNHEAD | STIRLING | FK19 8PH | SCOTLAND | 243901 | 718356 | KILLIN | DATA NOT APPLICABLE | LOCHEARNHEAD | 11 | SCOTTISH HYDRO ELECTRIC POWER DISTRIBUTION PLC | HYDRO (TO BE CONFIRMED) | HYDRO POWER SYSTEM | DATA NOT AVAILABLE | DATA NOT AVAILABLE | DATA NOT AVAILABLE | DATA NOT AVAILABLE | DATA NOT AVAILABLE | DATA NOT AVAILABLE | DATA NOT AVAILABLE | DATA NOT AVAILABLE | DATA NOT AVAILABLE | DATA NOT AVAILABLE | DATA NOT AVAILABLE | DATA NOT AVAILABLE | DATA NOT AVAILABLE | DATA NOT AVAILABLE | DATA NOT AVAILABLE | DATA NOT AVAILABLE | DATA NOT AVAILABLE | CONNECTED | 0.095 | 0.095 | 0.1 | DATA NOT AVAILABLE | DATA NOT AVAILABLE | DATA NOT AVAILABLE | DATA NOT AVAILABLE | DATA NOT AVAILABLE | DATA NOT AVAILABLE | DATA NOT AVAILABLE | DATA NOT AVAILABLE | DATA NOT AVAILABLE | DATA NOT AVAILABLE | DATA NOT AVAILABLE | DATA NOT AVAILABLE | DATA NOT AVAILABLE | DATA NOT AVAILABLE | DATA NOT AVAILABLE | DATA NOT AVAILABLE | 2023-08-10
1700052704545 | DATA NOT AVAILABLE | SW - GLENDEVON UPPER - FIXED PRICE | GLENDEVON UPPER HYDRO EXP | DATA NOT AVAILABLE | DATA NOT AVAILABLE | DOLLAR | CLACKMANNANSHIRE | FK14 7JZ | SCOTLAND | 294682 | 704706 | ABERNETHY | DATA NOT APPLICABLE | GLENDEVON | 11 | SCOTTISH HYDRO ELECTRIC POWER DISTRIBUTION PLC | HYDRO (TO BE CONFIRMED) | HYDRO POWER SYSTEM | DATA NOT AVAILABLE | DATA NOT AVAILABLE | DATA NOT AVAILABLE | DATA NOT AVAILABLE | DATA NOT AVAILABLE | DATA NOT AVAILABLE | DATA NOT AVAILABLE | DATA NOT AVAILABLE | DATA NOT AVAILABLE | DATA NOT AVAILABLE | DATA NOT AVAILABLE | DATA NOT AVAILABLE | DATA NOT AVAILABLE | DATA NOT AVAILABLE | DATA NOT AVAILABLE | DATA NOT AVAILABLE | DATA NOT AVAILABLE | CONNECTED | 0.3002 | 0.3002 | 0.316 | DATA NOT AVAILABLE | DATA NOT AVAILABLE | DATA NOT AVAILABLE | DATA NOT AVAILABLE | DATA NOT AVAILABLE | DATA NOT AVAILABLE | DATA NOT AVAILABLE | DATA NOT AVAILABLE | DATA NOT AVAILABLE | DATA NOT AVAILABLE | DATA NOT AVAILABLE | DATA NOT AVAILABLE | DATA NOT AVAILABLE | DATA NOT AVAILABLE | DATA NOT AVAILABLE | DATA NOT AVAILABLE | 2023-08-10
1700052704971 | DATA NOT AVAILABLE | GENERAL ENERGY MANAGEMENT LIMITED E | ORKNEY WIND | DIST GEN | DATA NOT AVAILABLE | ORKNEY | ORKNEY ISLANDS | KW17 2DD | SCOTLAND | 348447 | 1045159 | THURSO | DATA NOT APPLICABLE | WESTRAY | 11 | SCOTTISH HYDRO ELECTRIC POWER DISTRIBUTION PLC | WIND | ONSHORE WIND TURBINES | DATA NOT AVAILABLE | DATA NOT AVAILABLE | DATA NOT AVAILABLE | DATA NOT AVAILABLE | DATA NOT AVAILABLE | DATA NOT AVAILABLE | DATA NOT AVAILABLE | DATA NOT AVAILABLE | DATA NOT AVAILABLE | DATA NOT AVAILABLE | DATA NOT AVAILABLE | DATA NOT AVAILABLE | DATA NOT AVAILABLE | DATA NOT AVAILABLE | DATA NOT AVAILABLE | DATA NOT AVAILABLE | DATA NOT AVAILABLE | CONNECTED | 0.475 | 0.475 | 0.5 | DATA NOT AVAILABLE | DATA NOT AVAILABLE | DATA NOT AVAILABLE | DATA NOT AVAILABLE | DATA NOT AVAILABLE | DATA NOT AVAILABLE | DATA NOT AVAILABLE | DATA NOT AVAILABLE | DATA NOT AVAILABLE | DATA NOT AVAILABLE | DATA NOT AVAILABLE | DATA NOT AVAILABLE | DATA NOT AVAILABLE | DATA NOT AVAILABLE | DATA NOT AVAILABLE | DATA NOT AVAILABLE | 2023-08-10
1700052705743 | DATA NOT AVAILABLE | SHIELBOG RENEWABLES LLP | GENERATING STATION | SHEILBOG WIND | DATA NOT AVAILABLE | INVERURIE | ABERDEENSHIRE | AB51 0LG | SCOTLAND | 383492 | 821756 | KINTORE | DATA NOT APPLICABLE | INVERURIE | 11 | SCOTTISH HYDRO ELECTRIC POWER DISTRIBUTION PLC | WIND | ONSHORE WIND TURBINES | DATA NOT AVAILABLE | DATA NOT AVAILABLE | DATA NOT AVAILABLE | DATA NOT AVAILABLE | DATA NOT AVAILABLE | DATA NOT AVAILABLE | DATA NOT AVAILABLE | DATA NOT AVAILABLE | DATA NOT AVAILABLE | DATA NOT AVAILABLE | DATA NOT AVAILABLE | DATA NOT AVAILABLE | DATA NOT AVAILABLE | DATA NOT AVAILABLE | DATA NOT AVAILABLE | DATA NOT AVAILABLE | DATA NOT AVAILABLE | CONNECTED | 0.21375 | 0.21375 | 0.225 | DATA NOT AVAILABLE | DATA NOT AVAILABLE | DATA NOT AVAILABLE | DATA NOT AVAILABLE | DATA NOT AVAILABLE | DATA NOT AVAILABLE | DATA NOT AVAILABLE | DATA NOT AVAILABLE | DATA NOT AVAILABLE | DATA NOT AVAILABLE | DATA NOT AVAILABLE | DATA NOT AVAILABLE | DATA NOT AVAILABLE | DATA NOT AVAILABLE | DATA NOT AVAILABLE | DATA NOT AVAILABLE | 2023-08-10
1700052705761 | DATA NOT AVAILABLE | LEYLODGE RENEWABLES LLP | WIND GENERATING STATION | EAST LEYLODGE | DATA NOT AVAILABLE | INVERURIE | ABERDEENSHIRE | AB51 0XY | SCOTLAND | 377060 | 813669 | KINTORE | DATA NOT APPLICABLE | TORRYBURN | 11 | SCOTTISH HYDRO ELECTRIC POWER DISTRIBUTION PLC | WIND | ONSHORE WIND TURBINES | DATA NOT AVAILABLE | DATA NOT AVAILABLE | DATA NOT AVAILABLE | DATA NOT AVAILABLE | DATA NOT AVAILABLE | DATA NOT AVAILABLE | DATA NOT AVAILABLE | DATA NOT AVAILABLE | DATA NOT AVAILABLE | DATA NOT AVAILABLE | DATA NOT AVAILABLE | DATA NOT AVAILABLE | DATA NOT AVAILABLE | DATA NOT AVAILABLE | DATA NOT AVAILABLE | DATA NOT AVAILABLE | DATA NOT AVAILABLE | CONNECTED | 0.4275 | 0.4275 | 0.45 | DATA NOT AVAILABLE | DATA NOT AVAILABLE | DATA NOT AVAILABLE | DATA NOT AVAILABLE | DATA NOT AVAILABLE | DATA NOT AVAILABLE | DATA NOT AVAILABLE | DATA NOT AVAILABLE | DATA NOT AVAILABLE | DATA NOT AVAILABLE | DATA NOT AVAILABLE | DATA NOT AVAILABLE | DATA NOT AVAILABLE | DATA NOT AVAILABLE | DATA NOT AVAILABLE | DATA NOT AVAILABLE | 2023-08-10
1700052707519 | DATA NOT AVAILABLE | JSF WIND ENERGY LTD | GENERATING STATION | KINNEFF WIND | DATA NOT AVAILABLE | MONTROSE | ANGUS | DD10 0SY | SCOTLAND | 385238 | 775926 | FIDDES | DATA NOT APPLICABLE | INVERBERVIE | 11 | SCOTTISH HYDRO ELECTRIC POWER DISTRIBUTION PLC | WIND | ONSHORE WIND TURBINES | DATA NOT AVAILABLE | DATA NOT AVAILABLE | DATA NOT AVAILABLE | DATA NOT AVAILABLE | DATA NOT AVAILABLE | DATA NOT AVAILABLE | DATA NOT AVAILABLE | DATA NOT AVAILABLE | DATA NOT AVAILABLE | DATA NOT AVAILABLE | DATA NOT AVAILABLE | DATA NOT AVAILABLE | DATA NOT AVAILABLE | DATA NOT AVAILABLE | DATA NOT AVAILABLE | DATA NOT AVAILABLE | DATA NOT AVAILABLE | CONNECTED | 0.855 | 0.855 | 0.9 | DATA NOT AVAILABLE | DATA NOT AVAILABLE | DATA NOT AVAILABLE | DATA NOT AVAILABLE | DATA NOT AVAILABLE | DATA NOT AVAILABLE | DATA NOT AVAILABLE | DATA NOT AVAILABLE | DATA NOT AVAILABLE | DATA NOT AVAILABLE | DATA NOT AVAILABLE | DATA NOT AVAILABLE | DATA NOT AVAILABLE | DATA NOT AVAILABLE | DATA NOT AVAILABLE | DATA NOT AVAILABLE | 2023-08-10
1700052708007 | DATA NOT AVAILABLE | REDACTED | REDACTED | REDACTED | REDACTED | REDACTED | REDACTED | DD8 2 | SCOTLAND | REDACTED | REDACTED | LUNANHEAD | DATA NOT APPLICABLE | FRIOCKHEIM | 11 | SCOTTISH HYDRO ELECTRIC POWER DISTRIBUTION PLC | DATA NOT AVAILABLE | DATA NOT AVAILABLE | DATA NOT AVAILABLE | DATA NOT AVAILABLE | DATA NOT AVAILABLE | DATA NOT AVAILABLE | DATA NOT AVAILABLE | DATA NOT AVAILABLE | DATA NOT AVAILABLE | DATA NOT AVAILABLE | DATA NOT AVAILABLE | DATA NOT AVAILABLE | DATA NOT AVAILABLE | DATA NOT AVAILABLE | DATA NOT AVAILABLE | DATA NOT AVAILABLE | DATA NOT AVAILABLE | DATA NOT AVAILABLE | DATA NOT AVAILABLE | CONNECTED | 0.475 | 0.475 | 0.5 | DATA NOT AVAILABLE | DATA NOT AVAILABLE | DATA NOT AVAILABLE | DATA NOT AVAILABLE | DATA NOT AVAILABLE | DATA NOT AVAILABLE | DATA NOT AVAILABLE | DATA NOT AVAILABLE | DATA NOT AVAILABLE | DATA NOT AVAILABLE | DATA NOT AVAILABLE | DATA NOT AVAILABLE | DATA NOT AVAILABLE | DATA NOT AVAILABLE | DATA NOT AVAILABLE | DATA NOT AVAILABLE | 2023-08-10
1700052708460 | DATA NOT AVAILABLE | SW - CASTLEHILL RESERV - FIXED PRIC | CASTLEHILL RESERV HYDRO EXP | DATA NOT AVAILABLE | DATA NOT AVAILABLE | DOLLAR | CLACKMANNANSHIRE | FK14 7JX | SCOTLAND | 299748 | 702513 | ABERNETHY | DATA NOT APPLICABLE | GLENDEVON | 11 | SCOTTISH HYDRO ELECTRIC POWER DISTRIBUTION PLC | HYDRO (TO BE CONFIRMED) | HYDRO POWER SYSTEM | DATA NOT AVAILABLE | DATA NOT AVAILABLE | DATA NOT AVAILABLE | DATA NOT AVAILABLE | DATA NOT AVAILABLE | DATA NOT AVAILABLE | DATA NOT AVAILABLE | DATA NOT AVAILABLE | DATA NOT AVAILABLE | DATA NOT AVAILABLE | DATA NOT AVAILABLE | DATA NOT AVAILABLE | DATA NOT AVAILABLE | DATA NOT AVAILABLE | DATA NOT AVAILABLE | DATA NOT AVAILABLE | DATA NOT AVAILABLE | CONNECTED | 0.25935 | 0.25935 | 0.273 | DATA NOT AVAILABLE | DATA NOT AVAILABLE | DATA NOT AVAILABLE | DATA NOT AVAILABLE | DATA NOT AVAILABLE | DATA NOT AVAILABLE | DATA NOT AVAILABLE | DATA NOT AVAILABLE | DATA NOT AVAILABLE | DATA NOT AVAILABLE | DATA NOT AVAILABLE | DATA NOT AVAILABLE | DATA NOT AVAILABLE | DATA NOT AVAILABLE | DATA NOT AVAILABLE | DATA NOT AVAILABLE | 2023-08-10
1700052708503 | DATA NOT AVAILABLE | SCOTTISH WATER LIMITED EXPORT | ROSS PRIORY-HYDRO-EXP | DATA NOT AVAILABLE | DATA NOT AVAILABLE | ALEXANDRIA | DUNBARTONSHIRE | G83 8NL | SCOTLAND | 241260 | 687436 | STRATHLEVEN | DATA NOT APPLICABLE | ROSS PRIORY PUMPING STAT. | 33 | SCOTTISH HYDRO ELECTRIC POWER DISTRIBUTION PLC | HYDRO (TO BE CONFIRMED) | HYDRO POWER SYSTEM | DATA NOT AVAILABLE | DATA NOT AVAILABLE | DATA NOT AVAILABLE | DATA NOT AVAILABLE | DATA NOT AVAILABLE | DATA NOT AVAILABLE | DATA NOT AVAILABLE | DATA NOT AVAILABLE | DATA NOT AVAILABLE | DATA NOT AVAILABLE | DATA NOT AVAILABLE | DATA NOT AVAILABLE | DATA NOT AVAILABLE | DATA NOT AVAILABLE | DATA NOT AVAILABLE | DATA NOT AVAILABLE | DATA NOT AVAILABLE | CONNECTED | 0.74385 | 0.74385 | 0.783 | DATA NOT AVAILABLE | DATA NOT AVAILABLE | DATA NOT AVAILABLE | DATA NOT AVAILABLE | DATA NOT AVAILABLE | DATA NOT AVAILABLE | DATA NOT AVAILABLE | DATA NOT AVAILABLE | DATA NOT AVAILABLE | DATA NOT AVAILABLE | DATA NOT AVAILABLE | DATA NOT AVAILABLE | DATA NOT AVAILABLE | DATA NOT AVAILABLE | DATA NOT AVAILABLE | DATA NOT AVAILABLE | 2023-08-10
1700052708530 | DATA NOT AVAILABLE | MAINS OF AUCHREDDIE RENEWABLES LLP | WIND GENERATING STATION | MAINS OF AUCHREDDIE | DATA NOT AVAILABLE | ELLON | ABERDEENSHIRE | AB41 8PH | SCOTLAND | 391782 | 834865 | DYCE | DATA NOT APPLICABLE | DYCE GRID | 33 | SCOTTISH HYDRO ELECTRIC POWER DISTRIBUTION PLC | WIND | ONSHORE WIND TURBINES | DATA NOT AVAILABLE | DATA NOT AVAILABLE | DATA NOT AVAILABLE | DATA NOT AVAILABLE | DATA NOT AVAILABLE | DATA NOT AVAILABLE | DATA NOT AVAILABLE | DATA NOT AVAILABLE | DATA NOT AVAILABLE | DATA NOT AVAILABLE | DATA NOT AVAILABLE | DATA NOT AVAILABLE | DATA NOT AVAILABLE | DATA NOT AVAILABLE | DATA NOT AVAILABLE | DATA NOT AVAILABLE | DATA NOT AVAILABLE | CONNECTED | 0.4275 | 0.4275 | 0.45 | DATA NOT AVAILABLE | DATA NOT AVAILABLE | DATA NOT AVAILABLE | DATA NOT AVAILABLE | DATA NOT AVAILABLE | DATA NOT AVAILABLE | DATA NOT AVAILABLE | DATA NOT AVAILABLE | DATA NOT AVAILABLE | DATA NOT AVAILABLE | DATA NOT AVAILABLE | DATA NOT AVAILABLE | DATA NOT AVAILABLE | DATA NOT AVAILABLE | DATA NOT AVAILABLE | DATA NOT AVAILABLE | 2023-08-10
1700052708559 | DATA NOT AVAILABLE | ROBERTSON ENERGY LIMITED | DUN WINDFARM | WHITEFIELD OF | DATA NOT AVAILABLE | MONTROSE | ANGUS | DD10 9LR | SCOTLAND | 364324 | 762282 | BRIDGE OF DUN | DATA NOT APPLICABLE | LOGIE PERT | 11 | SCOTTISH HYDRO ELECTRIC POWER DISTRIBUTION PLC | WIND | ONSHORE WIND TURBINES | DATA NOT AVAILABLE | DATA NOT AVAILABLE | DATA NOT AVAILABLE | DATA NOT AVAILABLE | DATA NOT AVAILABLE | DATA NOT AVAILABLE | DATA NOT AVAILABLE | DATA NOT AVAILABLE | DATA NOT AVAILABLE | DATA NOT AVAILABLE | DATA NOT AVAILABLE | DATA NOT AVAILABLE | DATA NOT AVAILABLE | DATA NOT AVAILABLE | DATA NOT AVAILABLE | DATA NOT AVAILABLE | DATA NOT AVAILABLE | CONNECTED | 0.475 | 0.475 | 0.5 | DATA NOT AVAILABLE | DATA NOT AVAILABLE | DATA NOT AVAILABLE | DATA NOT AVAILABLE | DATA NOT AVAILABLE | DATA NOT AVAILABLE | DATA NOT AVAILABLE | DATA NOT AVAILABLE | DATA NOT AVAILABLE | DATA NOT AVAILABLE | DATA NOT AVAILABLE | DATA NOT AVAILABLE | DATA NOT AVAILABLE | DATA NOT AVAILABLE | DATA NOT AVAILABLE | DATA NOT AVAILABLE | 2023-08-10
1700052708577 | DATA NOT AVAILABLE | G CRAIGIE & SON | SOUTHSIDE WIND TURBINE | DATA NOT AVAILABLE | SOUTHSIDE FARM | INVERURIE | ABERDEENSHIRE | AB51 0JJ | SCOTLAND | 373377 | 828456 | KINTORE | DATA NOT APPLICABLE | INVERURIE | 11 | SCOTTISH HYDRO ELECTRIC POWER DISTRIBUTION PLC | WIND | ONSHORE WIND TURBINES | DATA NOT AVAILABLE | DATA NOT AVAILABLE | DATA NOT AVAILABLE | DATA NOT AVAILABLE | DATA NOT AVAILABLE | DATA NOT AVAILABLE | DATA NOT AVAILABLE | DATA NOT AVAILABLE | DATA NOT AVAILABLE | DATA NOT AVAILABLE | DATA NOT AVAILABLE | DATA NOT AVAILABLE | DATA NOT AVAILABLE | DATA NOT AVAILABLE | DATA NOT AVAILABLE | DATA NOT AVAILABLE | DATA NOT AVAILABLE | CONNECTED | 0.4275 | 0.4275 | 0.45 | DATA NOT AVAILABLE | DATA NOT AVAILABLE | DATA NOT AVAILABLE | DATA NOT AVAILABLE | DATA NOT AVAILABLE | DATA NOT AVAILABLE | DATA NOT AVAILABLE | DATA NOT AVAILABLE | DATA NOT AVAILABLE | DATA NOT AVAILABLE | DATA NOT AVAILABLE | DATA NOT AVAILABLE | DATA NOT AVAILABLE | DATA NOT AVAILABLE | DATA NOT AVAILABLE | DATA NOT AVAILABLE | 2023-08-10
1700052708595 | DATA NOT AVAILABLE | GREENMOSS FARMS | GREENMOSS | WINDFARM | DATA NOT AVAILABLE | INVERURIE | ABERDEENSHIRE | AB51 7LB | SCOTLAND | 373132 | 813264 | KINTORE | DATA NOT APPLICABLE | KINTORE GRID | 33 | SCOTTISH HYDRO ELECTRIC POWER DISTRIBUTION PLC | DATA NOT AVAILABLE | DATA NOT AVAILABLE | DATA NOT AVAILABLE | DATA NOT AVAILABLE | DATA NOT AVAILABLE | DATA NOT AVAILABLE | DATA NOT AVAILABLE | DATA NOT AVAILABLE | DATA NOT AVAILABLE | DATA NOT AVAILABLE | DATA NOT AVAILABLE | DATA NOT AVAILABLE | DATA NOT AVAILABLE | DATA NOT AVAILABLE | DATA NOT AVAILABLE | DATA NOT AVAILABLE | DATA NOT AVAILABLE | DATA NOT AVAILABLE | DATA NOT AVAILABLE | CONNECTED | 0.4503 | 0.4503 | 0.474 | DATA NOT AVAILABLE | DATA NOT AVAILABLE | DATA NOT AVAILABLE | DATA NOT AVAILABLE | DATA NOT AVAILABLE | DATA NOT AVAILABLE | DATA NOT AVAILABLE | DATA NOT AVAILABLE | DATA NOT AVAILABLE | DATA NOT AVAILABLE | DATA NOT AVAILABLE | DATA NOT AVAILABLE | DATA NOT AVAILABLE | DATA NOT AVAILABLE | DATA NOT AVAILABLE | DATA NOT AVAILABLE | 2023-08-10
1700052709047 | DATA NOT AVAILABLE | G&B RENEWABLES LTD | WIND TURBINE | SOUTH LASTS | CONTLAW ROAD | ABERDEEN | ABERDEEN | AB13 0ES | SCOTLAND | 383432 | 803498 | CRAIGIEBUCKLER | DATA NOT APPLICABLE | CRAIGTON | 11 | SCOTTISH HYDRO ELECTRIC POWER DISTRIBUTION PLC | WIND | ONSHORE WIND TURBINES | DATA NOT AVAILABLE | DATA NOT AVAILABLE | DATA NOT AVAILABLE | DATA NOT AVAILABLE | DATA NOT AVAILABLE | DATA NOT AVAILABLE | DATA NOT AVAILABLE | DATA NOT AVAILABLE | DATA NOT AVAILABLE | DATA NOT AVAILABLE | DATA NOT AVAILABLE | DATA NOT AVAILABLE | DATA NOT AVAILABLE | DATA NOT AVAILABLE | DATA NOT AVAILABLE | DATA NOT AVAILABLE | DATA NOT AVAILABLE | CONNECTED | 0.76 | 0.76 | 0.8 | DATA NOT AVAILABLE | DATA NOT AVAILABLE | DATA NOT AVAILABLE | DATA NOT AVAILABLE | DATA NOT AVAILABLE | DATA NOT AVAILABLE | DATA NOT AVAILABLE | DATA NOT AVAILABLE | DATA NOT AVAILABLE | DATA NOT AVAILABLE | DATA NOT AVAILABLE | DATA NOT AVAILABLE | DATA NOT AVAILABLE | DATA NOT AVAILABLE | DATA NOT AVAILABLE | DATA NOT AVAILABLE | 2023-08-10
1700052710042 | DATA NOT AVAILABLE | MAINS OF TERTOWIE | WIND TURBINE | MAINS OF TERTOWIE | DATA NOT AVAILABLE | ABERDEEN | ABERDEEN | AB21 0TS | SCOTLAND | 381765 | 810466 | KINTORE | DATA NOT APPLICABLE | SKENE | 11 | SCOTTISH HYDRO ELECTRIC POWER DISTRIBUTION PLC | WIND | ONSHORE WIND TURBINES | DATA NOT AVAILABLE | DATA NOT AVAILABLE | DATA NOT AVAILABLE | DATA NOT AVAILABLE | DATA NOT AVAILABLE | DATA NOT AVAILABLE | DATA NOT AVAILABLE | DATA NOT AVAILABLE | DATA NOT AVAILABLE | DATA NOT AVAILABLE | DATA NOT AVAILABLE | DATA NOT AVAILABLE | DATA NOT AVAILABLE | DATA NOT AVAILABLE | DATA NOT AVAILABLE | DATA NOT AVAILABLE | DATA NOT AVAILABLE | CONNECTED | 0.4275 | 0.4275 | 0.45 | DATA NOT AVAILABLE | DATA NOT AVAILABLE | DATA NOT AVAILABLE | DATA NOT AVAILABLE | DATA NOT AVAILABLE | DATA NOT AVAILABLE | DATA NOT AVAILABLE | DATA NOT AVAILABLE | DATA NOT AVAILABLE | DATA NOT AVAILABLE | DATA NOT AVAILABLE | DATA NOT AVAILABLE | DATA NOT AVAILABLE | DATA NOT AVAILABLE | DATA NOT AVAILABLE | DATA NOT AVAILABLE | 2023-08-10
1700052710060 | DATA NOT AVAILABLE | COMHAIRLE NAN EILEAN SIAR | WIND GENERATING STATION | CREED ENTERPRISE PARK | LOCHS ROAD | STORNOWAY | EILEAN SIAR | HS2 9JN | SCOTLAND | 140158 | 932195 | ARDMORE GRID | DATA NOT APPLICABLE | BATTERY POINT | 11 | SCOTTISH HYDRO ELECTRIC POWER DISTRIBUTION PLC | WIND | ONSHORE WIND TURBINES | DATA NOT AVAILABLE | DATA NOT AVAILABLE | DATA NOT AVAILABLE | DATA NOT AVAILABLE | DATA NOT AVAILABLE | DATA NOT AVAILABLE | DATA NOT AVAILABLE | DATA NOT AVAILABLE | DATA NOT AVAILABLE | DATA NOT AVAILABLE | DATA NOT AVAILABLE | DATA NOT AVAILABLE | DATA NOT AVAILABLE | DATA NOT AVAILABLE | DATA NOT AVAILABLE | DATA NOT AVAILABLE | DATA NOT AVAILABLE | CONNECTED | 0.21375 | 0.21375 | 0.225 | DATA NOT AVAILABLE | DATA NOT AVAILABLE | DATA NOT AVAILABLE | DATA NOT AVAILABLE | DATA NOT AVAILABLE | DATA NOT AVAILABLE | DATA NOT AVAILABLE | DATA NOT AVAILABLE | DATA NOT AVAILABLE | DATA NOT AVAILABLE | DATA NOT AVAILABLE | DATA NOT AVAILABLE | DATA NOT AVAILABLE | DATA NOT AVAILABLE | DATA NOT AVAILABLE | DATA NOT AVAILABLE | 2023-08-10
1700052710089 | DATA NOT AVAILABLE | COOP PPA SITES | DOUNEPARK FARM | DOUNEPARK WIND TURBINE | DATA NOT AVAILABLE | BANFF | ABERDEENSHIRE | AB45 3QP | SCOTLAND | 371691 | 862444 | MACDUFF | DATA NOT APPLICABLE | MACDUFF | 11 | SCOTTISH HYDRO ELECTRIC POWER DISTRIBUTION PLC | DATA NOT AVAILABLE | DATA NOT AVAILABLE | DATA NOT AVAILABLE | DATA NOT AVAILABLE | DATA NOT AVAILABLE | DATA NOT AVAILABLE | DATA NOT AVAILABLE | DATA NOT AVAILABLE | DATA NOT AVAILABLE | DATA NOT AVAILABLE | DATA NOT AVAILABLE | DATA NOT AVAILABLE | DATA NOT AVAILABLE | DATA NOT AVAILABLE | DATA NOT AVAILABLE | DATA NOT AVAILABLE | DATA NOT AVAILABLE | DATA NOT AVAILABLE | DATA NOT AVAILABLE | CONNECTED | 0.855 | 0.855 | 0.9 | DATA NOT AVAILABLE | DATA NOT AVAILABLE | DATA NOT AVAILABLE | DATA NOT AVAILABLE | DATA NOT AVAILABLE | DATA NOT AVAILABLE | DATA NOT AVAILABLE | DATA NOT AVAILABLE | DATA NOT AVAILABLE | DATA NOT AVAILABLE | DATA NOT AVAILABLE | DATA NOT AVAILABLE | DATA NOT AVAILABLE | DATA NOT AVAILABLE | DATA NOT AVAILABLE | DATA NOT AVAILABLE | 2023-08-10
1700052714108 | DATA NOT AVAILABLE | COOP PPA SITES | WIND GENERATING STATION | FOULIS FARM | DATA NOT AVAILABLE | DINGWALL | HIGHLAND | IV16 9UX | SCOTLAND | 258595 | 864231 | BEAULY | DATA NOT APPLICABLE | DINGWALL | 11 | SCOTTISH HYDRO ELECTRIC POWER DISTRIBUTION PLC | WIND | ONSHORE WIND TURBINES | DATA NOT AVAILABLE | DATA NOT AVAILABLE | DATA NOT AVAILABLE | DATA NOT AVAILABLE | DATA NOT AVAILABLE | DATA NOT AVAILABLE | DATA NOT AVAILABLE | DATA NOT AVAILABLE | DATA NOT AVAILABLE | DATA NOT AVAILABLE | DATA NOT AVAILABLE | DATA NOT AVAILABLE | DATA NOT AVAILABLE | DATA NOT AVAILABLE | DATA NOT AVAILABLE | DATA NOT AVAILABLE | DATA NOT AVAILABLE | CONNECTED | 0.475 | 0.475 | 0.5 | DATA NOT AVAILABLE | DATA NOT AVAILABLE | DATA NOT AVAILABLE | DATA NOT AVAILABLE | DATA NOT AVAILABLE | DATA NOT AVAILABLE | DATA NOT AVAILABLE | DATA NOT AVAILABLE | DATA NOT AVAILABLE | DATA NOT AVAILABLE | DATA NOT AVAILABLE | DATA NOT AVAILABLE | DATA NOT AVAILABLE | DATA NOT AVAILABLE | DATA NOT AVAILABLE | DATA NOT AVAILABLE | 2023-08-10
1700052714135 | DATA NOT AVAILABLE | COOP PPA SITES | GENERATING STATION | MEADLE WIND | DATA NOT AVAILABLE | ISLE OF SKYE | HIGHLAND | IV56 8FY | SCOTLAND | 139381 | 834250 | DUNVEGAN GRID | DATA NOT APPLICABLE | DRYNOCH | 11 | SCOTTISH HYDRO ELECTRIC POWER DISTRIBUTION PLC | WIND | ONSHORE WIND TURBINES | DATA NOT AVAILABLE | DATA NOT AVAILABLE | DATA NOT AVAILABLE | DATA NOT AVAILABLE | DATA NOT AVAILABLE | DATA NOT AVAILABLE | DATA NOT AVAILABLE | DATA NOT AVAILABLE | DATA NOT AVAILABLE | DATA NOT AVAILABLE | DATA NOT AVAILABLE | DATA NOT AVAILABLE | DATA NOT AVAILABLE | DATA NOT AVAILABLE | DATA NOT AVAILABLE | DATA NOT AVAILABLE | DATA NOT AVAILABLE | CONNECTED | 0.3135 | 0.3135 | 0.33 | DATA NOT AVAILABLE | DATA NOT AVAILABLE | DATA NOT AVAILABLE | DATA NOT AVAILABLE | DATA NOT AVAILABLE | DATA NOT AVAILABLE | DATA NOT AVAILABLE | DATA NOT AVAILABLE | DATA NOT AVAILABLE | DATA NOT AVAILABLE | DATA NOT AVAILABLE | DATA NOT AVAILABLE | DATA NOT AVAILABLE | DATA NOT AVAILABLE | DATA NOT AVAILABLE | DATA NOT AVAILABLE | 2023-08-10
1700052714854 | DATA NOT AVAILABLE | REDACTED | REDACTED | REDACTED | REDACTED | REDACTED | REDACTED | AB43 7 | SCOTLAND | REDACTED | REDACTED | FRASERBURGH | DATA NOT APPLICABLE | FRASERBURGH | 11 | SCOTTISH HYDRO ELECTRIC POWER DISTRIBUTION PLC | DATA NOT AVAILABLE | DATA NOT AVAILABLE | DATA NOT AVAILABLE | DATA NOT AVAILABLE | DATA NOT AVAILABLE | DATA NOT AVAILABLE | DATA NOT AVAILABLE | DATA NOT AVAILABLE | DATA NOT AVAILABLE | DATA NOT AVAILABLE | DATA NOT AVAILABLE | DATA NOT AVAILABLE | DATA NOT AVAILABLE | DATA NOT AVAILABLE | DATA NOT AVAILABLE | DATA NOT AVAILABLE | DATA NOT AVAILABLE | DATA NOT AVAILABLE | DATA NOT AVAILABLE | CONNECTED | 0.171 | 0.171 | 0.18 | DATA NOT AVAILABLE | DATA NOT AVAILABLE | DATA NOT AVAILABLE | DATA NOT AVAILABLE | DATA NOT AVAILABLE | DATA NOT AVAILABLE | DATA NOT AVAILABLE | DATA NOT AVAILABLE | DATA NOT AVAILABLE | DATA NOT AVAILABLE | DATA NOT AVAILABLE | DATA NOT AVAILABLE | DATA NOT AVAILABLE | DATA NOT AVAILABLE | DATA NOT AVAILABLE | DATA NOT AVAILABLE | 2023-08-10
1700052714872 | DATA NOT AVAILABLE | REDACTED | REDACTED | REDACTED | REDACTED | REDACTED | REDACTED | AB53 6 | SCOTLAND | REDACTED | REDACTED | DATA NOT AVAILABLE | DATA NOT APPLICABLE | DATA NOT AVAILABLE | DATA NOT AVAILABLE | SCOTTISH HYDRO ELECTRIC POWER DISTRIBUTION PLC | DATA NOT AVAILABLE | DATA NOT AVAILABLE | DATA NOT AVAILABLE | DATA NOT AVAILABLE | DATA NOT AVAILABLE | DATA NOT AVAILABLE | DATA NOT AVAILABLE | DATA NOT AVAILABLE | DATA NOT AVAILABLE | DATA NOT AVAILABLE | DATA NOT AVAILABLE | DATA NOT AVAILABLE | DATA NOT AVAILABLE | DATA NOT AVAILABLE | DATA NOT AVAILABLE | DATA NOT AVAILABLE | DATA NOT AVAILABLE | DATA NOT AVAILABLE | DATA NOT AVAILABLE | CONNECTED | 0.076 | 0.076 | 0.08 | DATA NOT AVAILABLE | DATA NOT AVAILABLE | DATA NOT AVAILABLE | DATA NOT AVAILABLE | DATA NOT AVAILABLE | DATA NOT AVAILABLE | DATA NOT AVAILABLE | DATA NOT AVAILABLE | DATA NOT AVAILABLE | DATA NOT AVAILABLE | DATA NOT AVAILABLE | DATA NOT AVAILABLE | DATA NOT AVAILABLE | DATA NOT AVAILABLE | DATA NOT AVAILABLE | DATA NOT AVAILABLE | 2023-08-10
1700052714890 | DATA NOT AVAILABLE | BALNAGOWN CASTLE PROPERTIES LTD | GENERATING STATION | DARRALEA WIND | DATA NOT AVAILABLE | TURRIFF | ABERDEENSHIRE | AB53 5XR | SCOTLAND | 382588 | 856744 | STRICHEN | DATA NOT APPLICABLE | NEW PITSLIGO | 11 | SCOTTISH HYDRO ELECTRIC POWER DISTRIBUTION PLC | WIND | ONSHORE WIND TURBINES | DATA NOT AVAILABLE | DATA NOT AVAILABLE | DATA NOT AVAILABLE | DATA NOT AVAILABLE | DATA NOT AVAILABLE | DATA NOT AVAILABLE | DATA NOT AVAILABLE | DATA NOT AVAILABLE | DATA NOT AVAILABLE | DATA NOT AVAILABLE | DATA NOT AVAILABLE | DATA NOT AVAILABLE | DATA NOT AVAILABLE | DATA NOT AVAILABLE | DATA NOT AVAILABLE | DATA NOT AVAILABLE | DATA NOT AVAILABLE | CONNECTED | 0.0855 | 0.0855 | 0.09 | DATA NOT AVAILABLE | DATA NOT AVAILABLE | DATA NOT AVAILABLE | DATA NOT AVAILABLE | DATA NOT AVAILABLE | DATA NOT AVAILABLE | DATA NOT AVAILABLE | DATA NOT AVAILABLE | DATA NOT AVAILABLE | DATA NOT AVAILABLE | DATA NOT AVAILABLE | DATA NOT AVAILABLE | DATA NOT AVAILABLE | DATA NOT AVAILABLE | DATA NOT AVAILABLE | DATA NOT AVAILABLE | 2023-08-10
1700052715013 | DATA NOT AVAILABLE | LOANHEAD RENEWABLES LTD | WIND GENERATING STATION | UPPER CULPHIN | DATA NOT AVAILABLE | BANFF | ABERDEENSHIRE | AB45 2AN | SCOTLAND | 360597 | 859396 | KEITH | DATA NOT APPLICABLE | MARNOCH | 11 | SCOTTISH HYDRO ELECTRIC POWER DISTRIBUTION PLC | WIND | ONSHORE WIND TURBINES | DATA NOT AVAILABLE | DATA NOT AVAILABLE | DATA NOT AVAILABLE | DATA NOT AVAILABLE | DATA NOT AVAILABLE | DATA NOT AVAILABLE | DATA NOT AVAILABLE | DATA NOT AVAILABLE | DATA NOT AVAILABLE | DATA NOT AVAILABLE | DATA NOT AVAILABLE | DATA NOT AVAILABLE | DATA NOT AVAILABLE | DATA NOT AVAILABLE | DATA NOT AVAILABLE | DATA NOT AVAILABLE | DATA NOT AVAILABLE | CONNECTED | 0.21375 | 0.21375 | 0.225 | DATA NOT AVAILABLE | DATA NOT AVAILABLE | DATA NOT AVAILABLE | DATA NOT AVAILABLE | DATA NOT AVAILABLE | DATA NOT AVAILABLE | DATA NOT AVAILABLE | DATA NOT AVAILABLE | DATA NOT AVAILABLE | DATA NOT AVAILABLE | DATA NOT AVAILABLE | DATA NOT AVAILABLE | DATA NOT AVAILABLE | DATA NOT AVAILABLE | DATA NOT AVAILABLE | DATA NOT AVAILABLE | 2023-08-10
1700052715087 | DATA NOT AVAILABLE | SANDLAW FARMING COMPANY | GENERATING STATION | AUCHINBADIE WIND | DATA NOT AVAILABLE | BANFF | ABERDEENSHIRE | AB45 3UJ | SCOTLAND | 368944 | 858289 | MACDUFF | DATA NOT APPLICABLE | MACDUFF | 11 | SCOTTISH HYDRO ELECTRIC POWER DISTRIBUTION PLC | WIND | ONSHORE WIND TURBINES | DATA NOT AVAILABLE | DATA NOT AVAILABLE | DATA NOT AVAILABLE | DATA NOT AVAILABLE | DATA NOT AVAILABLE | DATA NOT AVAILABLE | DATA NOT AVAILABLE | DATA NOT AVAILABLE | DATA NOT AVAILABLE | DATA NOT AVAILABLE | DATA NOT AVAILABLE | DATA NOT AVAILABLE | DATA NOT AVAILABLE | DATA NOT AVAILABLE | DATA NOT AVAILABLE | DATA NOT AVAILABLE | DATA NOT AVAILABLE | CONNECTED | 0.21375 | 0.21375 | 0.225 | DATA NOT AVAILABLE | DATA NOT AVAILABLE | DATA NOT AVAILABLE | DATA NOT AVAILABLE | DATA NOT AVAILABLE | DATA NOT AVAILABLE | DATA NOT AVAILABLE | DATA NOT AVAILABLE | DATA NOT AVAILABLE | DATA NOT AVAILABLE | DATA NOT AVAILABLE | DATA NOT AVAILABLE | DATA NOT AVAILABLE | DATA NOT AVAILABLE | DATA NOT AVAILABLE | DATA NOT AVAILABLE | 2023-08-10
1700052715139 | DATA NOT AVAILABLE | REDACTED | REDACTED | REDACTED | REDACTED | REDACTED | REDACTED | AB51 0 | SCOTLAND | REDACTED | REDACTED | KINTORE | DATA NOT APPLICABLE | INVERURIE | 11 | SCOTTISH HYDRO ELECTRIC POWER DISTRIBUTION PLC | DATA NOT AVAILABLE | DATA NOT AVAILABLE | DATA NOT AVAILABLE | DATA NOT AVAILABLE | DATA NOT AVAILABLE | DATA NOT AVAILABLE | DATA NOT AVAILABLE | DATA NOT AVAILABLE | DATA NOT AVAILABLE | DATA NOT AVAILABLE | DATA NOT AVAILABLE | DATA NOT AVAILABLE | DATA NOT AVAILABLE | DATA NOT AVAILABLE | DATA NOT AVAILABLE | DATA NOT AVAILABLE | DATA NOT AVAILABLE | DATA NOT AVAILABLE | DATA NOT AVAILABLE | CONNECTED | 0.0855 | 0.0855 | 0.09 | DATA NOT AVAILABLE | DATA NOT AVAILABLE | DATA NOT AVAILABLE | DATA NOT AVAILABLE | DATA NOT AVAILABLE | DATA NOT AVAILABLE | DATA NOT AVAILABLE | DATA NOT AVAILABLE | DATA NOT AVAILABLE | DATA NOT AVAILABLE | DATA NOT AVAILABLE | DATA NOT AVAILABLE | DATA NOT AVAILABLE | DATA NOT AVAILABLE | DATA NOT AVAILABLE | DATA NOT AVAILABLE | 2023-08-10
1700052715175 | DATA NOT AVAILABLE | MAINS OF ANNOCHIE | MAINS OF ANNOCHIE | DATA NOT AVAILABLE | DATA NOT AVAILABLE | ELLON | ABERDEENSHIRE | AB41 8TB | SCOTLAND | 393735 | 842584 | STRICHEN | DATA NOT APPLICABLE | MAUD | 11 | SCOTTISH HYDRO ELECTRIC POWER DISTRIBUTION PLC | DATA NOT AVAILABLE | DATA NOT AVAILABLE | DATA NOT AVAILABLE | DATA NOT AVAILABLE | DATA NOT AVAILABLE | DATA NOT AVAILABLE | DATA NOT AVAILABLE | DATA NOT AVAILABLE | DATA NOT AVAILABLE | DATA NOT AVAILABLE | DATA NOT AVAILABLE | DATA NOT AVAILABLE | DATA NOT AVAILABLE | DATA NOT AVAILABLE | DATA NOT AVAILABLE | DATA NOT AVAILABLE | DATA NOT AVAILABLE | DATA NOT AVAILABLE | DATA NOT AVAILABLE | CONNECTED | 0.0855 | 0.0855 | 0.09 | DATA NOT AVAILABLE | DATA NOT AVAILABLE | DATA NOT AVAILABLE | DATA NOT AVAILABLE | DATA NOT AVAILABLE | DATA NOT AVAILABLE | DATA NOT AVAILABLE | DATA NOT AVAILABLE | DATA NOT AVAILABLE | DATA NOT AVAILABLE | DATA NOT AVAILABLE | DATA NOT AVAILABLE | DATA NOT AVAILABLE | DATA NOT AVAILABLE | DATA NOT AVAILABLE | DATA NOT AVAILABLE | 2023-08-10
1700052717010 | DATA NOT AVAILABLE | MESSRS JOHN RS GRANT LTD | WEST MAINS OF AUCHTERHOUSE WIND | DATA NOT AVAILABLE | DATA NOT AVAILABLE | DUNDEE | DUNDEE | DD3 0QW | SCOTLAND | 331278 | 737045 | COUPAR ANGUS | DATA NOT APPLICABLE | LEOCH | 11 | SCOTTISH HYDRO ELECTRIC POWER DISTRIBUTION PLC | DATA NOT AVAILABLE | DATA NOT AVAILABLE | DATA NOT AVAILABLE | DATA NOT AVAILABLE | DATA NOT AVAILABLE | DATA NOT AVAILABLE | DATA NOT AVAILABLE | DATA NOT AVAILABLE | DATA NOT AVAILABLE | DATA NOT AVAILABLE | DATA NOT AVAILABLE | DATA NOT AVAILABLE | DATA NOT AVAILABLE | DATA NOT AVAILABLE | DATA NOT AVAILABLE | DATA NOT AVAILABLE | DATA NOT AVAILABLE | DATA NOT AVAILABLE | DATA NOT AVAILABLE | CONNECTED | 0.285 | 0.285 | 0.3 | DATA NOT AVAILABLE | DATA NOT AVAILABLE | DATA NOT AVAILABLE | DATA NOT AVAILABLE | DATA NOT AVAILABLE | DATA NOT AVAILABLE | DATA NOT AVAILABLE | DATA NOT AVAILABLE | DATA NOT AVAILABLE | DATA NOT AVAILABLE | DATA NOT AVAILABLE | DATA NOT AVAILABLE | DATA NOT AVAILABLE | DATA NOT AVAILABLE | DATA NOT AVAILABLE | DATA NOT AVAILABLE | 2023-08-10
1700052717048 | DATA NOT AVAILABLE | COOP PPA SITES | FETTERANGUS WINDFARM | FETTERANGUS COMMUNITY ASSOCIATION | DATA NOT AVAILABLE | PETERHEAD | ABERDEENSHIRE | AB42 4LX | SCOTLAND | 398573 | 850337 | STRICHEN | DATA NOT APPLICABLE | STRICHEN | 11 | SCOTTISH HYDRO ELECTRIC POWER DISTRIBUTION PLC | WIND | ONSHORE WIND TURBINES | DATA NOT AVAILABLE | DATA NOT AVAILABLE | DATA NOT AVAILABLE | DATA NOT AVAILABLE | DATA NOT AVAILABLE | DATA NOT AVAILABLE | DATA NOT AVAILABLE | DATA NOT AVAILABLE | DATA NOT AVAILABLE | DATA NOT AVAILABLE | DATA NOT AVAILABLE | DATA NOT AVAILABLE | DATA NOT AVAILABLE | DATA NOT AVAILABLE | DATA NOT AVAILABLE | DATA NOT AVAILABLE | DATA NOT AVAILABLE | CONNECTED | 0.76 | 0.76 | 0.8 | DATA NOT AVAILABLE | DATA NOT AVAILABLE | DATA NOT AVAILABLE | DATA NOT AVAILABLE | DATA NOT AVAILABLE | DATA NOT AVAILABLE | DATA NOT AVAILABLE | DATA NOT AVAILABLE | DATA NOT AVAILABLE | DATA NOT AVAILABLE | DATA NOT AVAILABLE | DATA NOT AVAILABLE | DATA NOT AVAILABLE | DATA NOT AVAILABLE | DATA NOT AVAILABLE | DATA NOT AVAILABLE | 2023-08-10
1700052719417 | DATA NOT AVAILABLE | GLEN CRERAN ESTATE | DRUIMAVUIC HYDRO | DATA NOT AVAILABLE | GLENCRERAN ESTATE | APPIN | ARGYLL AND BUTE | PA38 4BQ | SCOTLAND | 198239 | 744758 | TAYNUILT | DATA NOT APPLICABLE | BARCALDINE | 11 | SCOTTISH HYDRO ELECTRIC POWER DISTRIBUTION PLC | HYDRO (TO BE CONFIRMED) | HYDRO POWER SYSTEM | DATA NOT AVAILABLE | DATA NOT AVAILABLE | DATA NOT AVAILABLE | DATA NOT AVAILABLE | DATA NOT AVAILABLE | DATA NOT AVAILABLE | DATA NOT AVAILABLE | DATA NOT AVAILABLE | DATA NOT AVAILABLE | DATA NOT AVAILABLE | DATA NOT AVAILABLE | DATA NOT AVAILABLE | DATA NOT AVAILABLE | DATA NOT AVAILABLE | DATA NOT AVAILABLE | DATA NOT AVAILABLE | DATA NOT AVAILABLE | CONNECTED | 0.6365 | 0.6365 | 0.67 | DATA NOT AVAILABLE | DATA NOT AVAILABLE | DATA NOT AVAILABLE | DATA NOT AVAILABLE | DATA NOT AVAILABLE | DATA NOT AVAILABLE | DATA NOT AVAILABLE | DATA NOT AVAILABLE | DATA NOT AVAILABLE | DATA NOT AVAILABLE | DATA NOT AVAILABLE | DATA NOT AVAILABLE | DATA NOT AVAILABLE | DATA NOT AVAILABLE | DATA NOT AVAILABLE | DATA NOT AVAILABLE | 2023-08-10
1700052719791 | DATA NOT AVAILABLE | J&M TURNER PARTNERSHIP | WIND GENERATING STATION | KILDALLOIG HOUSE | KILKERRAN ROAD | CAMPBELTOWN | ARGYLL AND BUTE | PA28 6RE | SCOTLAND | 175482 | 618347 | CARRADALE | DATA NOT APPLICABLE | CAMPBELTOWN | 11 | SCOTTISH HYDRO ELECTRIC POWER DISTRIBUTION PLC | WIND | ONSHORE WIND TURBINES | DATA NOT AVAILABLE | DATA NOT AVAILABLE | DATA NOT AVAILABLE | DATA NOT AVAILABLE | DATA NOT AVAILABLE | DATA NOT AVAILABLE | DATA NOT AVAILABLE | DATA NOT AVAILABLE | DATA NOT AVAILABLE | DATA NOT AVAILABLE | DATA NOT AVAILABLE | DATA NOT AVAILABLE | DATA NOT AVAILABLE | DATA NOT AVAILABLE | DATA NOT AVAILABLE | DATA NOT AVAILABLE | DATA NOT AVAILABLE | CONNECTED | 0.095 | 0.095 | 0.1 | DATA NOT AVAILABLE | DATA NOT AVAILABLE | DATA NOT AVAILABLE | DATA NOT AVAILABLE | DATA NOT AVAILABLE | DATA NOT AVAILABLE | DATA NOT AVAILABLE | DATA NOT AVAILABLE | DATA NOT AVAILABLE | DATA NOT AVAILABLE | DATA NOT AVAILABLE | DATA NOT AVAILABLE | DATA NOT AVAILABLE | DATA NOT AVAILABLE | DATA NOT AVAILABLE | DATA NOT AVAILABLE | 2023-08-10
1700052719825 | DATA NOT AVAILABLE | MONAR LODGE - HYDRO GENERATING STATION | HYDRO GENERATING STATION | MONAR LODGE | DATA NOT AVAILABLE | BEAULY | HIGHLAND | IV4 7JX | SCOTLAND | 231914 | 839876 | BEAULY | DATA NOT APPLICABLE | BEAULY GRID | 33 | SCOTTISH HYDRO ELECTRIC POWER DISTRIBUTION PLC | HYDRO (TO BE CONFIRMED) | HYDRO POWER SYSTEM | DATA NOT AVAILABLE | DATA NOT AVAILABLE | DATA NOT AVAILABLE | DATA NOT AVAILABLE | DATA NOT AVAILABLE | DATA NOT AVAILABLE | DATA NOT AVAILABLE | DATA NOT AVAILABLE | DATA NOT AVAILABLE | DATA NOT AVAILABLE | DATA NOT AVAILABLE | DATA NOT AVAILABLE | DATA NOT AVAILABLE | DATA NOT AVAILABLE | DATA NOT AVAILABLE | DATA NOT AVAILABLE | DATA NOT AVAILABLE | CONNECTED | 0.665 | 0.665 | 0.7 | DATA NOT AVAILABLE | DATA NOT AVAILABLE | DATA NOT AVAILABLE | DATA NOT AVAILABLE | DATA NOT AVAILABLE | DATA NOT AVAILABLE | DATA NOT AVAILABLE | DATA NOT AVAILABLE | DATA NOT AVAILABLE | DATA NOT AVAILABLE | DATA NOT AVAILABLE | DATA NOT AVAILABLE | DATA NOT AVAILABLE | DATA NOT AVAILABLE | DATA NOT AVAILABLE | DATA NOT AVAILABLE | 2023-08-10
1700052719843 | DATA NOT AVAILABLE | LYNDA GRANT | GENERATING STATION | REEDIE WIND | DATA NOT AVAILABLE | KIRRIEMUIR | ANGUS | DD8 5LX | SCOTLAND | 335709 | 752173 | LUNANHEAD | DATA NOT APPLICABLE | MARYTON | 11 | SCOTTISH HYDRO ELECTRIC POWER DISTRIBUTION PLC | DATA NOT AVAILABLE | DATA NOT AVAILABLE | DATA NOT AVAILABLE | DATA NOT AVAILABLE | DATA NOT AVAILABLE | DATA NOT AVAILABLE | DATA NOT AVAILABLE | DATA NOT AVAILABLE | DATA NOT AVAILABLE | DATA NOT AVAILABLE | DATA NOT AVAILABLE | DATA NOT AVAILABLE | DATA NOT AVAILABLE | DATA NOT AVAILABLE | DATA NOT AVAILABLE | DATA NOT AVAILABLE | DATA NOT AVAILABLE | DATA NOT AVAILABLE | DATA NOT AVAILABLE | CONNECTED | 0.4275 | 0.4275 | 0.45 | DATA NOT AVAILABLE | DATA NOT AVAILABLE | DATA NOT AVAILABLE | DATA NOT AVAILABLE | DATA NOT AVAILABLE | DATA NOT AVAILABLE | DATA NOT AVAILABLE | DATA NOT AVAILABLE | DATA NOT AVAILABLE | DATA NOT AVAILABLE | DATA NOT AVAILABLE | DATA NOT AVAILABLE | DATA NOT AVAILABLE | DATA NOT AVAILABLE | DATA NOT AVAILABLE | DATA NOT AVAILABLE | 2023-08-10
1700052721480 | DATA NOT AVAILABLE | JP GRAY AND SON | WIND GENERATING STATION | LITTLE LOCHLAIR | DATA NOT AVAILABLE | FORFAR | ANGUS | DD8 2NG | SCOTLAND | 351737 | 743401 | ARBROATH | DATA NOT APPLICABLE | REDFORD | 11 | SCOTTISH HYDRO ELECTRIC POWER DISTRIBUTION PLC | WIND | ONSHORE WIND TURBINES | DATA NOT AVAILABLE | DATA NOT AVAILABLE | DATA NOT AVAILABLE | DATA NOT AVAILABLE | DATA NOT AVAILABLE | DATA NOT AVAILABLE | DATA NOT AVAILABLE | DATA NOT AVAILABLE | DATA NOT AVAILABLE | DATA NOT AVAILABLE | DATA NOT AVAILABLE | DATA NOT AVAILABLE | DATA NOT AVAILABLE | DATA NOT AVAILABLE | DATA NOT AVAILABLE | DATA NOT AVAILABLE | DATA NOT AVAILABLE | CONNECTED | 0.095 | 0.095 | 0.1 | DATA NOT AVAILABLE | DATA NOT AVAILABLE | DATA NOT AVAILABLE | DATA NOT AVAILABLE | DATA NOT AVAILABLE | DATA NOT AVAILABLE | DATA NOT AVAILABLE | DATA NOT AVAILABLE | DATA NOT AVAILABLE | DATA NOT AVAILABLE | DATA NOT AVAILABLE | DATA NOT AVAILABLE | DATA NOT AVAILABLE | DATA NOT AVAILABLE | DATA NOT AVAILABLE | DATA NOT AVAILABLE | 2023-08-10
1700052723237 | DATA NOT AVAILABLE | CWE V27 LTD | UPPER DAGIE WIND FARM | DATA NOT AVAILABLE | DATA NOT AVAILABLE | BANCHORY | ABERDEENSHIRE | AB31 4PJ | SCOTLAND | 360534 | 806932 | KINTORE | DATA NOT APPLICABLE | MIDMAR | 11 | SCOTTISH HYDRO ELECTRIC POWER DISTRIBUTION PLC | WIND | ONSHORE WIND TURBINES | DATA NOT AVAILABLE | DATA NOT AVAILABLE | DATA NOT AVAILABLE | DATA NOT AVAILABLE | DATA NOT AVAILABLE | DATA NOT AVAILABLE | DATA NOT AVAILABLE | DATA NOT AVAILABLE | DATA NOT AVAILABLE | DATA NOT AVAILABLE | DATA NOT AVAILABLE | DATA NOT AVAILABLE | DATA NOT AVAILABLE | DATA NOT AVAILABLE | DATA NOT AVAILABLE | DATA NOT AVAILABLE | DATA NOT AVAILABLE | CONNECTED | 0.4275 | 0.4275 | 0.45 | DATA NOT AVAILABLE | DATA NOT AVAILABLE | DATA NOT AVAILABLE | DATA NOT AVAILABLE | DATA NOT AVAILABLE | DATA NOT AVAILABLE | DATA NOT AVAILABLE | DATA NOT AVAILABLE | DATA NOT AVAILABLE | DATA NOT AVAILABLE | DATA NOT AVAILABLE | DATA NOT AVAILABLE | DATA NOT AVAILABLE | DATA NOT AVAILABLE | DATA NOT AVAILABLE | DATA NOT AVAILABLE | 2023-08-10
1700052723539 | DATA NOT AVAILABLE | STRATHENDRICK BIOGAS LIMITED | GENERATING STATION | STARTHENDRICK BIOGAS | CLAYLAND FARM | GLASGOW | GLASGOW CITY | G63 0RR | SCOTLAND | 255284 | 687567 | STRATHLEVEN | DATA NOT APPLICABLE | KEPCULLOCH | 11 | SCOTTISH HYDRO ELECTRIC POWER DISTRIBUTION PLC | BIOFUEL OTHER | ENGINE (COMBUSTION / RECIPROCATING) | DATA NOT AVAILABLE | DATA NOT AVAILABLE | DATA NOT AVAILABLE | DATA NOT AVAILABLE | DATA NOT AVAILABLE | DATA NOT AVAILABLE | DATA NOT AVAILABLE | DATA NOT AVAILABLE | DATA NOT AVAILABLE | DATA NOT AVAILABLE | DATA NOT AVAILABLE | DATA NOT AVAILABLE | DATA NOT AVAILABLE | DATA NOT AVAILABLE | DATA NOT AVAILABLE | DATA NOT AVAILABLE | DATA NOT AVAILABLE | CONNECTED | 0.475 | 0.475 | 0.5 | DATA NOT AVAILABLE | DATA NOT AVAILABLE | DATA NOT AVAILABLE | DATA NOT AVAILABLE | DATA NOT AVAILABLE | DATA NOT AVAILABLE | DATA NOT AVAILABLE | DATA NOT AVAILABLE | DATA NOT AVAILABLE | DATA NOT AVAILABLE | DATA NOT AVAILABLE | DATA NOT AVAILABLE | DATA NOT AVAILABLE | DATA NOT AVAILABLE | DATA NOT AVAILABLE | DATA NOT AVAILABLE | 2023-08-10
1700052723557 | DATA NOT AVAILABLE | DIRNANEAN ESTATE PARTNERSHIP | DIRNANEAN ESTATE HYDRO | DATA NOT AVAILABLE | DATA NOT AVAILABLE | BLAIRGOWRIE | PERTHSHIRE AND KINROSS | PH10 7PD | SCOTLAND | 306549 | 763493 | COUPAR ANGUS | DATA NOT APPLICABLE | DALRULZION | 11 | SCOTTISH HYDRO ELECTRIC POWER DISTRIBUTION PLC | HYDRO (TO BE CONFIRMED) | HYDRO POWER SYSTEM | DATA NOT AVAILABLE | DATA NOT AVAILABLE | DATA NOT AVAILABLE | DATA NOT AVAILABLE | DATA NOT AVAILABLE | DATA NOT AVAILABLE | DATA NOT AVAILABLE | DATA NOT AVAILABLE | DATA NOT AVAILABLE | DATA NOT AVAILABLE | DATA NOT AVAILABLE | DATA NOT AVAILABLE | DATA NOT AVAILABLE | DATA NOT AVAILABLE | DATA NOT AVAILABLE | DATA NOT AVAILABLE | DATA NOT AVAILABLE | CONNECTED | 0.1425 | 0.1425 | 0.15 | DATA NOT AVAILABLE | DATA NOT AVAILABLE | DATA NOT AVAILABLE | DATA NOT AVAILABLE | DATA NOT AVAILABLE | DATA NOT AVAILABLE | DATA NOT AVAILABLE | DATA NOT AVAILABLE | DATA NOT AVAILABLE | DATA NOT AVAILABLE | DATA NOT AVAILABLE | DATA NOT AVAILABLE | DATA NOT AVAILABLE | DATA NOT AVAILABLE | DATA NOT AVAILABLE | DATA NOT AVAILABLE | 2023-08-10
1700052724490 | DATA NOT AVAILABLE | J & M WIND LTD | WIND GENERATING STATION | MAINS OF LAURISTON | DATA NOT AVAILABLE | MONTROSE | ANGUS | DD10 0DJ | SCOTLAND | 376108 | 766768 | BRIDGE OF DUN | DATA NOT APPLICABLE | ST CYRUS | 11 | SCOTTISH HYDRO ELECTRIC POWER DISTRIBUTION PLC | WIND | ONSHORE WIND TURBINES | DATA NOT AVAILABLE | DATA NOT AVAILABLE | DATA NOT AVAILABLE | DATA NOT AVAILABLE | DATA NOT AVAILABLE | DATA NOT AVAILABLE | DATA NOT AVAILABLE | DATA NOT AVAILABLE | DATA NOT AVAILABLE | DATA NOT AVAILABLE | DATA NOT AVAILABLE | DATA NOT AVAILABLE | DATA NOT AVAILABLE | DATA NOT AVAILABLE | DATA NOT AVAILABLE | DATA NOT AVAILABLE | DATA NOT AVAILABLE | CONNECTED | 0.21375 | 0.21375 | 0.225 | DATA NOT AVAILABLE | DATA NOT AVAILABLE | DATA NOT AVAILABLE | DATA NOT AVAILABLE | DATA NOT AVAILABLE | DATA NOT AVAILABLE | DATA NOT AVAILABLE | DATA NOT AVAILABLE | DATA NOT AVAILABLE | DATA NOT AVAILABLE | DATA NOT AVAILABLE | DATA NOT AVAILABLE | DATA NOT AVAILABLE | DATA NOT AVAILABLE | DATA NOT AVAILABLE | DATA NOT AVAILABLE | 2023-08-10
1700052724550 | DATA NOT AVAILABLE | SOUTH CHESTHILL HYDRO LIMITED | GLEN LYON | ALLT DA GOBH HYDRO | DATA NOT AVAILABLE | ABERFELDY | PERTHSHIRE AND KINROSS | PH15 2NH | SCOTLAND | 269392 | 747634 | KILLIN | DATA NOT APPLICABLE | KILLIN GRID | 33 | SCOTTISH HYDRO ELECTRIC POWER DISTRIBUTION PLC | HYDRO (TO BE CONFIRMED) | HYDRO POWER SYSTEM | DATA NOT AVAILABLE | DATA NOT AVAILABLE | DATA NOT AVAILABLE | DATA NOT AVAILABLE | DATA NOT AVAILABLE | DATA NOT AVAILABLE | DATA NOT AVAILABLE | DATA NOT AVAILABLE | DATA NOT AVAILABLE | DATA NOT AVAILABLE | DATA NOT AVAILABLE | DATA NOT AVAILABLE | DATA NOT AVAILABLE | DATA NOT AVAILABLE | DATA NOT AVAILABLE | DATA NOT AVAILABLE | DATA NOT AVAILABLE | CONNECTED | 0.57 | 0.57 | 0.6 | DATA NOT AVAILABLE | DATA NOT AVAILABLE | DATA NOT AVAILABLE | DATA NOT AVAILABLE | DATA NOT AVAILABLE | DATA NOT AVAILABLE | DATA NOT AVAILABLE | DATA NOT AVAILABLE | DATA NOT AVAILABLE | DATA NOT AVAILABLE | DATA NOT AVAILABLE | DATA NOT AVAILABLE | DATA NOT AVAILABLE | DATA NOT AVAILABLE | DATA NOT AVAILABLE | DATA NOT AVAILABLE | 2023-08-10
1700052724588 | DATA NOT AVAILABLE | EARL OF AYLESFORD | SCATWELL HOUSE | LITTLE SCATWELL LODGE HYDRO | DATA NOT AVAILABLE | MUIR OF ORD | HIGHLAND | IV6 7QG | SCOTLAND | 239691 | 856017 | GRUDIE BRIDGE | DATA NOT APPLICABLE | CONON FALLS | 11 | SCOTTISH HYDRO ELECTRIC POWER DISTRIBUTION PLC | HYDRO (TO BE CONFIRMED) | HYDRO POWER SYSTEM | DATA NOT AVAILABLE | DATA NOT AVAILABLE | DATA NOT AVAILABLE | DATA NOT AVAILABLE | DATA NOT AVAILABLE | DATA NOT AVAILABLE | DATA NOT AVAILABLE | DATA NOT AVAILABLE | DATA NOT AVAILABLE | DATA NOT AVAILABLE | DATA NOT AVAILABLE | DATA NOT AVAILABLE | DATA NOT AVAILABLE | DATA NOT AVAILABLE | DATA NOT AVAILABLE | DATA NOT AVAILABLE | DATA NOT AVAILABLE | CONNECTED | 0.095 | 0.095 | 0.1 | DATA NOT AVAILABLE | DATA NOT AVAILABLE | DATA NOT AVAILABLE | DATA NOT AVAILABLE | DATA NOT AVAILABLE | DATA NOT AVAILABLE | DATA NOT AVAILABLE | DATA NOT AVAILABLE | DATA NOT AVAILABLE | DATA NOT AVAILABLE | DATA NOT AVAILABLE | DATA NOT AVAILABLE | DATA NOT AVAILABLE | DATA NOT AVAILABLE | DATA NOT AVAILABLE | DATA NOT AVAILABLE | 2023-08-10
1700052724861 | DATA NOT AVAILABLE | REDACTED | REDACTED | REDACTED | REDACTED | REDACTED | REDACTED | DD10 0 | SCOTLAND | REDACTED | REDACTED | BRIDGE OF DUN | DATA NOT APPLICABLE | ST CYRUS | 11 | SCOTTISH HYDRO ELECTRIC POWER DISTRIBUTION PLC | DATA NOT AVAILABLE | DATA NOT AVAILABLE | DATA NOT AVAILABLE | DATA NOT AVAILABLE | DATA NOT AVAILABLE | DATA NOT AVAILABLE | DATA NOT AVAILABLE | DATA NOT AVAILABLE | DATA NOT AVAILABLE | DATA NOT AVAILABLE | DATA NOT AVAILABLE | DATA NOT AVAILABLE | DATA NOT AVAILABLE | DATA NOT AVAILABLE | DATA NOT AVAILABLE | DATA NOT AVAILABLE | DATA NOT AVAILABLE | DATA NOT AVAILABLE | DATA NOT AVAILABLE | CONNECTED | 0.21375 | 0.21375 | 0.225 | DATA NOT AVAILABLE | DATA NOT AVAILABLE | DATA NOT AVAILABLE | DATA NOT AVAILABLE | DATA NOT AVAILABLE | DATA NOT AVAILABLE | DATA NOT AVAILABLE | DATA NOT AVAILABLE | DATA NOT AVAILABLE | DATA NOT AVAILABLE | DATA NOT AVAILABLE | DATA NOT AVAILABLE | DATA NOT AVAILABLE | DATA NOT AVAILABLE | DATA NOT AVAILABLE | DATA NOT AVAILABLE | 2023-08-10
1700052728271 | DATA NOT AVAILABLE | DYKELANDS WINDFARM LIMITED | DYKELANDS FARM | DYKELANDS WIND TURBINE | DATA NOT AVAILABLE | LAURENCEKIRK | ABERDIEENSHIRE | AB30 1UU | SCOTLAND | 370189 | 768734 | FIDDES | DATA NOT APPLICABLE | LAURENCEKIRK | 11 | SCOTTISH HYDRO ELECTRIC POWER DISTRIBUTION PLC | WIND | ONSHORE WIND TURBINES | DATA NOT AVAILABLE | DATA NOT AVAILABLE | DATA NOT AVAILABLE | DATA NOT AVAILABLE | DATA NOT AVAILABLE | DATA NOT AVAILABLE | DATA NOT AVAILABLE | DATA NOT AVAILABLE | DATA NOT AVAILABLE | DATA NOT AVAILABLE | DATA NOT AVAILABLE | DATA NOT AVAILABLE | DATA NOT AVAILABLE | DATA NOT AVAILABLE | DATA NOT AVAILABLE | DATA NOT AVAILABLE | DATA NOT AVAILABLE | CONNECTED | 0.095 | 0.095 | 0.1 | DATA NOT AVAILABLE | DATA NOT AVAILABLE | DATA NOT AVAILABLE | DATA NOT AVAILABLE | DATA NOT AVAILABLE | DATA NOT AVAILABLE | DATA NOT AVAILABLE | DATA NOT AVAILABLE | DATA NOT AVAILABLE | DATA NOT AVAILABLE | DATA NOT AVAILABLE | DATA NOT AVAILABLE | DATA NOT AVAILABLE | DATA NOT AVAILABLE | DATA NOT AVAILABLE | DATA NOT AVAILABLE | 2023-08-10
1700052728305 | DATA NOT AVAILABLE | DYKELANDS WINDFARM LIMITED | DYKELANDS FARM | PITLIVER ESTATE WIND TURBINE | DATA NOT AVAILABLE | LAURENCEKIRK | ABERDIEENSHIRE | AB30 1UU | SCOTLAND | 370189 | 768734 | FIDDES | DATA NOT APPLICABLE | LAURENCEKIRK | 11 | SCOTTISH HYDRO ELECTRIC POWER DISTRIBUTION PLC | WIND | ONSHORE WIND TURBINES | DATA NOT AVAILABLE | DATA NOT AVAILABLE | DATA NOT AVAILABLE | DATA NOT AVAILABLE | DATA NOT AVAILABLE | DATA NOT AVAILABLE | DATA NOT AVAILABLE | DATA NOT AVAILABLE | DATA NOT AVAILABLE | DATA NOT AVAILABLE | DATA NOT AVAILABLE | DATA NOT AVAILABLE | DATA NOT AVAILABLE | DATA NOT AVAILABLE | DATA NOT AVAILABLE | DATA NOT AVAILABLE | DATA NOT AVAILABLE | CONNECTED | 0.095 | 0.095 | 0.1 | DATA NOT AVAILABLE | DATA NOT AVAILABLE | DATA NOT AVAILABLE | DATA NOT AVAILABLE | DATA NOT AVAILABLE | DATA NOT AVAILABLE | DATA NOT AVAILABLE | DATA NOT AVAILABLE | DATA NOT AVAILABLE | DATA NOT AVAILABLE | DATA NOT AVAILABLE | DATA NOT AVAILABLE | DATA NOT AVAILABLE | DATA NOT AVAILABLE | DATA NOT AVAILABLE | DATA NOT AVAILABLE | 2023-08-10
1700052728323 | DATA NOT AVAILABLE | A & G ENERGY (FORFAR) LTD | DUMBARROW | HILLKIRK FARM WIND TURBINE | DATA NOT AVAILABLE | FORFAR | ANGUS | DD8 2SW | SCOTLAND | 354977 | 747625 | ARBROATH | DATA NOT APPLICABLE | REDFORD | 11 | SCOTTISH HYDRO ELECTRIC POWER DISTRIBUTION PLC | WIND | ONSHORE WIND TURBINES | DATA NOT AVAILABLE | DATA NOT AVAILABLE | DATA NOT AVAILABLE | DATA NOT AVAILABLE | DATA NOT AVAILABLE | DATA NOT AVAILABLE | DATA NOT AVAILABLE | DATA NOT AVAILABLE | DATA NOT AVAILABLE | DATA NOT AVAILABLE | DATA NOT AVAILABLE | DATA NOT AVAILABLE | DATA NOT AVAILABLE | DATA NOT AVAILABLE | DATA NOT AVAILABLE | DATA NOT AVAILABLE | DATA NOT AVAILABLE | CONNECTED | 0.095 | 0.095 | 0.1 | DATA NOT AVAILABLE | DATA NOT AVAILABLE | DATA NOT AVAILABLE | DATA NOT AVAILABLE | DATA NOT AVAILABLE | DATA NOT AVAILABLE | DATA NOT AVAILABLE | DATA NOT AVAILABLE | DATA NOT AVAILABLE | DATA NOT AVAILABLE | DATA NOT AVAILABLE | DATA NOT AVAILABLE | DATA NOT AVAILABLE | DATA NOT AVAILABLE | DATA NOT AVAILABLE | DATA NOT AVAILABLE | 2023-08-10
1700052730590 | DATA NOT AVAILABLE | FRAM FARMERS LIMITED | FARM WIND | LINDERTIS HOME | DATA NOT AVAILABLE | KIRRIEMUIR | ANGUS | DD8 5HF | SCOTLAND | 333851 | 752760 | LUNANHEAD | DATA NOT APPLICABLE | MARYTON | 11 | SCOTTISH HYDRO ELECTRIC POWER DISTRIBUTION PLC | WIND | ONSHORE WIND TURBINES | DATA NOT AVAILABLE | DATA NOT AVAILABLE | DATA NOT AVAILABLE | DATA NOT AVAILABLE | DATA NOT AVAILABLE | DATA NOT AVAILABLE | DATA NOT AVAILABLE | DATA NOT AVAILABLE | DATA NOT AVAILABLE | DATA NOT AVAILABLE | DATA NOT AVAILABLE | DATA NOT AVAILABLE | DATA NOT AVAILABLE | DATA NOT AVAILABLE | DATA NOT AVAILABLE | DATA NOT AVAILABLE | DATA NOT AVAILABLE | CONNECTED | 0.0855 | 0.0855 | 0.09 | DATA NOT AVAILABLE | DATA NOT AVAILABLE | DATA NOT AVAILABLE | DATA NOT AVAILABLE | DATA NOT AVAILABLE | DATA NOT AVAILABLE | DATA NOT AVAILABLE | DATA NOT AVAILABLE | DATA NOT AVAILABLE | DATA NOT AVAILABLE | DATA NOT AVAILABLE | DATA NOT AVAILABLE | DATA NOT AVAILABLE | DATA NOT AVAILABLE | DATA NOT AVAILABLE | DATA NOT AVAILABLE | 2023-08-10
1700052730660 | DATA NOT AVAILABLE | GLENPROSEN SPORTING LTD | EAST MEMUS FARM | EAST MEMUS WIND | DATA NOT AVAILABLE | FORFAR | ANGUS | DD8 3TY | SCOTLAND | 342724 | 759206 | LUNANHEAD | DATA NOT APPLICABLE | LUNANHEAD | 11 | SCOTTISH HYDRO ELECTRIC POWER DISTRIBUTION PLC | WIND | ONSHORE WIND TURBINES | DATA NOT AVAILABLE | DATA NOT AVAILABLE | DATA NOT AVAILABLE | DATA NOT AVAILABLE | DATA NOT AVAILABLE | DATA NOT AVAILABLE | DATA NOT AVAILABLE | DATA NOT AVAILABLE | DATA NOT AVAILABLE | DATA NOT AVAILABLE | DATA NOT AVAILABLE | DATA NOT AVAILABLE | DATA NOT AVAILABLE | DATA NOT AVAILABLE | DATA NOT AVAILABLE | DATA NOT AVAILABLE | DATA NOT AVAILABLE | CONNECTED | 0.3135 | 0.3135 | 0.33 | DATA NOT AVAILABLE | DATA NOT AVAILABLE | DATA NOT AVAILABLE | DATA NOT AVAILABLE | DATA NOT AVAILABLE | DATA NOT AVAILABLE | DATA NOT AVAILABLE | DATA NOT AVAILABLE | DATA NOT AVAILABLE | DATA NOT AVAILABLE | DATA NOT AVAILABLE | DATA NOT AVAILABLE | DATA NOT AVAILABLE | DATA NOT AVAILABLE | DATA NOT AVAILABLE | DATA NOT AVAILABLE | 2023-08-10
1700052730689 | DATA NOT AVAILABLE | REDACTED | REDACTED | REDACTED | REDACTED | REDACTED | REDACTED | PH6 2 | SCOTLAND | REDACTED | REDACTED | KILLIN | DATA NOT APPLICABLE | LOCHEARNHEAD | 11 | SCOTTISH HYDRO ELECTRIC POWER DISTRIBUTION PLC | DATA NOT AVAILABLE | DATA NOT AVAILABLE | DATA NOT AVAILABLE | DATA NOT AVAILABLE | DATA NOT AVAILABLE | DATA NOT AVAILABLE | DATA NOT AVAILABLE | DATA NOT AVAILABLE | DATA NOT AVAILABLE | DATA NOT AVAILABLE | DATA NOT AVAILABLE | DATA NOT AVAILABLE | DATA NOT AVAILABLE | DATA NOT AVAILABLE | DATA NOT AVAILABLE | DATA NOT AVAILABLE | DATA NOT AVAILABLE | DATA NOT AVAILABLE | DATA NOT AVAILABLE | CONNECTED | 0.095 | 0.095 | 0.1 | DATA NOT AVAILABLE | DATA NOT AVAILABLE | DATA NOT AVAILABLE | DATA NOT AVAILABLE | DATA NOT AVAILABLE | DATA NOT AVAILABLE | DATA NOT AVAILABLE | DATA NOT AVAILABLE | DATA NOT AVAILABLE | DATA NOT AVAILABLE | DATA NOT AVAILABLE | DATA NOT AVAILABLE | DATA NOT AVAILABLE | DATA NOT AVAILABLE | DATA NOT AVAILABLE | DATA NOT AVAILABLE | 2023-08-10
1700052731628 | DATA NOT AVAILABLE | COOP PPA SITES | KNOCKBAIN FARM | KNOCKBAIN WIND | DATA NOT AVAILABLE | DINGWALL | HIGHLAND | IV15 9TJ | SCOTLAND | 253310 | 858837 | BEAULY | DATA NOT APPLICABLE | DINGWALL | 11 | SCOTTISH HYDRO ELECTRIC POWER DISTRIBUTION PLC | WIND | ONSHORE WIND TURBINES | DATA NOT AVAILABLE | DATA NOT AVAILABLE | DATA NOT AVAILABLE | DATA NOT AVAILABLE | DATA NOT AVAILABLE | DATA NOT AVAILABLE | DATA NOT AVAILABLE | DATA NOT AVAILABLE | DATA NOT AVAILABLE | DATA NOT AVAILABLE | DATA NOT AVAILABLE | DATA NOT AVAILABLE | DATA NOT AVAILABLE | DATA NOT AVAILABLE | DATA NOT AVAILABLE | DATA NOT AVAILABLE | DATA NOT AVAILABLE | CONNECTED | 0.2375 | 0.2375 | 0.25 | DATA NOT AVAILABLE | DATA NOT AVAILABLE | DATA NOT AVAILABLE | DATA NOT AVAILABLE | DATA NOT AVAILABLE | DATA NOT AVAILABLE | DATA NOT AVAILABLE | DATA NOT AVAILABLE | DATA NOT AVAILABLE | DATA NOT AVAILABLE | DATA NOT AVAILABLE | DATA NOT AVAILABLE | DATA NOT AVAILABLE | DATA NOT AVAILABLE | DATA NOT AVAILABLE | DATA NOT AVAILABLE | 2023-08-10
1700052733077 | DATA NOT AVAILABLE | KINTARBERT HYDRO LTD. | KINTARBET HYDRO | DATA NOT AVAILABLE | DATA NOT AVAILABLE | TARBERT | ARGYLL AND BUTE | PA29 6YD | SCOTLAND | 171445 | 664513 | PORT ANN | DATA NOT APPLICABLE | TARBERT LOCH FYNE | 11 | SCOTTISH HYDRO ELECTRIC POWER DISTRIBUTION PLC | HYDRO (TO BE CONFIRMED) | HYDRO POWER SYSTEM | DATA NOT AVAILABLE | DATA NOT AVAILABLE | DATA NOT AVAILABLE | DATA NOT AVAILABLE | DATA NOT AVAILABLE | DATA NOT AVAILABLE | DATA NOT AVAILABLE | DATA NOT AVAILABLE | DATA NOT AVAILABLE | DATA NOT AVAILABLE | DATA NOT AVAILABLE | DATA NOT AVAILABLE | DATA NOT AVAILABLE | DATA NOT AVAILABLE | DATA NOT AVAILABLE | DATA NOT AVAILABLE | DATA NOT AVAILABLE | CONNECTED | 0.855 | 0.855 | 0.9 | DATA NOT AVAILABLE | DATA NOT AVAILABLE | DATA NOT AVAILABLE | DATA NOT AVAILABLE | DATA NOT AVAILABLE | DATA NOT AVAILABLE | DATA NOT AVAILABLE | DATA NOT AVAILABLE | DATA NOT AVAILABLE | DATA NOT AVAILABLE | DATA NOT AVAILABLE | DATA NOT AVAILABLE | DATA NOT AVAILABLE | DATA NOT AVAILABLE | DATA NOT AVAILABLE | DATA NOT AVAILABLE | 2023-08-10
1700052733430 | DATA NOT AVAILABLE | FARAWAY FIELDS LIMITED | WIND GENERATING STATION | ARRAT FARM | DATA NOT AVAILABLE | BRECHIN | ANGUS | DD9 7PW | SCOTLAND | 363596 | 759023 | BRIDGE OF DUN | DATA NOT APPLICABLE | BRIDGE OF DUN 11KV | 11 | SCOTTISH HYDRO ELECTRIC POWER DISTRIBUTION PLC | WIND | ONSHORE WIND TURBINES | DATA NOT AVAILABLE | DATA NOT AVAILABLE | DATA NOT AVAILABLE | DATA NOT AVAILABLE | DATA NOT AVAILABLE | DATA NOT AVAILABLE | DATA NOT AVAILABLE | DATA NOT AVAILABLE | DATA NOT AVAILABLE | DATA NOT AVAILABLE | DATA NOT AVAILABLE | DATA NOT AVAILABLE | DATA NOT AVAILABLE | DATA NOT AVAILABLE | DATA NOT AVAILABLE | DATA NOT AVAILABLE | DATA NOT AVAILABLE | CONNECTED | 0.475 | 0.475 | 0.5 | DATA NOT AVAILABLE | DATA NOT AVAILABLE | DATA NOT AVAILABLE | DATA NOT AVAILABLE | DATA NOT AVAILABLE | DATA NOT AVAILABLE | DATA NOT AVAILABLE | DATA NOT AVAILABLE | DATA NOT AVAILABLE | DATA NOT AVAILABLE | DATA NOT AVAILABLE | DATA NOT AVAILABLE | DATA NOT AVAILABLE | DATA NOT AVAILABLE | DATA NOT AVAILABLE | DATA NOT AVAILABLE | 2023-08-10
1700052734470 | DATA NOT AVAILABLE | RINGLINK (SCOTLAND) LIMITED | UPPER DYSART | DATA NOT AVAILABLE | DATA NOT AVAILABLE | MONTROSE | ANGUS | DD10 9TQ | SCOTLAND | 368788 | 753244 | BRIDGE OF DUN | DATA NOT APPLICABLE | MILL RD MONTROSE | 11 | SCOTTISH HYDRO ELECTRIC POWER DISTRIBUTION PLC | DATA NOT AVAILABLE | DATA NOT AVAILABLE | DATA NOT AVAILABLE | DATA NOT AVAILABLE | DATA NOT AVAILABLE | DATA NOT AVAILABLE | DATA NOT AVAILABLE | DATA NOT AVAILABLE | DATA NOT AVAILABLE | DATA NOT AVAILABLE | DATA NOT AVAILABLE | DATA NOT AVAILABLE | DATA NOT AVAILABLE | DATA NOT AVAILABLE | DATA NOT AVAILABLE | DATA NOT AVAILABLE | DATA NOT AVAILABLE | DATA NOT AVAILABLE | DATA NOT AVAILABLE | CONNECTED | 0.20045 | 0.20045 | 0.211 | DATA NOT AVAILABLE | DATA NOT AVAILABLE | DATA NOT AVAILABLE | DATA NOT AVAILABLE | DATA NOT AVAILABLE | DATA NOT AVAILABLE | DATA NOT AVAILABLE | DATA NOT AVAILABLE | DATA NOT AVAILABLE | DATA NOT AVAILABLE | DATA NOT AVAILABLE | DATA NOT AVAILABLE | DATA NOT AVAILABLE | DATA NOT AVAILABLE | DATA NOT AVAILABLE | DATA NOT AVAILABLE | 2023-08-10
1700052734683 | DATA NOT AVAILABLE | SHANRY WINDFARM LIMITED | WIND GENERATING STATION | SHANRY FARM | DATA NOT AVAILABLE | PERTH | PERTHSHIRE AND KINROSS | PH2 7SF | SCOTLAND | 320463 | 726874 | ABERNETHY | DATA NOT APPLICABLE | ERROL | 11 | SCOTTISH HYDRO ELECTRIC POWER DISTRIBUTION PLC | WIND | ONSHORE WIND TURBINES | DATA NOT AVAILABLE | DATA NOT AVAILABLE | DATA NOT AVAILABLE | DATA NOT AVAILABLE | DATA NOT AVAILABLE | DATA NOT AVAILABLE | DATA NOT AVAILABLE | DATA NOT AVAILABLE | DATA NOT AVAILABLE | DATA NOT AVAILABLE | DATA NOT AVAILABLE | DATA NOT AVAILABLE | DATA NOT AVAILABLE | DATA NOT AVAILABLE | DATA NOT AVAILABLE | DATA NOT AVAILABLE | DATA NOT AVAILABLE | CONNECTED | 0.4275 | 0.4275 | 0.45 | DATA NOT AVAILABLE | DATA NOT AVAILABLE | DATA NOT AVAILABLE | DATA NOT AVAILABLE | DATA NOT AVAILABLE | DATA NOT AVAILABLE | DATA NOT AVAILABLE | DATA NOT AVAILABLE | DATA NOT AVAILABLE | DATA NOT AVAILABLE | DATA NOT AVAILABLE | DATA NOT AVAILABLE | DATA NOT AVAILABLE | DATA NOT AVAILABLE | DATA NOT AVAILABLE | DATA NOT AVAILABLE | 2023-08-10
1700052734708 | DATA NOT AVAILABLE | STRACHUR RENEWABLES LTD | HYDRO AND WIND | STRACHUR HOUSE | DATA NOT AVAILABLE | CAIRNDOW | ARGYLL | PA27 8BX | SCOTLAND | 208773 | 702314 | DUNOON | DATA NOT APPLICABLE | DUNOON GRID | 33 | SCOTTISH HYDRO ELECTRIC POWER DISTRIBUTION PLC | HYDRO (TO BE CONFIRMED) | HYDRO POWER SYSTEM | DATA NOT AVAILABLE | DATA NOT AVAILABLE | DATA NOT AVAILABLE | DATA NOT AVAILABLE | DATA NOT AVAILABLE | DATA NOT AVAILABLE | DATA NOT AVAILABLE | DATA NOT AVAILABLE | DATA NOT AVAILABLE | DATA NOT AVAILABLE | DATA NOT AVAILABLE | DATA NOT AVAILABLE | DATA NOT AVAILABLE | DATA NOT AVAILABLE | DATA NOT AVAILABLE | DATA NOT AVAILABLE | DATA NOT AVAILABLE | CONNECTED | 0.855 | 0.855 | 0.9 | DATA NOT AVAILABLE | DATA NOT AVAILABLE | DATA NOT AVAILABLE | DATA NOT AVAILABLE | DATA NOT AVAILABLE | DATA NOT AVAILABLE | DATA NOT AVAILABLE | DATA NOT AVAILABLE | DATA NOT AVAILABLE | DATA NOT AVAILABLE | DATA NOT AVAILABLE | DATA NOT AVAILABLE | DATA NOT AVAILABLE | DATA NOT AVAILABLE | DATA NOT AVAILABLE | DATA NOT AVAILABLE | 2023-08-10
1700052734717 | DATA NOT AVAILABLE | OTTER FERRY SEAFISH LIMITED | EVANCHAN FISH FARM | DATA NOT AVAILABLE | DATA NOT AVAILABLE | TIGHNABRUAICH | ARGYLL AND BUTE | PA21 2DH | SCOTLAND | 193167 | 684189 | DUNOON | DATA NOT APPLICABLE | OTTER FERRY | 11 | SCOTTISH HYDRO ELECTRIC POWER DISTRIBUTION PLC | DATA NOT AVAILABLE | DATA NOT AVAILABLE | DATA NOT AVAILABLE | DATA NOT AVAILABLE | DATA NOT AVAILABLE | DATA NOT AVAILABLE | DATA NOT AVAILABLE | DATA NOT AVAILABLE | DATA NOT AVAILABLE | DATA NOT AVAILABLE | DATA NOT AVAILABLE | DATA NOT AVAILABLE | DATA NOT AVAILABLE | DATA NOT AVAILABLE | DATA NOT AVAILABLE | DATA NOT AVAILABLE | DATA NOT AVAILABLE | DATA NOT AVAILABLE | DATA NOT AVAILABLE | CONNECTED | 0.095 | 0.095 | 0.1 | DATA NOT AVAILABLE | DATA NOT AVAILABLE | DATA NOT AVAILABLE | DATA NOT AVAILABLE | DATA NOT AVAILABLE | DATA NOT AVAILABLE | DATA NOT AVAILABLE | DATA NOT AVAILABLE | DATA NOT AVAILABLE | DATA NOT AVAILABLE | DATA NOT AVAILABLE | DATA NOT AVAILABLE | DATA NOT AVAILABLE | DATA NOT AVAILABLE | DATA NOT AVAILABLE | DATA NOT AVAILABLE | 2023-08-10
1700052735394 | DATA NOT AVAILABLE | DATA NOT AVAILABLE | DATA NOT AVAILABLE | DATA NOT AVAILABLE | DATA NOT AVAILABLE | DATA NOT AVAILABLE | DATA NOT AVAILABLE | DATA NOT AVAILABLE | SCOTLAND | DATA NOT AVAILABLE | DATA NOT AVAILABLE | DATA NOT AVAILABLE | DATA NOT APPLICABLE | DATA NOT AVAILABLE | DATA NOT AVAILABLE | SCOTTISH HYDRO ELECTRIC POWER DISTRIBUTION PLC | DATA NOT AVAILABLE | DATA NOT AVAILABLE | DATA NOT AVAILABLE | DATA NOT AVAILABLE | DATA NOT AVAILABLE | DATA NOT AVAILABLE | DATA NOT AVAILABLE | DATA NOT AVAILABLE | DATA NOT AVAILABLE | DATA NOT AVAILABLE | DATA NOT AVAILABLE | DATA NOT AVAILABLE | DATA NOT AVAILABLE | DATA NOT AVAILABLE | DATA NOT AVAILABLE | DATA NOT AVAILABLE | DATA NOT AVAILABLE | DATA NOT AVAILABLE | DATA NOT AVAILABLE | CONNECTED | 0.1501 | 0.1501 | 0.158 | DATA NOT AVAILABLE | DATA NOT AVAILABLE | DATA NOT AVAILABLE | DATA NOT AVAILABLE | DATA NOT AVAILABLE | DATA NOT AVAILABLE | DATA NOT AVAILABLE | DATA NOT AVAILABLE | DATA NOT AVAILABLE | DATA NOT AVAILABLE | DATA NOT AVAILABLE | DATA NOT AVAILABLE | DATA NOT AVAILABLE | DATA NOT AVAILABLE | DATA NOT AVAILABLE | DATA NOT AVAILABLE | 2023-08-10
1700052737090 | DATA NOT AVAILABLE | GRIMSETTER LIMITED | GENERATING STATION | TOWERHILL WIND | DATA NOT AVAILABLE | ORKNEY | ORKNEY ISLANDS | KW15 1SR | SCOTLAND | 346297 | 1009398 | THURSO | DATA NOT APPLICABLE | KIRKWALL | 11 | SCOTTISH HYDRO ELECTRIC POWER DISTRIBUTION PLC | WIND | ONSHORE WIND TURBINES | DATA NOT AVAILABLE | DATA NOT AVAILABLE | DATA NOT AVAILABLE | DATA NOT AVAILABLE | DATA NOT AVAILABLE | DATA NOT AVAILABLE | DATA NOT AVAILABLE | DATA NOT AVAILABLE | DATA NOT AVAILABLE | DATA NOT AVAILABLE | DATA NOT AVAILABLE | DATA NOT AVAILABLE | DATA NOT AVAILABLE | DATA NOT AVAILABLE | DATA NOT AVAILABLE | DATA NOT AVAILABLE | DATA NOT AVAILABLE | CONNECTED | 0.076 | 0.076 | 0.08 | DATA NOT AVAILABLE | DATA NOT AVAILABLE | DATA NOT AVAILABLE | DATA NOT AVAILABLE | DATA NOT AVAILABLE | DATA NOT AVAILABLE | DATA NOT AVAILABLE | DATA NOT AVAILABLE | DATA NOT AVAILABLE | DATA NOT AVAILABLE | DATA NOT AVAILABLE | DATA NOT AVAILABLE | DATA NOT AVAILABLE | DATA NOT AVAILABLE | DATA NOT AVAILABLE | DATA NOT AVAILABLE | 2023-08-10
1700052737258 | DATA NOT AVAILABLE | JOHN SHIELDS T/A AVOCHIE ESTATE | ROTHIEMAY MICRO HYDRO | DATA NOT AVAILABLE | DATA NOT AVAILABLE | HUNTLY | ABERDEENSHIRE | AB54 7LG | SCOTLAND | 354727 | 848267 | KEITH | DATA NOT APPLICABLE | LIMEHILLOCKS | 11 | SCOTTISH HYDRO ELECTRIC POWER DISTRIBUTION PLC | HYDRO (TO BE CONFIRMED) | HYDRO POWER SYSTEM | DATA NOT AVAILABLE | DATA NOT AVAILABLE | DATA NOT AVAILABLE | DATA NOT AVAILABLE | DATA NOT AVAILABLE | DATA NOT AVAILABLE | DATA NOT AVAILABLE | DATA NOT AVAILABLE | DATA NOT AVAILABLE | DATA NOT AVAILABLE | DATA NOT AVAILABLE | DATA NOT AVAILABLE | DATA NOT AVAILABLE | DATA NOT AVAILABLE | DATA NOT AVAILABLE | DATA NOT AVAILABLE | DATA NOT AVAILABLE | CONNECTED | 0.0532 | 0.0532 | 0.056 | DATA NOT AVAILABLE | DATA NOT AVAILABLE | DATA NOT AVAILABLE | DATA NOT AVAILABLE | DATA NOT AVAILABLE | DATA NOT AVAILABLE | DATA NOT AVAILABLE | DATA NOT AVAILABLE | DATA NOT AVAILABLE | DATA NOT AVAILABLE | DATA NOT AVAILABLE | DATA NOT AVAILABLE | DATA NOT AVAILABLE | DATA NOT AVAILABLE | DATA NOT AVAILABLE | DATA NOT AVAILABLE | 2023-08-10
1700052737319 | DATA NOT AVAILABLE | DATA NOT AVAILABLE | DATA NOT AVAILABLE | DATA NOT AVAILABLE | DATA NOT AVAILABLE | DATA NOT AVAILABLE | DATA NOT AVAILABLE | DATA NOT AVAILABLE | SCOTLAND | DATA NOT AVAILABLE | DATA NOT AVAILABLE | DATA NOT AVAILABLE | DATA NOT APPLICABLE | DATA NOT AVAILABLE | DATA NOT AVAILABLE | SCOTTISH HYDRO ELECTRIC POWER DISTRIBUTION PLC | DATA NOT AVAILABLE | DATA NOT AVAILABLE | DATA NOT AVAILABLE | DATA NOT AVAILABLE | DATA NOT AVAILABLE | DATA NOT AVAILABLE | DATA NOT AVAILABLE | DATA NOT AVAILABLE | DATA NOT AVAILABLE | DATA NOT AVAILABLE | DATA NOT AVAILABLE | DATA NOT AVAILABLE | DATA NOT AVAILABLE | DATA NOT AVAILABLE | DATA NOT AVAILABLE | DATA NOT AVAILABLE | DATA NOT AVAILABLE | DATA NOT AVAILABLE | DATA NOT AVAILABLE | CONNECTED | 0.076 | 0.076 | 0.08 | DATA NOT AVAILABLE | DATA NOT AVAILABLE | DATA NOT AVAILABLE | DATA NOT AVAILABLE | DATA NOT AVAILABLE | DATA NOT AVAILABLE | DATA NOT AVAILABLE | DATA NOT AVAILABLE | DATA NOT AVAILABLE | DATA NOT AVAILABLE | DATA NOT AVAILABLE | DATA NOT AVAILABLE | DATA NOT AVAILABLE | DATA NOT AVAILABLE | DATA NOT AVAILABLE | DATA NOT AVAILABLE | 2023-08-10
1700052737346 | DATA NOT AVAILABLE | DATA NOT AVAILABLE | DATA NOT AVAILABLE | DATA NOT AVAILABLE | DATA NOT AVAILABLE | DATA NOT AVAILABLE | DATA NOT AVAILABLE | DATA NOT AVAILABLE | SCOTLAND | DATA NOT AVAILABLE | DATA NOT AVAILABLE | DATA NOT AVAILABLE | DATA NOT APPLICABLE | DATA NOT AVAILABLE | DATA NOT AVAILABLE | SCOTTISH HYDRO ELECTRIC POWER DISTRIBUTION PLC | DATA NOT AVAILABLE | DATA NOT AVAILABLE | DATA NOT AVAILABLE | DATA NOT AVAILABLE | DATA NOT AVAILABLE | DATA NOT AVAILABLE | DATA NOT AVAILABLE | DATA NOT AVAILABLE | DATA NOT AVAILABLE | DATA NOT AVAILABLE | DATA NOT AVAILABLE | DATA NOT AVAILABLE | DATA NOT AVAILABLE | DATA NOT AVAILABLE | DATA NOT AVAILABLE | DATA NOT AVAILABLE | DATA NOT AVAILABLE | DATA NOT AVAILABLE | DATA NOT AVAILABLE | CONNECTED | 0.171 | 0.171 | 0.18 | DATA NOT AVAILABLE | DATA NOT AVAILABLE | DATA NOT AVAILABLE | DATA NOT AVAILABLE | DATA NOT AVAILABLE | DATA NOT AVAILABLE | DATA NOT AVAILABLE | DATA NOT AVAILABLE | DATA NOT AVAILABLE | DATA NOT AVAILABLE | DATA NOT AVAILABLE | DATA NOT AVAILABLE | DATA NOT AVAILABLE | DATA NOT AVAILABLE | DATA NOT AVAILABLE | DATA NOT AVAILABLE | 2023-08-10
1700052737921 | DATA NOT AVAILABLE | MOIDART HYDRO LLP | BRUNERY HYDRO | DATA NOT AVAILABLE | DATA NOT AVAILABLE | FORT WILLIAM | HIGHLAND | PH38 4ND | SCOTLAND | 171625 | 772384 | FORT WILLIAM | DATA NOT APPLICABLE | KINLOCHMOIDART | 11 | SCOTTISH HYDRO ELECTRIC POWER DISTRIBUTION PLC | HYDRO (TO BE CONFIRMED) | HYDRO POWER SYSTEM | DATA NOT AVAILABLE | DATA NOT AVAILABLE | DATA NOT AVAILABLE | DATA NOT AVAILABLE | DATA NOT AVAILABLE | DATA NOT AVAILABLE | DATA NOT AVAILABLE | DATA NOT AVAILABLE | DATA NOT AVAILABLE | DATA NOT AVAILABLE | DATA NOT AVAILABLE | DATA NOT AVAILABLE | DATA NOT AVAILABLE | DATA NOT AVAILABLE | DATA NOT AVAILABLE | DATA NOT AVAILABLE | DATA NOT AVAILABLE | CONNECTED | 0.9025 | 0.9025 | 0.95 | DATA NOT AVAILABLE | DATA NOT AVAILABLE | DATA NOT AVAILABLE | DATA NOT AVAILABLE | DATA NOT AVAILABLE | DATA NOT AVAILABLE | DATA NOT AVAILABLE | DATA NOT AVAILABLE | DATA NOT AVAILABLE | DATA NOT AVAILABLE | DATA NOT AVAILABLE | DATA NOT AVAILABLE | DATA NOT AVAILABLE | DATA NOT AVAILABLE | DATA NOT AVAILABLE | DATA NOT AVAILABLE | 2023-08-10
1700052740385 | DATA NOT AVAILABLE | ROCKSPRING UK | TRINITY CENTRE 155 | DATA NOT AVAILABLE | UNION STREET | ABERDEEN | ABERDEEN | AB11 6BE | SCOTLAND | 394008 | 806055 | CLAYHILLS | DATA NOT APPLICABLE | CLAYHILLS | 11 | SCOTTISH HYDRO ELECTRIC POWER DISTRIBUTION PLC | SOLAR | PHOTOVOLTAIC | DATA NOT AVAILABLE | DATA NOT AVAILABLE | DATA NOT AVAILABLE | 0.15 | DATA NOT AVAILABLE | DATA NOT AVAILABLE | DATA NOT AVAILABLE | DATA NOT AVAILABLE | DATA NOT AVAILABLE | DATA NOT AVAILABLE | DATA NOT AVAILABLE | DATA NOT AVAILABLE | DATA NOT AVAILABLE | DATA NOT AVAILABLE | DATA NOT AVAILABLE | DATA NOT AVAILABLE | DATA NOT AVAILABLE | CONNECTED | 0.1425 | 0.1425 | 0.15 | 0 | 0 | DATA NOT AVAILABLE | DATA NOT AVAILABLE | DATA NOT AVAILABLE | DATA NOT AVAILABLE | DATA NOT AVAILABLE | DATA NOT AVAILABLE | DATA NOT AVAILABLE | DATA NOT AVAILABLE | DATA NOT AVAILABLE | DATA NOT AVAILABLE | DATA NOT AVAILABLE | DATA NOT AVAILABLE | DATA NOT AVAILABLE | DATA NOT AVAILABLE | 2023-08-10
1700052740437 | DATA NOT AVAILABLE | DATA NOT AVAILABLE | DATA NOT AVAILABLE | DATA NOT AVAILABLE | DATA NOT AVAILABLE | ISLE OF MULL | ARGYLL AND BUTE | PA72 6JS | SCOTLAND | 155612 | 747262 | TAYNUILT | DATA NOT APPLICABLE | SALEN | 11 | SCOTTISH HYDRO ELECTRIC POWER DISTRIBUTION PLC | HYDRO (TO BE CONFIRMED) | HYDRO POWER SYSTEM | DATA NOT AVAILABLE | DATA NOT AVAILABLE | DATA NOT AVAILABLE | 0.1 | DATA NOT AVAILABLE | DATA NOT AVAILABLE | DATA NOT AVAILABLE | DATA NOT AVAILABLE | DATA NOT AVAILABLE | DATA NOT AVAILABLE | DATA NOT AVAILABLE | DATA NOT AVAILABLE | DATA NOT AVAILABLE | DATA NOT AVAILABLE | DATA NOT AVAILABLE | DATA NOT AVAILABLE | DATA NOT AVAILABLE | CONNECTED | 0.095 | 0.095 | 0.1 | 0.0095 | 0.01 | 2014-03-13 | DATA NOT AVAILABLE | DATA NOT AVAILABLE | DATA NOT AVAILABLE | DATA NOT AVAILABLE | DATA NOT AVAILABLE | DATA NOT AVAILABLE | DATA NOT AVAILABLE | DATA NOT AVAILABLE | DATA NOT AVAILABLE | DATA NOT AVAILABLE | DATA NOT AVAILABLE | DATA NOT AVAILABLE | DATA NOT AVAILABLE | 2023-08-10
1700052741184 | DATA NOT AVAILABLE | STRONCHULLIN ENERGY LTD | STRONCHULLIN HYDRO | DATA NOT AVAILABLE | DATA NOT AVAILABLE | DUNOON | ARGYLL AND BUTE | PA23 8TP | SCOTLAND | 218935 | 684496 | DUNOON | DATA NOT APPLICABLE | SANDBANK | 11 | SCOTTISH HYDRO ELECTRIC POWER DISTRIBUTION PLC | HYDRO (TO BE CONFIRMED) | HYDRO POWER SYSTEM | DATA NOT AVAILABLE | DATA NOT AVAILABLE | DATA NOT AVAILABLE | 0.1 | DATA NOT AVAILABLE | DATA NOT AVAILABLE | DATA NOT AVAILABLE | DATA NOT AVAILABLE | DATA NOT AVAILABLE | DATA NOT AVAILABLE | DATA NOT AVAILABLE | DATA NOT AVAILABLE | DATA NOT AVAILABLE | DATA NOT AVAILABLE | DATA NOT AVAILABLE | DATA NOT AVAILABLE | DATA NOT AVAILABLE | CONNECTED | 0.095 | 0.095 | 0.1 | 0.0095 | 0.01 | 2014-07-22 | DATA NOT AVAILABLE | DATA NOT AVAILABLE | DATA NOT AVAILABLE | DATA NOT AVAILABLE | DATA NOT AVAILABLE | DATA NOT AVAILABLE | DATA NOT AVAILABLE | DATA NOT AVAILABLE | DATA NOT AVAILABLE | DATA NOT AVAILABLE | DATA NOT AVAILABLE | DATA NOT AVAILABLE | DATA NOT AVAILABLE | 2023-08-10
1700052741209 | DATA NOT AVAILABLE | REDACTED | REDACTED | REDACTED | REDACTED | REDACTED | REDACTED | FK8 3 | SCOTLAND | REDACTED | REDACTED | STRATHLEVEN | DATA NOT APPLICABLE | KEPCULLOCH | 11 | SCOTTISH HYDRO ELECTRIC POWER DISTRIBUTION PLC | WIND | ONSHORE WIND TURBINES | DATA NOT AVAILABLE | DATA NOT AVAILABLE | DATA NOT AVAILABLE | 0.09 | DATA NOT AVAILABLE | DATA NOT AVAILABLE | DATA NOT AVAILABLE | DATA NOT AVAILABLE | DATA NOT AVAILABLE | DATA NOT AVAILABLE | DATA NOT AVAILABLE | DATA NOT AVAILABLE | DATA NOT AVAILABLE | DATA NOT AVAILABLE | DATA NOT AVAILABLE | DATA NOT AVAILABLE | DATA NOT AVAILABLE | CONNECTED | 0.0855 | 0.0855 | 0.09 | 0 | 0 | 2013-12-27 | DATA NOT AVAILABLE | DATA NOT AVAILABLE | DATA NOT AVAILABLE | DATA NOT AVAILABLE | DATA NOT AVAILABLE | DATA NOT AVAILABLE | DATA NOT AVAILABLE | DATA NOT AVAILABLE | DATA NOT AVAILABLE | DATA NOT AVAILABLE | DATA NOT AVAILABLE | DATA NOT AVAILABLE | DATA NOT AVAILABLE | 2023-08-10
1700052742017 | DATA NOT AVAILABLE | BLAIR CASTLE ESTATE LTD | DATA NOT AVAILABLE | DATA NOT AVAILABLE | BLAIR CASTLE | PITLOCHRY | PERTHSHIRE AND KINROSS | PH18 5TL | SCOTLAND | 286684 | 765913 | TUMMEL BRIDGE | DATA NOT APPLICABLE | CALVINE | 11 | SCOTTISH HYDRO ELECTRIC POWER DISTRIBUTION PLC | HYDRO (TO BE CONFIRMED) | HYDRO POWER SYSTEM | DATA NOT AVAILABLE | DATA NOT AVAILABLE | DATA NOT AVAILABLE | 0.1 | DATA NOT AVAILABLE | DATA NOT AVAILABLE | DATA NOT AVAILABLE | DATA NOT AVAILABLE | DATA NOT AVAILABLE | DATA NOT AVAILABLE | DATA NOT AVAILABLE | DATA NOT AVAILABLE | DATA NOT AVAILABLE | DATA NOT AVAILABLE | DATA NOT AVAILABLE | DATA NOT AVAILABLE | DATA NOT AVAILABLE | CONNECTED | 0.095 | 0.095 | 0.1 | 0 | 0 | DATA NOT AVAILABLE | DATA NOT AVAILABLE | DATA NOT AVAILABLE | DATA NOT AVAILABLE | DATA NOT AVAILABLE | DATA NOT AVAILABLE | DATA NOT AVAILABLE | DATA NOT AVAILABLE | DATA NOT AVAILABLE | DATA NOT AVAILABLE | DATA NOT AVAILABLE | DATA NOT AVAILABLE | DATA NOT AVAILABLE | DATA NOT AVAILABLE | 2023-08-10
1700052742540 | DATA NOT AVAILABLE | PORTSONACHAN HYDRO LIMITED | DATA NOT AVAILABLE | DATA NOT AVAILABLE | DATA NOT AVAILABLE | DALMALLY | ARGYLL AND BUTE | PA34 4SE | SCOTLAND | 184907 | 725151 | TAYNUILT | DATA NOT APPLICABLE | TAYNUILT GRID | 33 | SCOTTISH HYDRO ELECTRIC POWER DISTRIBUTION PLC | HYDRO (TO BE CONFIRMED) | HYDRO POWER SYSTEM | DATA NOT AVAILABLE | DATA NOT AVAILABLE | DATA NOT AVAILABLE | DATA NOT AVAILABLE | DATA NOT AVAILABLE | DATA NOT AVAILABLE | DATA NOT AVAILABLE | DATA NOT AVAILABLE | DATA NOT AVAILABLE | DATA NOT AVAILABLE | DATA NOT AVAILABLE | DATA NOT AVAILABLE | DATA NOT AVAILABLE | DATA NOT AVAILABLE | DATA NOT AVAILABLE | DATA NOT AVAILABLE | DATA NOT AVAILABLE | CONNECTED | 0.095 | 0.095 | 0.1 | DATA NOT AVAILABLE | DATA NOT AVAILABLE | DATA NOT AVAILABLE | DATA NOT AVAILABLE | DATA NOT AVAILABLE | DATA NOT AVAILABLE | DATA NOT AVAILABLE | DATA NOT AVAILABLE | DATA NOT AVAILABLE | DATA NOT AVAILABLE | DATA NOT AVAILABLE | DATA NOT AVAILABLE | DATA NOT AVAILABLE | DATA NOT AVAILABLE | DATA NOT AVAILABLE | DATA NOT AVAILABLE | 2023-08-10
1700052743048 | DATA NOT AVAILABLE | COOP PPA SITES | RENNIBISTER FARM | RENNIBISTER WIND | DATA NOT AVAILABLE | ORKNEY | ORKNEY ISLANDS | KW15 1TX | SCOTLAND | 339627 | 1012307 | THURSO | DATA NOT APPLICABLE | KIRKWALL | 11 | SCOTTISH HYDRO ELECTRIC POWER DISTRIBUTION PLC | WIND | ONSHORE WIND TURBINES | DATA NOT AVAILABLE | DATA NOT AVAILABLE | DATA NOT AVAILABLE | 0.9 | DATA NOT AVAILABLE | DATA NOT AVAILABLE | DATA NOT AVAILABLE | DATA NOT AVAILABLE | DATA NOT AVAILABLE | DATA NOT AVAILABLE | DATA NOT AVAILABLE | DATA NOT AVAILABLE | DATA NOT AVAILABLE | DATA NOT AVAILABLE | DATA NOT AVAILABLE | DATA NOT AVAILABLE | DATA NOT AVAILABLE | CONNECTED | 0.855 | 0.855 | 0.9 | 0.00285 | 0.003 | 2014-03-24 | DATA NOT AVAILABLE | DATA NOT AVAILABLE | DATA NOT AVAILABLE | DATA NOT AVAILABLE | DATA NOT AVAILABLE | DATA NOT AVAILABLE | DATA NOT AVAILABLE | DATA NOT AVAILABLE | DATA NOT AVAILABLE | DATA NOT AVAILABLE | DATA NOT AVAILABLE | DATA NOT AVAILABLE | DATA NOT AVAILABLE | 2023-08-10
1700052743066 | DATA NOT AVAILABLE | DATA NOT AVAILABLE | DATA NOT AVAILABLE | DATA NOT AVAILABLE | DATA NOT AVAILABLE | DATA NOT AVAILABLE | DATA NOT AVAILABLE | DATA NOT AVAILABLE | SCOTLAND | DATA NOT AVAILABLE | DATA NOT AVAILABLE | DATA NOT AVAILABLE | DATA NOT APPLICABLE | DATA NOT AVAILABLE | DATA NOT AVAILABLE | SCOTTISH HYDRO ELECTRIC POWER DISTRIBUTION PLC | DATA NOT AVAILABLE | DATA NOT AVAILABLE | DATA NOT AVAILABLE | DATA NOT AVAILABLE | DATA NOT AVAILABLE | DATA NOT AVAILABLE | DATA NOT AVAILABLE | DATA NOT AVAILABLE | DATA NOT AVAILABLE | DATA NOT AVAILABLE | DATA NOT AVAILABLE | DATA NOT AVAILABLE | DATA NOT AVAILABLE | DATA NOT AVAILABLE | DATA NOT AVAILABLE | DATA NOT AVAILABLE | DATA NOT AVAILABLE | DATA NOT AVAILABLE | DATA NOT AVAILABLE | CONNECTED | 0.07125 | 0.07125 | 0.075 | DATA NOT AVAILABLE | DATA NOT AVAILABLE | DATA NOT AVAILABLE | DATA NOT AVAILABLE | DATA NOT AVAILABLE | DATA NOT AVAILABLE | DATA NOT AVAILABLE | DATA NOT AVAILABLE | DATA NOT AVAILABLE | DATA NOT AVAILABLE | DATA NOT AVAILABLE | DATA NOT AVAILABLE | DATA NOT AVAILABLE | DATA NOT AVAILABLE | DATA NOT AVAILABLE | DATA NOT AVAILABLE | 2023-08-10
1700052743206 | DATA NOT AVAILABLE | BOBBY ROSS LIMITED | CORPACH | DATA NOT AVAILABLE | DATA NOT AVAILABLE | FORT WILLIAM | HIGHLAND | PH33 7NJ | SCOTLAND | 208272 | 776929 | FORT WILLIAM | DATA NOT APPLICABLE | ANNAT | 11 | SCOTTISH HYDRO ELECTRIC POWER DISTRIBUTION PLC | HYDRO (TO BE CONFIRMED) | HYDRO POWER SYSTEM | DATA NOT AVAILABLE | DATA NOT AVAILABLE | DATA NOT AVAILABLE | 0.25 | DATA NOT AVAILABLE | DATA NOT AVAILABLE | DATA NOT AVAILABLE | DATA NOT AVAILABLE | DATA NOT AVAILABLE | DATA NOT AVAILABLE | DATA NOT AVAILABLE | DATA NOT AVAILABLE | DATA NOT AVAILABLE | DATA NOT AVAILABLE | DATA NOT AVAILABLE | DATA NOT AVAILABLE | DATA NOT AVAILABLE | CONNECTED | 0.2375 | 0.2375 | 0.25 | 0.00475 | 0.005 | 2014-09-19 | DATA NOT AVAILABLE | DATA NOT AVAILABLE | DATA NOT AVAILABLE | DATA NOT AVAILABLE | DATA NOT AVAILABLE | DATA NOT AVAILABLE | DATA NOT AVAILABLE | DATA NOT AVAILABLE | DATA NOT AVAILABLE | DATA NOT AVAILABLE | DATA NOT AVAILABLE | DATA NOT AVAILABLE | DATA NOT AVAILABLE | 2023-08-10
1700052743224 | DATA NOT AVAILABLE | WHITE TOP ENERGY LIMITED | DATA NOT AVAILABLE | DATA NOT AVAILABLE | DATA NOT AVAILABLE | FORFAR | ANGUS | DATA NOT AVAILABLE | SCOTLAND | DATA NOT AVAILABLE | DATA NOT AVAILABLE | LUNANHEAD | DATA NOT APPLICABLE | LUNANHEAD | 11 | SCOTTISH HYDRO ELECTRIC POWER DISTRIBUTION PLC | WIND | ONSHORE WIND TURBINES | DATA NOT AVAILABLE | DATA NOT AVAILABLE | DATA NOT AVAILABLE | 0.53 | DATA NOT AVAILABLE | DATA NOT AVAILABLE | DATA NOT AVAILABLE | DATA NOT AVAILABLE | DATA NOT AVAILABLE | DATA NOT AVAILABLE | DATA NOT AVAILABLE | DATA NOT AVAILABLE | DATA NOT AVAILABLE | DATA NOT AVAILABLE | DATA NOT AVAILABLE | DATA NOT AVAILABLE | DATA NOT AVAILABLE | CONNECTED | 0.475 | 0.475 | 0.5 | 0 | 0 | 2014-07-16 | DATA NOT AVAILABLE | DATA NOT AVAILABLE | DATA NOT AVAILABLE | DATA NOT AVAILABLE | DATA NOT AVAILABLE | DATA NOT AVAILABLE | DATA NOT AVAILABLE | DATA NOT AVAILABLE | DATA NOT AVAILABLE | DATA NOT AVAILABLE | DATA NOT AVAILABLE | DATA NOT AVAILABLE | DATA NOT AVAILABLE | 2023-08-10
1700052744246 | DATA NOT AVAILABLE | G&B RENEWABLES LTD | UPPER SAUCHEN FARM | UPPER SAUCHEN WIND | DATA NOT AVAILABLE | INVERURIE | ABERDEENSHIRE | AB51 7QS | SCOTLAND | 367083 | 810673 | KINTORE | DATA NOT APPLICABLE | MIDMAR | 11 | SCOTTISH HYDRO ELECTRIC POWER DISTRIBUTION PLC | WIND | ONSHORE WIND TURBINES | DATA NOT AVAILABLE | DATA NOT AVAILABLE | DATA NOT AVAILABLE | 0.225 | DATA NOT AVAILABLE | DATA NOT AVAILABLE | DATA NOT AVAILABLE | DATA NOT AVAILABLE | DATA NOT AVAILABLE | DATA NOT AVAILABLE | DATA NOT AVAILABLE | DATA NOT AVAILABLE | DATA NOT AVAILABLE | DATA NOT AVAILABLE | DATA NOT AVAILABLE | DATA NOT AVAILABLE | DATA NOT AVAILABLE | CONNECTED | 0.21375 | 0.21375 | 0.225 | 0 | 0 | 2015-09-06 | DATA NOT AVAILABLE | DATA NOT AVAILABLE | DATA NOT AVAILABLE | DATA NOT AVAILABLE | DATA NOT AVAILABLE | DATA NOT AVAILABLE | DATA NOT AVAILABLE | DATA NOT AVAILABLE | DATA NOT AVAILABLE | DATA NOT AVAILABLE | DATA NOT AVAILABLE | DATA NOT AVAILABLE | DATA NOT AVAILABLE | 2023-08-10
1700052744469 | DATA NOT AVAILABLE | GLENPROSEN ESTATE | GENERATING STATION | GLENPROSEN HYDRO | DATA NOT AVAILABLE | KIRRIEMUIR | ANGUS | DATA NOT AVAILABLE | SCOTLAND | 343572 | 751914 | LUNANHEAD | DATA NOT APPLICABLE | MARYTON | 11 | SCOTTISH HYDRO ELECTRIC POWER DISTRIBUTION PLC | HYDRO (TO BE CONFIRMED) | HYDRO POWER SYSTEM | DATA NOT AVAILABLE | DATA NOT AVAILABLE | DATA NOT AVAILABLE | 0.1 | DATA NOT AVAILABLE | DATA NOT AVAILABLE | DATA NOT AVAILABLE | DATA NOT AVAILABLE | DATA NOT AVAILABLE | DATA NOT AVAILABLE | DATA NOT AVAILABLE | DATA NOT AVAILABLE | DATA NOT AVAILABLE | DATA NOT AVAILABLE | DATA NOT AVAILABLE | DATA NOT AVAILABLE | DATA NOT AVAILABLE | CONNECTED | 0.095 | 0.095 | 0.1 | 0 | 0 | 2014-10-16 | DATA NOT AVAILABLE | DATA NOT AVAILABLE | DATA NOT AVAILABLE | DATA NOT AVAILABLE | DATA NOT AVAILABLE | DATA NOT AVAILABLE | DATA NOT AVAILABLE | DATA NOT AVAILABLE | DATA NOT AVAILABLE | DATA NOT AVAILABLE | DATA NOT AVAILABLE | DATA NOT AVAILABLE | DATA NOT AVAILABLE | 2023-08-10
1700052745036 | DATA NOT AVAILABLE | THE ESTATES OFFICE LIMITED C/O LOCHNELL ESTATES | GENERATING STATION | ARDMADDY HYDRO | AT ARDMADDY CASTLE, | OBAN | HIGHLAND | PH34 4QY | SCOTLAND | 224499 | 781018 | TAYNUILT | DATA NOT APPLICABLE | KILNINVER | 11 | SCOTTISH HYDRO ELECTRIC POWER DISTRIBUTION PLC | HYDRO (TO BE CONFIRMED) | HYDRO POWER SYSTEM | DATA NOT AVAILABLE | DATA NOT AVAILABLE | DATA NOT AVAILABLE | 0.1 | DATA NOT AVAILABLE | DATA NOT AVAILABLE | DATA NOT AVAILABLE | DATA NOT AVAILABLE | DATA NOT AVAILABLE | DATA NOT AVAILABLE | DATA NOT AVAILABLE | DATA NOT AVAILABLE | DATA NOT AVAILABLE | DATA NOT AVAILABLE | DATA NOT AVAILABLE | DATA NOT AVAILABLE | DATA NOT AVAILABLE | CONNECTED | 0.095 | 0.095 | 0.1 | 0.00475 | 0.005 | 2014-02-26 | DATA NOT AVAILABLE | DATA NOT AVAILABLE | DATA NOT AVAILABLE | DATA NOT AVAILABLE | DATA NOT AVAILABLE | DATA NOT AVAILABLE | DATA NOT AVAILABLE | DATA NOT AVAILABLE | DATA NOT AVAILABLE | DATA NOT AVAILABLE | DATA NOT AVAILABLE | DATA NOT AVAILABLE | DATA NOT AVAILABLE | 2023-08-10
1700052746369 | DATA NOT AVAILABLE | COOP PPA SITES | GENERATING STATION | STRACATHRO WIND | DATA NOT AVAILABLE | ABERDEEN | ABERDEEN | AB30 1QR | SCOTLAND | 364066 | 765030 | BRIDGE OF DUN | DATA NOT APPLICABLE | LOGIE PERT | 11 | SCOTTISH HYDRO ELECTRIC POWER DISTRIBUTION PLC | WIND | ONSHORE WIND TURBINES | DATA NOT AVAILABLE | DATA NOT AVAILABLE | DATA NOT AVAILABLE | 0.8 | DATA NOT AVAILABLE | DATA NOT AVAILABLE | DATA NOT AVAILABLE | DATA NOT AVAILABLE | DATA NOT AVAILABLE | DATA NOT AVAILABLE | DATA NOT AVAILABLE | DATA NOT AVAILABLE | DATA NOT AVAILABLE | DATA NOT AVAILABLE | DATA NOT AVAILABLE | DATA NOT AVAILABLE | DATA NOT AVAILABLE | CONNECTED | 0.76 | 0.76 | 0.8 | 0 | 0 | 2014-06-26 | DATA NOT AVAILABLE | DATA NOT AVAILABLE | DATA NOT AVAILABLE | DATA NOT AVAILABLE | DATA NOT AVAILABLE | DATA NOT AVAILABLE | DATA NOT AVAILABLE | DATA NOT AVAILABLE | DATA NOT AVAILABLE | DATA NOT AVAILABLE | DATA NOT AVAILABLE | DATA NOT AVAILABLE | DATA NOT AVAILABLE | 2023-08-10
1700052746396 | DATA NOT AVAILABLE | REDACTED | REDACTED | REDACTED | REDACTED | REDACTED | REDACTED | IV41 | SCOTLAND | REDACTED | REDACTED | BROADFORD | DATA NOT APPLICABLE | NOSTIE BRIDGE | 11 | SCOTTISH HYDRO ELECTRIC POWER DISTRIBUTION PLC | HYDRO (TO BE CONFIRMED) | HYDRO POWER SYSTEM | DATA NOT AVAILABLE | DATA NOT AVAILABLE | DATA NOT AVAILABLE | 0.1 | DATA NOT AVAILABLE | DATA NOT AVAILABLE | DATA NOT AVAILABLE | DATA NOT AVAILABLE | DATA NOT AVAILABLE | DATA NOT AVAILABLE | DATA NOT AVAILABLE | DATA NOT AVAILABLE | DATA NOT AVAILABLE | DATA NOT AVAILABLE | DATA NOT AVAILABLE | DATA NOT AVAILABLE | DATA NOT AVAILABLE | CONNECTED | 0.095 | 0.095 | 0.1 | 0.019 | 0.02 | 2015-07-29 | DATA NOT AVAILABLE | DATA NOT AVAILABLE | DATA NOT AVAILABLE | DATA NOT AVAILABLE | DATA NOT AVAILABLE | DATA NOT AVAILABLE | DATA NOT AVAILABLE | DATA NOT AVAILABLE | DATA NOT AVAILABLE | DATA NOT AVAILABLE | DATA NOT AVAILABLE | DATA NOT AVAILABLE | DATA NOT AVAILABLE | 2023-08-10
1700052747460 | DATA NOT AVAILABLE | A. G. PORTER & SONS LIMITED | GLEN LYON | ALLT RIORAN HYDRO | DATA NOT AVAILABLE | ABERFELDY | PERTHSHIRE AND KINROSS | PH15 2PP | SCOTLAND | 258170 | 747123 | KILLIN | DATA NOT APPLICABLE | KILLIN GRID | 33 | SCOTTISH HYDRO ELECTRIC POWER DISTRIBUTION PLC | HYDRO (TO BE CONFIRMED) | HYDRO POWER SYSTEM | DATA NOT AVAILABLE | DATA NOT AVAILABLE | DATA NOT AVAILABLE | 0.1 | DATA NOT AVAILABLE | DATA NOT AVAILABLE | DATA NOT AVAILABLE | DATA NOT AVAILABLE | DATA NOT AVAILABLE | DATA NOT AVAILABLE | DATA NOT AVAILABLE | DATA NOT AVAILABLE | DATA NOT AVAILABLE | DATA NOT AVAILABLE | DATA NOT AVAILABLE | DATA NOT AVAILABLE | DATA NOT AVAILABLE | CONNECTED | 0.095 | 0.095 | 0.1 | 0 | 0 | 2015-12-09 | DATA NOT AVAILABLE | DATA NOT AVAILABLE | DATA NOT AVAILABLE | DATA NOT AVAILABLE | DATA NOT AVAILABLE | DATA NOT AVAILABLE | DATA NOT AVAILABLE | DATA NOT AVAILABLE | DATA NOT AVAILABLE | DATA NOT AVAILABLE | DATA NOT AVAILABLE | DATA NOT AVAILABLE | DATA NOT AVAILABLE | 2023-08-10
1700052747520 | DATA NOT AVAILABLE | COOP PPA SITES | WIND GENERATING STATION | WESTERTON OF FOLLA | DATA NOT AVAILABLE | INVERURIE | ABERDEENSHIRE | AB51 5BQ | SCOTLAND | 370807 | 833731 | KEITH | DATA NOT APPLICABLE | INSCH | 11 | SCOTTISH HYDRO ELECTRIC POWER DISTRIBUTION PLC | WIND | ONSHORE WIND TURBINES | DATA NOT AVAILABLE | DATA NOT AVAILABLE | DATA NOT AVAILABLE | 0.8 | DATA NOT AVAILABLE | DATA NOT AVAILABLE | DATA NOT AVAILABLE | DATA NOT AVAILABLE | DATA NOT AVAILABLE | DATA NOT AVAILABLE | DATA NOT AVAILABLE | DATA NOT AVAILABLE | DATA NOT AVAILABLE | DATA NOT AVAILABLE | DATA NOT AVAILABLE | DATA NOT AVAILABLE | DATA NOT AVAILABLE | CONNECTED | 0.76 | 0.76 | 0.8 | 0 | 0 | 2014-12-17 | DATA NOT AVAILABLE | DATA NOT AVAILABLE | DATA NOT AVAILABLE | DATA NOT AVAILABLE | DATA NOT AVAILABLE | DATA NOT AVAILABLE | DATA NOT AVAILABLE | DATA NOT AVAILABLE | DATA NOT AVAILABLE | DATA NOT AVAILABLE | DATA NOT AVAILABLE | DATA NOT AVAILABLE | DATA NOT AVAILABLE | 2023-08-10
1700052747840 | DATA NOT AVAILABLE | REDACTED | REDACTED | REDACTED | REDACTED | REDACTED | REDACTED | KW5 6 | SCOTLAND | REDACTED | REDACTED | MYBSTER | DATA NOT APPLICABLE | LATHERON | 11 | SCOTTISH HYDRO ELECTRIC POWER DISTRIBUTION PLC | WIND | ONSHORE WIND TURBINES | DATA NOT AVAILABLE | DATA NOT AVAILABLE | DATA NOT AVAILABLE | 0.09 | DATA NOT AVAILABLE | DATA NOT AVAILABLE | DATA NOT AVAILABLE | DATA NOT AVAILABLE | DATA NOT AVAILABLE | DATA NOT AVAILABLE | DATA NOT AVAILABLE | DATA NOT AVAILABLE | DATA NOT AVAILABLE | DATA NOT AVAILABLE | DATA NOT AVAILABLE | DATA NOT AVAILABLE | DATA NOT AVAILABLE | CONNECTED | 0.0855 | 0.0855 | 0.09 | 0 | 0 | 2014-03-13 | DATA NOT AVAILABLE | DATA NOT AVAILABLE | DATA NOT AVAILABLE | DATA NOT AVAILABLE | DATA NOT AVAILABLE | DATA NOT AVAILABLE | DATA NOT AVAILABLE | DATA NOT AVAILABLE | DATA NOT AVAILABLE | DATA NOT AVAILABLE | DATA NOT AVAILABLE | DATA NOT AVAILABLE | DATA NOT AVAILABLE | 2023-08-10
1700052748046 | DATA NOT AVAILABLE | COOP PPA SITES | HYDRO GENERATING STATION | STRATHBRAN LODGE | DATA NOT AVAILABLE | GARVE | HIGHLAND | IV23 2QD | SCOTLAND | 224521 | 861552 | GRUDIE BRIDGE | DATA NOT APPLICABLE | GRUDIE BRIDGE | 33 | SCOTTISH HYDRO ELECTRIC POWER DISTRIBUTION PLC | HYDRO (TO BE CONFIRMED) | HYDRO POWER SYSTEM | DATA NOT AVAILABLE | DATA NOT AVAILABLE | DATA NOT AVAILABLE | DATA NOT AVAILABLE | DATA NOT AVAILABLE | DATA NOT AVAILABLE | DATA NOT AVAILABLE | DATA NOT AVAILABLE | DATA NOT AVAILABLE | DATA NOT AVAILABLE | DATA NOT AVAILABLE | DATA NOT AVAILABLE | DATA NOT AVAILABLE | DATA NOT AVAILABLE | DATA NOT AVAILABLE | DATA NOT AVAILABLE | DATA NOT AVAILABLE | CONNECTED | 0.095 | 0.095 | 0.1 | DATA NOT AVAILABLE | DATA NOT AVAILABLE | DATA NOT AVAILABLE | DATA NOT AVAILABLE | DATA NOT AVAILABLE | DATA NOT AVAILABLE | DATA NOT AVAILABLE | DATA NOT AVAILABLE | DATA NOT AVAILABLE | DATA NOT AVAILABLE | DATA NOT AVAILABLE | DATA NOT AVAILABLE | DATA NOT AVAILABLE | DATA NOT AVAILABLE | DATA NOT AVAILABLE | DATA NOT AVAILABLE | 2023-08-10
1700052749271 | DATA NOT AVAILABLE | SOLARVENTUS ENERGY LTD | NORTH TARBRAX WIND | DATA NOT AVAILABLE | DATA NOT AVAILABLE | FORFAR | ANGUS | DD8 1XR | SCOTLAND | 344163 | 742369 | LUNANHEAD | DATA NOT APPLICABLE | INVERARITY | 11 | SCOTTISH HYDRO ELECTRIC POWER DISTRIBUTION PLC | WIND | ONSHORE WIND TURBINES | DATA NOT AVAILABLE | DATA NOT AVAILABLE | DATA NOT AVAILABLE | 0.25 | DATA NOT AVAILABLE | DATA NOT AVAILABLE | DATA NOT AVAILABLE | DATA NOT AVAILABLE | DATA NOT AVAILABLE | DATA NOT AVAILABLE | DATA NOT AVAILABLE | DATA NOT AVAILABLE | DATA NOT AVAILABLE | DATA NOT AVAILABLE | DATA NOT AVAILABLE | DATA NOT AVAILABLE | DATA NOT AVAILABLE | CONNECTED | 0.2375 | 0.2375 | 0.25 | 0.0095 | 0.01 | 2014-10-23 | DATA NOT AVAILABLE | DATA NOT AVAILABLE | DATA NOT AVAILABLE | DATA NOT AVAILABLE | DATA NOT AVAILABLE | DATA NOT AVAILABLE | DATA NOT AVAILABLE | DATA NOT AVAILABLE | DATA NOT AVAILABLE | DATA NOT AVAILABLE | DATA NOT AVAILABLE | DATA NOT AVAILABLE | DATA NOT AVAILABLE | 2023-08-10
1700052750365 | DATA NOT AVAILABLE | COOP PPA SITES | GENERATING STATION | WHITESTONES WIND | DOUNEPARK FARM | BANFF | ABERDEENSHIRE | AB45 3QP | SCOTLAND | 371691 | 862444 | MACDUFF | DATA NOT APPLICABLE | MACDUFF | 11 | SCOTTISH HYDRO ELECTRIC POWER DISTRIBUTION PLC | WIND | ONSHORE WIND TURBINES | DATA NOT AVAILABLE | DATA NOT AVAILABLE | DATA NOT AVAILABLE | 0.9 | DATA NOT AVAILABLE | DATA NOT AVAILABLE | DATA NOT AVAILABLE | DATA NOT AVAILABLE | DATA NOT AVAILABLE | DATA NOT AVAILABLE | DATA NOT AVAILABLE | DATA NOT AVAILABLE | DATA NOT AVAILABLE | DATA NOT AVAILABLE | DATA NOT AVAILABLE | DATA NOT AVAILABLE | DATA NOT AVAILABLE | CONNECTED | 0.855 | 0.855 | 0.9 | 0.095 | 0.1 | 2014-08-25 | DATA NOT AVAILABLE | DATA NOT AVAILABLE | DATA NOT AVAILABLE | DATA NOT AVAILABLE | DATA NOT AVAILABLE | DATA NOT AVAILABLE | DATA NOT AVAILABLE | DATA NOT AVAILABLE | DATA NOT AVAILABLE | DATA NOT AVAILABLE | DATA NOT AVAILABLE | DATA NOT AVAILABLE | DATA NOT AVAILABLE | 2023-08-10
1700052750462 | DATA NOT AVAILABLE | FECHEL ENERGY LIMITED | WIND GENERATING STATION | HILL OF FECHEL | DATA NOT AVAILABLE | ABERDEEN | ABERDEEN | AB41 6SS | SCOTLAND | 386910 | 825409 | KINTORE | DATA NOT APPLICABLE | OLDMELDRUM | 11 | SCOTTISH HYDRO ELECTRIC POWER DISTRIBUTION PLC | WIND | ONSHORE WIND TURBINES | DATA NOT AVAILABLE | DATA NOT AVAILABLE | DATA NOT AVAILABLE | 0.8 | DATA NOT AVAILABLE | DATA NOT AVAILABLE | DATA NOT AVAILABLE | DATA NOT AVAILABLE | DATA NOT AVAILABLE | DATA NOT AVAILABLE | DATA NOT AVAILABLE | DATA NOT AVAILABLE | DATA NOT AVAILABLE | DATA NOT AVAILABLE | DATA NOT AVAILABLE | DATA NOT AVAILABLE | DATA NOT AVAILABLE | CONNECTED | 0.76 | 0.76 | 0.8 | 0 | 0 | 2014-10-16 | DATA NOT AVAILABLE | DATA NOT AVAILABLE | DATA NOT AVAILABLE | DATA NOT AVAILABLE | DATA NOT AVAILABLE | DATA NOT AVAILABLE | DATA NOT AVAILABLE | DATA NOT AVAILABLE | DATA NOT AVAILABLE | DATA NOT AVAILABLE | DATA NOT AVAILABLE | DATA NOT AVAILABLE | DATA NOT AVAILABLE | 2023-08-10
1700052750480 | DATA NOT AVAILABLE | COOP PPA SITES | GENERATING STATION | WOODLANDS WIND | DATA NOT AVAILABLE | ELLON | ABERDEENSHIRE | AB41 6SP | SCOTLAND | 387835 | 823758 | DYCE | DATA NOT APPLICABLE | KINGSEAT | 11 | SCOTTISH HYDRO ELECTRIC POWER DISTRIBUTION PLC | WIND | ONSHORE WIND TURBINES | DATA NOT AVAILABLE | DATA NOT AVAILABLE | DATA NOT AVAILABLE | 0.8 | DATA NOT AVAILABLE | DATA NOT AVAILABLE | DATA NOT AVAILABLE | DATA NOT AVAILABLE | DATA NOT AVAILABLE | DATA NOT AVAILABLE | DATA NOT AVAILABLE | DATA NOT AVAILABLE | DATA NOT AVAILABLE | DATA NOT AVAILABLE | DATA NOT AVAILABLE | DATA NOT AVAILABLE | DATA NOT AVAILABLE | CONNECTED | 0.76 | 0.76 | 0.8 | 0 | 0 | 2014-09-19 | DATA NOT AVAILABLE | DATA NOT AVAILABLE | DATA NOT AVAILABLE | DATA NOT AVAILABLE | DATA NOT AVAILABLE | DATA NOT AVAILABLE | DATA NOT AVAILABLE | DATA NOT AVAILABLE | DATA NOT AVAILABLE | DATA NOT AVAILABLE | DATA NOT AVAILABLE | DATA NOT AVAILABLE | DATA NOT AVAILABLE | 2023-08-10
1700052750737 | DATA NOT AVAILABLE | GAOTH WIND TURBINE LLP | AUCHMORE FARM | AUCHMORE 2 WIND TURBINE | DATA NOT AVAILABLE | MUIR OF ORD | HIGHLAND | IV6 7XB | SCOTLAND | 249826 | 850879 | BEAULY | DATA NOT APPLICABLE | BEAULY GRID | 33 | SCOTTISH HYDRO ELECTRIC POWER DISTRIBUTION PLC | WIND | ONSHORE WIND TURBINES | DATA NOT AVAILABLE | DATA NOT AVAILABLE | DATA NOT AVAILABLE | 0.9 | DATA NOT AVAILABLE | DATA NOT AVAILABLE | DATA NOT AVAILABLE | DATA NOT AVAILABLE | DATA NOT AVAILABLE | DATA NOT AVAILABLE | DATA NOT AVAILABLE | DATA NOT AVAILABLE | DATA NOT AVAILABLE | DATA NOT AVAILABLE | DATA NOT AVAILABLE | DATA NOT AVAILABLE | DATA NOT AVAILABLE | CONNECTED | 0.855 | 0.855 | 0.9 | 0 | 0 | 2014-10-01 | DATA NOT AVAILABLE | DATA NOT AVAILABLE | DATA NOT AVAILABLE | DATA NOT AVAILABLE | DATA NOT AVAILABLE | DATA NOT AVAILABLE | DATA NOT AVAILABLE | DATA NOT AVAILABLE | DATA NOT AVAILABLE | DATA NOT AVAILABLE | DATA NOT AVAILABLE | DATA NOT AVAILABLE | DATA NOT AVAILABLE | 2023-08-10
1700052754262 | DATA NOT AVAILABLE | COOP PPA SITES | PHOINES LODGE | CHAIS HYDRO | DATA NOT AVAILABLE | NEWTONMORE | HIGHLAND | PH20 1BE | SCOTLAND | 268545 | 792817 | BOAT OF GARTEN | DATA NOT APPLICABLE | BOAT OF GARTEN GRID | 33 | SCOTTISH HYDRO ELECTRIC POWER DISTRIBUTION PLC | HYDRO (TO BE CONFIRMED) | HYDRO POWER SYSTEM | DATA NOT AVAILABLE | DATA NOT AVAILABLE | DATA NOT AVAILABLE | 0.1 | DATA NOT AVAILABLE | DATA NOT AVAILABLE | DATA NOT AVAILABLE | DATA NOT AVAILABLE | DATA NOT AVAILABLE | DATA NOT AVAILABLE | DATA NOT AVAILABLE | DATA NOT AVAILABLE | DATA NOT AVAILABLE | DATA NOT AVAILABLE | DATA NOT AVAILABLE | DATA NOT AVAILABLE | DATA NOT AVAILABLE | CONNECTED | 0.095 | 0.095 | 0.1 | 0 | 0 | 2015-03-17 | DATA NOT AVAILABLE | DATA NOT AVAILABLE | DATA NOT AVAILABLE | DATA NOT AVAILABLE | DATA NOT AVAILABLE | DATA NOT AVAILABLE | DATA NOT AVAILABLE | DATA NOT AVAILABLE | DATA NOT AVAILABLE | DATA NOT AVAILABLE | DATA NOT AVAILABLE | DATA NOT AVAILABLE | DATA NOT AVAILABLE | 2023-08-10
1700052754713 | DATA NOT AVAILABLE | REDACTED | REDACTED | REDACTED | REDACTED | REDACTED | REDACTED | AB41 7 | SCOTLAND | REDACTED | REDACTED | KINTORE | DATA NOT APPLICABLE | METHLICK | 11 | SCOTTISH HYDRO ELECTRIC POWER DISTRIBUTION PLC | WIND | ONSHORE WIND TURBINES | DATA NOT AVAILABLE | DATA NOT AVAILABLE | DATA NOT AVAILABLE | 0.073 | DATA NOT AVAILABLE | DATA NOT AVAILABLE | DATA NOT AVAILABLE | DATA NOT AVAILABLE | DATA NOT AVAILABLE | DATA NOT AVAILABLE | DATA NOT AVAILABLE | DATA NOT AVAILABLE | DATA NOT AVAILABLE | DATA NOT AVAILABLE | DATA NOT AVAILABLE | DATA NOT AVAILABLE | DATA NOT AVAILABLE | CONNECTED | 0.06935 | 0.06935 | 0.073 | 0 | 0 | 2014-03-18 | DATA NOT AVAILABLE | DATA NOT AVAILABLE | DATA NOT AVAILABLE | DATA NOT AVAILABLE | DATA NOT AVAILABLE | DATA NOT AVAILABLE | DATA NOT AVAILABLE | DATA NOT AVAILABLE | DATA NOT AVAILABLE | DATA NOT AVAILABLE | DATA NOT AVAILABLE | DATA NOT AVAILABLE | DATA NOT AVAILABLE | 2023-08-10
1700052755220 | DATA NOT AVAILABLE | REDACTED | REDACTED | REDACTED | REDACTED | REDACTED | REDACTED | AB45 3 | SCOTLAND | REDACTED | REDACTED | MACDUFF | DATA NOT APPLICABLE | MACDUFF GRID | 33 | SCOTTISH HYDRO ELECTRIC POWER DISTRIBUTION PLC | WIND | ONSHORE WIND TURBINES | DATA NOT AVAILABLE | DATA NOT AVAILABLE | DATA NOT AVAILABLE | 0.8 | DATA NOT AVAILABLE | DATA NOT AVAILABLE | DATA NOT AVAILABLE | DATA NOT AVAILABLE | DATA NOT AVAILABLE | DATA NOT AVAILABLE | DATA NOT AVAILABLE | DATA NOT AVAILABLE | DATA NOT AVAILABLE | DATA NOT AVAILABLE | DATA NOT AVAILABLE | DATA NOT AVAILABLE | DATA NOT AVAILABLE | CONNECTED | 0.76 | 0.76 | 0.8 | 0.038 | 0.04 | 2014-12-11 | DATA NOT AVAILABLE | DATA NOT AVAILABLE | DATA NOT AVAILABLE | DATA NOT AVAILABLE | DATA NOT AVAILABLE | DATA NOT AVAILABLE | DATA NOT AVAILABLE | DATA NOT AVAILABLE | DATA NOT AVAILABLE | DATA NOT AVAILABLE | DATA NOT AVAILABLE | DATA NOT AVAILABLE | DATA NOT AVAILABLE | 2023-08-10
1700052755665 | DATA NOT AVAILABLE | CWE RTW LIMITED | GENERATING STATION | RIVERSTONE WIND | DATA NOT AVAILABLE | HUNTLY | ABERDEENSHIRE | AB54 7NB | SCOTLAND | 356017 | 846477 | KEITH | DATA NOT APPLICABLE | LIMEHILLOCKS | 11 | SCOTTISH HYDRO ELECTRIC POWER DISTRIBUTION PLC | WIND | ONSHORE WIND TURBINES | DATA NOT AVAILABLE | DATA NOT AVAILABLE | DATA NOT AVAILABLE | 0.3 | DATA NOT AVAILABLE | DATA NOT AVAILABLE | DATA NOT AVAILABLE | DATA NOT AVAILABLE | DATA NOT AVAILABLE | DATA NOT AVAILABLE | DATA NOT AVAILABLE | DATA NOT AVAILABLE | DATA NOT AVAILABLE | DATA NOT AVAILABLE | DATA NOT AVAILABLE | DATA NOT AVAILABLE | DATA NOT AVAILABLE | CONNECTED | 0.285 | 0.285 | 0.3 | 0 | 0 | 2014-12-29 | DATA NOT AVAILABLE | DATA NOT AVAILABLE | DATA NOT AVAILABLE | DATA NOT AVAILABLE | DATA NOT AVAILABLE | DATA NOT AVAILABLE | DATA NOT AVAILABLE | DATA NOT AVAILABLE | DATA NOT AVAILABLE | DATA NOT AVAILABLE | DATA NOT AVAILABLE | DATA NOT AVAILABLE | DATA NOT AVAILABLE | 2023-08-10
1700052757004 | DATA NOT AVAILABLE | CLUNY WIND LLP | CLUNY FARM | CLUNY WIND GENERATING STATION | DATA NOT AVAILABLE | FORRES | MORAY | IV36 2SJ | SCOTLAND | 306864 | 854408 | NAIRN | DATA NOT APPLICABLE | FORRES | 11 | SCOTTISH HYDRO ELECTRIC POWER DISTRIBUTION PLC | WIND | ONSHORE WIND TURBINES | DATA NOT AVAILABLE | DATA NOT AVAILABLE | DATA NOT AVAILABLE | 0.3 | DATA NOT AVAILABLE | DATA NOT AVAILABLE | DATA NOT AVAILABLE | DATA NOT AVAILABLE | DATA NOT AVAILABLE | DATA NOT AVAILABLE | DATA NOT AVAILABLE | DATA NOT AVAILABLE | DATA NOT AVAILABLE | DATA NOT AVAILABLE | DATA NOT AVAILABLE | DATA NOT AVAILABLE | DATA NOT AVAILABLE | CONNECTED | 0.285 | 0.285 | 0.3 | 0 | 0 | 2014-04-23 | DATA NOT AVAILABLE | DATA NOT AVAILABLE | DATA NOT AVAILABLE | DATA NOT AVAILABLE | DATA NOT AVAILABLE | DATA NOT AVAILABLE | DATA NOT AVAILABLE | DATA NOT AVAILABLE | DATA NOT AVAILABLE | DATA NOT AVAILABLE | DATA NOT AVAILABLE | DATA NOT AVAILABLE | DATA NOT AVAILABLE | 2023-08-10
1700052757254 | DATA NOT AVAILABLE | A. G. PORTER & SONS LIMITED | HYDRO GENERATING STATION | ALLT CAISLIDH | DATA NOT AVAILABLE | ABERFELDY | PERTHSHIRE AND KINROSS | PH15 2PX | SCOTLAND | 246406 | 742079 | KILLIN | DATA NOT APPLICABLE | KILLIN GRID | 33 | SCOTTISH HYDRO ELECTRIC POWER DISTRIBUTION PLC | HYDRO (TO BE CONFIRMED) | HYDRO POWER SYSTEM | DATA NOT AVAILABLE | DATA NOT AVAILABLE | DATA NOT AVAILABLE | 0.1 | DATA NOT AVAILABLE | DATA NOT AVAILABLE | DATA NOT AVAILABLE | DATA NOT AVAILABLE | DATA NOT AVAILABLE | DATA NOT AVAILABLE | DATA NOT AVAILABLE | DATA NOT AVAILABLE | DATA NOT AVAILABLE | DATA NOT AVAILABLE | DATA NOT AVAILABLE | DATA NOT AVAILABLE | DATA NOT AVAILABLE | CONNECTED | 0.095 | 0.095 | 0.1 | 0 | 0 | 2015-12-09 | DATA NOT AVAILABLE | DATA NOT AVAILABLE | DATA NOT AVAILABLE | DATA NOT AVAILABLE | DATA NOT AVAILABLE | DATA NOT AVAILABLE | DATA NOT AVAILABLE | DATA NOT AVAILABLE | DATA NOT AVAILABLE | DATA NOT AVAILABLE | DATA NOT AVAILABLE | DATA NOT AVAILABLE | DATA NOT AVAILABLE | 2023-08-10
1700052757389 | DATA NOT AVAILABLE | NORTH HOO FIELD LIMITED | DATA NOT AVAILABLE | NORTH HOO FIELD LIMITED | GRONNACK | SHETLAND | SHETLAND ISLANDS | ZE2 9LL | SCOTLAND | 438638 | 1144421 | GREMISTA | DATA NOT APPLICABLE | GREMISTA 11KV SWITCHROOM | 11 | SCOTTISH HYDRO ELECTRIC POWER DISTRIBUTION PLC | WIND | ONSHORE WIND TURBINES | DATA NOT AVAILABLE | DATA NOT AVAILABLE | DATA NOT AVAILABLE | 0.5 | DATA NOT AVAILABLE | DATA NOT AVAILABLE | DATA NOT AVAILABLE | DATA NOT AVAILABLE | DATA NOT AVAILABLE | DATA NOT AVAILABLE | DATA NOT AVAILABLE | DATA NOT AVAILABLE | DATA NOT AVAILABLE | DATA NOT AVAILABLE | DATA NOT AVAILABLE | DATA NOT AVAILABLE | DATA NOT AVAILABLE | CONNECTED | 0.475 | 0.475 | 0.5 | 0 | 0 | 2014-10-03 | DATA NOT AVAILABLE | DATA NOT AVAILABLE | DATA NOT AVAILABLE | DATA NOT AVAILABLE | DATA NOT AVAILABLE | DATA NOT AVAILABLE | DATA NOT AVAILABLE | DATA NOT AVAILABLE | DATA NOT AVAILABLE | DATA NOT AVAILABLE | DATA NOT AVAILABLE | DATA NOT AVAILABLE | DATA NOT AVAILABLE | 2023-08-10
1700052757583 | DATA NOT AVAILABLE | REDACTED | REDACTED | REDACTED | REDACTED | REDACTED | REDACTED | KW3 6 | SCOTLAND | REDACTED | REDACTED | MYBSTER | DATA NOT APPLICABLE | LATHERON | 11 | SCOTTISH HYDRO ELECTRIC POWER DISTRIBUTION PLC | WIND | ONSHORE WIND TURBINES | DATA NOT AVAILABLE | DATA NOT AVAILABLE | DATA NOT AVAILABLE | 0.18 | DATA NOT AVAILABLE | DATA NOT AVAILABLE | DATA NOT AVAILABLE | DATA NOT AVAILABLE | DATA NOT AVAILABLE | DATA NOT AVAILABLE | DATA NOT AVAILABLE | DATA NOT AVAILABLE | DATA NOT AVAILABLE | DATA NOT AVAILABLE | DATA NOT AVAILABLE | DATA NOT AVAILABLE | DATA NOT AVAILABLE | CONNECTED | 0.171 | 0.171 | 0.18 | 0.0152 | 0.016 | 2016-08-17 | DATA NOT AVAILABLE | DATA NOT AVAILABLE | DATA NOT AVAILABLE | DATA NOT AVAILABLE | DATA NOT AVAILABLE | DATA NOT AVAILABLE | DATA NOT AVAILABLE | DATA NOT AVAILABLE | DATA NOT AVAILABLE | DATA NOT AVAILABLE | DATA NOT AVAILABLE | DATA NOT AVAILABLE | DATA NOT AVAILABLE | 2023-08-10
1700052757858 | DATA NOT AVAILABLE | NEW HOLLAND WIND LLP - IMPORT | WIND GENERATING STATION | NEW HOLLAND | DATA NOT AVAILABLE | ORKNEY | ORKNEY ISLANDS | KW17 2SA | SCOTLAND | 347966 | 1003267 | THURSO | DATA NOT APPLICABLE | SCORRADALE | 0.4 | SCOTTISH HYDRO ELECTRIC POWER DISTRIBUTION PLC | WIND | ONSHORE WIND TURBINES | DATA NOT AVAILABLE | DATA NOT AVAILABLE | DATA NOT AVAILABLE | 0.5 | DATA NOT AVAILABLE | DATA NOT AVAILABLE | DATA NOT AVAILABLE | DATA NOT AVAILABLE | DATA NOT AVAILABLE | DATA NOT AVAILABLE | DATA NOT AVAILABLE | DATA NOT AVAILABLE | DATA NOT AVAILABLE | DATA NOT AVAILABLE | DATA NOT AVAILABLE | DATA NOT AVAILABLE | DATA NOT AVAILABLE | CONNECTED | 0.475 | 0.475 | 0.5 | 0 | 0 | 2014-09-25 | DATA NOT AVAILABLE | DATA NOT AVAILABLE | DATA NOT AVAILABLE | DATA NOT AVAILABLE | DATA NOT AVAILABLE | DATA NOT AVAILABLE | DATA NOT AVAILABLE | DATA NOT AVAILABLE | DATA NOT AVAILABLE | DATA NOT AVAILABLE | DATA NOT AVAILABLE | DATA NOT AVAILABLE | DATA NOT AVAILABLE | 2023-08-10
1700052758141 | DATA NOT AVAILABLE | DATA NOT AVAILABLE | DATA NOT AVAILABLE | DATA NOT AVAILABLE | DATA NOT AVAILABLE | DATA NOT AVAILABLE | DATA NOT AVAILABLE | DATA NOT AVAILABLE | SCOTLAND | DATA NOT AVAILABLE | DATA NOT AVAILABLE | DATA NOT AVAILABLE | DATA NOT APPLICABLE | DATA NOT AVAILABLE | DATA NOT AVAILABLE | SCOTTISH HYDRO ELECTRIC POWER DISTRIBUTION PLC | DATA NOT AVAILABLE | DATA NOT AVAILABLE | DATA NOT AVAILABLE | DATA NOT AVAILABLE | DATA NOT AVAILABLE | DATA NOT AVAILABLE | DATA NOT AVAILABLE | DATA NOT AVAILABLE | DATA NOT AVAILABLE | DATA NOT AVAILABLE | DATA NOT AVAILABLE | DATA NOT AVAILABLE | DATA NOT AVAILABLE | DATA NOT AVAILABLE | DATA NOT AVAILABLE | DATA NOT AVAILABLE | DATA NOT AVAILABLE | DATA NOT AVAILABLE | DATA NOT AVAILABLE | CONNECTED | 0.095 | 0.095 | 0.1 | DATA NOT AVAILABLE | DATA NOT AVAILABLE | DATA NOT AVAILABLE | DATA NOT AVAILABLE | DATA NOT AVAILABLE | DATA NOT AVAILABLE | DATA NOT AVAILABLE | DATA NOT AVAILABLE | DATA NOT AVAILABLE | DATA NOT AVAILABLE | DATA NOT AVAILABLE | DATA NOT AVAILABLE | DATA NOT AVAILABLE | DATA NOT AVAILABLE | DATA NOT AVAILABLE | DATA NOT AVAILABLE | 2023-08-10
1700052762096 | DATA NOT AVAILABLE | CEAH (HYDRO) LIMITED | GENERATING STATION | LYNEMORE HYDRO | GLENQUAICH ESTATE | DUNKELD | PERTHSHIRE AND KINROSS | PH8 0DA | SCOTLAND | 286880 | 736570 | COUPAR ANGUS | DATA NOT APPLICABLE | CAPUTH | 11 | SCOTTISH HYDRO ELECTRIC POWER DISTRIBUTION PLC | HYDRO (TO BE CONFIRMED) | HYDRO POWER SYSTEM | DATA NOT AVAILABLE | DATA NOT AVAILABLE | DATA NOT AVAILABLE | 0.1 | DATA NOT AVAILABLE | DATA NOT AVAILABLE | DATA NOT AVAILABLE | DATA NOT AVAILABLE | DATA NOT AVAILABLE | DATA NOT AVAILABLE | DATA NOT AVAILABLE | DATA NOT AVAILABLE | DATA NOT AVAILABLE | DATA NOT AVAILABLE | DATA NOT AVAILABLE | DATA NOT AVAILABLE | DATA NOT AVAILABLE | CONNECTED | 0.095 | 0.095 | 0.1 | 0 | 0 | 2014-07-03 | DATA NOT AVAILABLE | DATA NOT AVAILABLE | DATA NOT AVAILABLE | DATA NOT AVAILABLE | DATA NOT AVAILABLE | DATA NOT AVAILABLE | DATA NOT AVAILABLE | DATA NOT AVAILABLE | DATA NOT AVAILABLE | DATA NOT AVAILABLE | DATA NOT AVAILABLE | DATA NOT AVAILABLE | DATA NOT AVAILABLE | 2023-08-10
1700052762110 | DATA NOT AVAILABLE | CEAH (HYDRO) LIMITED | GENERATING STATION | CROFTMILL HYDRO | GLENQUAICH ESTATE | DUNKELD | PERTHSHIRE AND KINROSS | PH8 0DA | SCOTLAND | 286880 | 736570 | COUPAR ANGUS | DATA NOT APPLICABLE | CAPUTH | 11 | SCOTTISH HYDRO ELECTRIC POWER DISTRIBUTION PLC | HYDRO (TO BE CONFIRMED) | HYDRO POWER SYSTEM | DATA NOT AVAILABLE | DATA NOT AVAILABLE | DATA NOT AVAILABLE | 0.1 | DATA NOT AVAILABLE | DATA NOT AVAILABLE | DATA NOT AVAILABLE | DATA NOT AVAILABLE | DATA NOT AVAILABLE | DATA NOT AVAILABLE | DATA NOT AVAILABLE | DATA NOT AVAILABLE | DATA NOT AVAILABLE | DATA NOT AVAILABLE | DATA NOT AVAILABLE | DATA NOT AVAILABLE | DATA NOT AVAILABLE | CONNECTED | 0.095 | 0.095 | 0.1 | 0 | 0 | 2014-07-03 | DATA NOT AVAILABLE | DATA NOT AVAILABLE | DATA NOT AVAILABLE | DATA NOT AVAILABLE | DATA NOT AVAILABLE | DATA NOT AVAILABLE | DATA NOT AVAILABLE | DATA NOT AVAILABLE | DATA NOT AVAILABLE | DATA NOT AVAILABLE | DATA NOT AVAILABLE | DATA NOT AVAILABLE | DATA NOT AVAILABLE | 2023-08-10
1700052765520 | DATA NOT AVAILABLE | COOP PPA SITES | NORTH LOTHIAN FARM | NORTH LOTHIAN WINDFARM | DATA NOT AVAILABLE | FRASERBURGH | ABERDEENSHIRE | AB43 8QU | SCOTLAND | 404883 | 855617 | ST FERGUS GAS | DATA NOT APPLICABLE | ST FERGUS GAS TERM | 11 | SCOTTISH HYDRO ELECTRIC POWER DISTRIBUTION PLC | WIND | ONSHORE WIND TURBINES | DATA NOT AVAILABLE | DATA NOT AVAILABLE | DATA NOT AVAILABLE | 0.5 | DATA NOT AVAILABLE | DATA NOT AVAILABLE | DATA NOT AVAILABLE | DATA NOT AVAILABLE | DATA NOT AVAILABLE | DATA NOT AVAILABLE | DATA NOT AVAILABLE | DATA NOT AVAILABLE | DATA NOT AVAILABLE | DATA NOT AVAILABLE | DATA NOT AVAILABLE | DATA NOT AVAILABLE | DATA NOT AVAILABLE | CONNECTED | 0.475 | 0.475 | 0.5 | 0 | 0 | 2014-11-18 | DATA NOT AVAILABLE | DATA NOT AVAILABLE | DATA NOT AVAILABLE | DATA NOT AVAILABLE | DATA NOT AVAILABLE | DATA NOT AVAILABLE | DATA NOT AVAILABLE | DATA NOT AVAILABLE | DATA NOT AVAILABLE | DATA NOT AVAILABLE | DATA NOT AVAILABLE | DATA NOT AVAILABLE | DATA NOT AVAILABLE | 2023-08-10
1700052765548 | DATA NOT AVAILABLE | REDACTED | REDACTED | REDACTED | REDACTED | REDACTED | REDACTED | AB45 2 | SCOTLAND | REDACTED | REDACTED | MACDUFF | DATA NOT APPLICABLE | PORTSOY | 11 | SCOTTISH HYDRO ELECTRIC POWER DISTRIBUTION PLC | WIND | ONSHORE WIND TURBINES | DATA NOT AVAILABLE | DATA NOT AVAILABLE | DATA NOT AVAILABLE | 0.09 | DATA NOT AVAILABLE | DATA NOT AVAILABLE | DATA NOT AVAILABLE | DATA NOT AVAILABLE | DATA NOT AVAILABLE | DATA NOT AVAILABLE | DATA NOT AVAILABLE | DATA NOT AVAILABLE | DATA NOT AVAILABLE | DATA NOT AVAILABLE | DATA NOT AVAILABLE | DATA NOT AVAILABLE | DATA NOT AVAILABLE | CONNECTED | 0.0855 | 0.0855 | 0.09 | 0 | 0 | 2014-12-22 | DATA NOT AVAILABLE | DATA NOT AVAILABLE | DATA NOT AVAILABLE | DATA NOT AVAILABLE | DATA NOT AVAILABLE | DATA NOT AVAILABLE | DATA NOT AVAILABLE | DATA NOT AVAILABLE | DATA NOT AVAILABLE | DATA NOT AVAILABLE | DATA NOT AVAILABLE | DATA NOT AVAILABLE | DATA NOT AVAILABLE | 2023-08-10
1700052767173 | DATA NOT AVAILABLE | COOP PPA SITES | BACKHILL WIND | DATA NOT AVAILABLE | DATA NOT AVAILABLE | BANFF | ABERDEENSHIRE | AB45 3AR | SCOTLAND | 364294 | 861123 | MACDUFF | DATA NOT APPLICABLE | MACDUFF GRID | 33 | SCOTTISH HYDRO ELECTRIC POWER DISTRIBUTION PLC | WIND | ONSHORE WIND TURBINES | DATA NOT AVAILABLE | DATA NOT AVAILABLE | DATA NOT AVAILABLE | 0.8 | DATA NOT AVAILABLE | DATA NOT AVAILABLE | DATA NOT AVAILABLE | DATA NOT AVAILABLE | DATA NOT AVAILABLE | DATA NOT AVAILABLE | DATA NOT AVAILABLE | DATA NOT AVAILABLE | DATA NOT AVAILABLE | DATA NOT AVAILABLE | DATA NOT AVAILABLE | DATA NOT AVAILABLE | DATA NOT AVAILABLE | CONNECTED | 0.76 | 0.76 | 0.8 | 0 | 0 | 2014-10-30 | DATA NOT AVAILABLE | DATA NOT AVAILABLE | DATA NOT AVAILABLE | DATA NOT AVAILABLE | DATA NOT AVAILABLE | DATA NOT AVAILABLE | DATA NOT AVAILABLE | DATA NOT AVAILABLE | DATA NOT AVAILABLE | DATA NOT AVAILABLE | DATA NOT AVAILABLE | DATA NOT AVAILABLE | DATA NOT AVAILABLE | 2023-08-10
1700052767191 | DATA NOT AVAILABLE | COOP PPA SITES | CULBURNIE PARKS WIND | DATA NOT AVAILABLE | DATA NOT AVAILABLE | BANFF | ABERDEENSHIRE | AB45 3AX | SCOTLAND | 362745 | 859936 | MACDUFF | DATA NOT APPLICABLE | MACDUFF GRID | 33 | SCOTTISH HYDRO ELECTRIC POWER DISTRIBUTION PLC | WIND | ONSHORE WIND TURBINES | DATA NOT AVAILABLE | DATA NOT AVAILABLE | DATA NOT AVAILABLE | 0.8 | DATA NOT AVAILABLE | DATA NOT AVAILABLE | DATA NOT AVAILABLE | DATA NOT AVAILABLE | DATA NOT AVAILABLE | DATA NOT AVAILABLE | DATA NOT AVAILABLE | DATA NOT AVAILABLE | DATA NOT AVAILABLE | DATA NOT AVAILABLE | DATA NOT AVAILABLE | DATA NOT AVAILABLE | DATA NOT AVAILABLE | CONNECTED | 0.76 | 0.76 | 0.8 | 0 | 0 | 2014-10-30 | DATA NOT AVAILABLE | DATA NOT AVAILABLE | DATA NOT AVAILABLE | DATA NOT AVAILABLE | DATA NOT AVAILABLE | DATA NOT AVAILABLE | DATA NOT AVAILABLE | DATA NOT AVAILABLE | DATA NOT AVAILABLE | DATA NOT AVAILABLE | DATA NOT AVAILABLE | DATA NOT AVAILABLE | DATA NOT AVAILABLE | 2023-08-10
1700052767216 | DATA NOT AVAILABLE | CGM ENERGY LIMITED | LITTLE BLAIRSHINNOCH WIND | DATA NOT AVAILABLE | DATA NOT AVAILABLE | BANFF | ABERDEENSHIRE | AB45 3AR | SCOTLAND | 364294 | 861123 | MACDUFF | DATA NOT APPLICABLE | MACDUFF GRID | 33 | SCOTTISH HYDRO ELECTRIC POWER DISTRIBUTION PLC | WIND | ONSHORE WIND TURBINES | DATA NOT AVAILABLE | DATA NOT AVAILABLE | DATA NOT AVAILABLE | 0.8 | DATA NOT AVAILABLE | DATA NOT AVAILABLE | DATA NOT AVAILABLE | DATA NOT AVAILABLE | DATA NOT AVAILABLE | DATA NOT AVAILABLE | DATA NOT AVAILABLE | DATA NOT AVAILABLE | DATA NOT AVAILABLE | DATA NOT AVAILABLE | DATA NOT AVAILABLE | DATA NOT AVAILABLE | DATA NOT AVAILABLE | CONNECTED | 0.76 | 0.76 | 0.8 | 0 | 0 | 2014-10-30 | DATA NOT AVAILABLE | DATA NOT AVAILABLE | DATA NOT AVAILABLE | DATA NOT AVAILABLE | DATA NOT AVAILABLE | DATA NOT AVAILABLE | DATA NOT AVAILABLE | DATA NOT AVAILABLE | DATA NOT AVAILABLE | DATA NOT AVAILABLE | DATA NOT AVAILABLE | DATA NOT AVAILABLE | DATA NOT AVAILABLE | 2023-08-10
1700052767261 | DATA NOT AVAILABLE | LITTLE WHITERASHES | LITTLE WHITERASHES WINDFARM | DATA NOT AVAILABLE | DATA NOT AVAILABLE | TURRIFF | ABERDEENSHIRE | AB53 5QT | SCOTLAND | 373626 | 851564 | MACDUFF | DATA NOT APPLICABLE | TURRIFF | 11 | SCOTTISH HYDRO ELECTRIC POWER DISTRIBUTION PLC | WIND | ONSHORE WIND TURBINES | DATA NOT AVAILABLE | DATA NOT AVAILABLE | DATA NOT AVAILABLE | 0.8 | DATA NOT AVAILABLE | DATA NOT AVAILABLE | DATA NOT AVAILABLE | DATA NOT AVAILABLE | DATA NOT AVAILABLE | DATA NOT AVAILABLE | DATA NOT AVAILABLE | DATA NOT AVAILABLE | DATA NOT AVAILABLE | DATA NOT AVAILABLE | DATA NOT AVAILABLE | DATA NOT AVAILABLE | DATA NOT AVAILABLE | CONNECTED | 0.76 | 0.76 | 0.8 | 0 | 0 | 2014-09-24 | DATA NOT AVAILABLE | DATA NOT AVAILABLE | DATA NOT AVAILABLE | DATA NOT AVAILABLE | DATA NOT AVAILABLE | DATA NOT AVAILABLE | DATA NOT AVAILABLE | DATA NOT AVAILABLE | DATA NOT AVAILABLE | DATA NOT AVAILABLE | DATA NOT AVAILABLE | DATA NOT AVAILABLE | DATA NOT AVAILABLE | 2023-08-10
1700052767280 | DATA NOT AVAILABLE | COOP PPA | WRAE FARM WINDFARM | DATA NOT AVAILABLE | DATA NOT AVAILABLE | TURRIFF | ABERDEENSHIRE | AB53 4RB | SCOTLAND | 372511 | 852886 | MACDUFF | DATA NOT APPLICABLE | TURRIFF | 11 | SCOTTISH HYDRO ELECTRIC POWER DISTRIBUTION PLC | WIND | ONSHORE WIND TURBINES | DATA NOT AVAILABLE | DATA NOT AVAILABLE | DATA NOT AVAILABLE | 0.8 | DATA NOT AVAILABLE | DATA NOT AVAILABLE | DATA NOT AVAILABLE | DATA NOT AVAILABLE | DATA NOT AVAILABLE | DATA NOT AVAILABLE | DATA NOT AVAILABLE | DATA NOT AVAILABLE | DATA NOT AVAILABLE | DATA NOT AVAILABLE | DATA NOT AVAILABLE | DATA NOT AVAILABLE | DATA NOT AVAILABLE | CONNECTED | 0.76 | 0.76 | 0.8 | 0 | 0 | 2014-11-13 | DATA NOT AVAILABLE | DATA NOT AVAILABLE | DATA NOT AVAILABLE | DATA NOT AVAILABLE | DATA NOT AVAILABLE | DATA NOT AVAILABLE | DATA NOT AVAILABLE | DATA NOT AVAILABLE | DATA NOT AVAILABLE | DATA NOT AVAILABLE | DATA NOT AVAILABLE | DATA NOT AVAILABLE | DATA NOT AVAILABLE | 2023-08-10
1700052768441 | DATA NOT AVAILABLE | DATA NOT AVAILABLE | DATA NOT AVAILABLE | DATA NOT AVAILABLE | DATA NOT AVAILABLE | DATA NOT AVAILABLE | DATA NOT AVAILABLE | DATA NOT AVAILABLE | SCOTLAND | DATA NOT AVAILABLE | DATA NOT AVAILABLE | DATA NOT AVAILABLE | DATA NOT APPLICABLE | DATA NOT AVAILABLE | DATA NOT AVAILABLE | SCOTTISH HYDRO ELECTRIC POWER DISTRIBUTION PLC | DATA NOT AVAILABLE | DATA NOT AVAILABLE | DATA NOT AVAILABLE | DATA NOT AVAILABLE | DATA NOT AVAILABLE | DATA NOT AVAILABLE | DATA NOT AVAILABLE | DATA NOT AVAILABLE | DATA NOT AVAILABLE | DATA NOT AVAILABLE | DATA NOT AVAILABLE | DATA NOT AVAILABLE | DATA NOT AVAILABLE | DATA NOT AVAILABLE | DATA NOT AVAILABLE | DATA NOT AVAILABLE | DATA NOT AVAILABLE | DATA NOT AVAILABLE | DATA NOT AVAILABLE | CONNECTED | 0.076 | 0.076 | 0.08 | DATA NOT AVAILABLE | DATA NOT AVAILABLE | DATA NOT AVAILABLE | DATA NOT AVAILABLE | DATA NOT AVAILABLE | DATA NOT AVAILABLE | DATA NOT AVAILABLE | DATA NOT AVAILABLE | DATA NOT AVAILABLE | DATA NOT AVAILABLE | DATA NOT AVAILABLE | DATA NOT AVAILABLE | DATA NOT AVAILABLE | DATA NOT AVAILABLE | DATA NOT AVAILABLE | DATA NOT AVAILABLE | 2023-08-10
1700052768600 | DATA NOT AVAILABLE | WIND ENERGY RENEWABLES LLP | WIND GENERATING STATION | CRAIG GARBIL | DATA NOT AVAILABLE | MONTROSE | ANGUS | DD10 0PL | SCOTLAND | 381659 | 772589 | FIDDES | DATA NOT APPLICABLE | INVERBERVIE | 11 | SCOTTISH HYDRO ELECTRIC POWER DISTRIBUTION PLC | WIND | ONSHORE WIND TURBINES | DATA NOT AVAILABLE | DATA NOT AVAILABLE | DATA NOT AVAILABLE | 0.45 | DATA NOT AVAILABLE | DATA NOT AVAILABLE | DATA NOT AVAILABLE | DATA NOT AVAILABLE | DATA NOT AVAILABLE | DATA NOT AVAILABLE | DATA NOT AVAILABLE | DATA NOT AVAILABLE | DATA NOT AVAILABLE | DATA NOT AVAILABLE | DATA NOT AVAILABLE | DATA NOT AVAILABLE | DATA NOT AVAILABLE | CONNECTED | 0.475 | 0.475 | 0.5 | 0 | 0 | 2014-10-27 | DATA NOT AVAILABLE | DATA NOT AVAILABLE | DATA NOT AVAILABLE | DATA NOT AVAILABLE | DATA NOT AVAILABLE | DATA NOT AVAILABLE | DATA NOT AVAILABLE | DATA NOT AVAILABLE | DATA NOT AVAILABLE | DATA NOT AVAILABLE | DATA NOT AVAILABLE | DATA NOT AVAILABLE | DATA NOT AVAILABLE | 2023-08-10
1700052768682 | DATA NOT AVAILABLE | DATA NOT AVAILABLE | DATA NOT AVAILABLE | DATA NOT AVAILABLE | DATA NOT AVAILABLE | DATA NOT AVAILABLE | DATA NOT AVAILABLE | DATA NOT AVAILABLE | SCOTLAND | DATA NOT AVAILABLE | DATA NOT AVAILABLE | DATA NOT AVAILABLE | DATA NOT APPLICABLE | DATA NOT AVAILABLE | DATA NOT AVAILABLE | SCOTTISH HYDRO ELECTRIC POWER DISTRIBUTION PLC | DATA NOT AVAILABLE | DATA NOT AVAILABLE | DATA NOT AVAILABLE | DATA NOT AVAILABLE | DATA NOT AVAILABLE | DATA NOT AVAILABLE | DATA NOT AVAILABLE | DATA NOT AVAILABLE | DATA NOT AVAILABLE | DATA NOT AVAILABLE | DATA NOT AVAILABLE | DATA NOT AVAILABLE | DATA NOT AVAILABLE | DATA NOT AVAILABLE | DATA NOT AVAILABLE | DATA NOT AVAILABLE | DATA NOT AVAILABLE | DATA NOT AVAILABLE | DATA NOT AVAILABLE | CONNECTED | 0.07125 | 0.07125 | 0.075 | DATA NOT AVAILABLE | DATA NOT AVAILABLE | DATA NOT AVAILABLE | DATA NOT AVAILABLE | DATA NOT AVAILABLE | DATA NOT AVAILABLE | DATA NOT AVAILABLE | DATA NOT AVAILABLE | DATA NOT AVAILABLE | DATA NOT AVAILABLE | DATA NOT AVAILABLE | DATA NOT AVAILABLE | DATA NOT AVAILABLE | DATA NOT AVAILABLE | DATA NOT AVAILABLE | DATA NOT AVAILABLE | 2023-08-10
1700052768813 | DATA NOT AVAILABLE | REDACTED | REDACTED | REDACTED | REDACTED | REDACTED | REDACTED | AB30 1 | SCOTLAND | REDACTED | REDACTED | FIDDES | DATA NOT APPLICABLE | EDZELL | 11 | SCOTTISH HYDRO ELECTRIC POWER DISTRIBUTION PLC | WIND | ONSHORE WIND TURBINES | DATA NOT AVAILABLE | DATA NOT AVAILABLE | DATA NOT AVAILABLE | 0.5 | DATA NOT AVAILABLE | DATA NOT AVAILABLE | DATA NOT AVAILABLE | DATA NOT AVAILABLE | DATA NOT AVAILABLE | DATA NOT AVAILABLE | DATA NOT AVAILABLE | DATA NOT AVAILABLE | DATA NOT AVAILABLE | DATA NOT AVAILABLE | DATA NOT AVAILABLE | DATA NOT AVAILABLE | DATA NOT AVAILABLE | CONNECTED | 0.475 | 0.475 | 0.5 | 0 | 0 | 2014-12-05 | DATA NOT AVAILABLE | DATA NOT AVAILABLE | DATA NOT AVAILABLE | DATA NOT AVAILABLE | DATA NOT AVAILABLE | DATA NOT AVAILABLE | DATA NOT AVAILABLE | DATA NOT AVAILABLE | DATA NOT AVAILABLE | DATA NOT AVAILABLE | DATA NOT AVAILABLE | DATA NOT AVAILABLE | DATA NOT AVAILABLE | 2023-08-10
1700052770014 | DATA NOT AVAILABLE | ENGLISH MARRIAGE SETTLEMENT TRUST | DRYNACHAN LODGE HYDRO | DATA NOT AVAILABLE | DATA NOT AVAILABLE | NAIRN | HIGHLAND | IV12 5RE | SCOTLAND | 284725 | 850184 | NAIRN | DATA NOT APPLICABLE | LETHEN | 11 | SCOTTISH HYDRO ELECTRIC POWER DISTRIBUTION PLC | HYDRO (TO BE CONFIRMED) | HYDRO POWER SYSTEM | DATA NOT AVAILABLE | DATA NOT AVAILABLE | DATA NOT AVAILABLE | 0.093 | DATA NOT AVAILABLE | DATA NOT AVAILABLE | DATA NOT AVAILABLE | DATA NOT AVAILABLE | DATA NOT AVAILABLE | DATA NOT AVAILABLE | DATA NOT AVAILABLE | DATA NOT AVAILABLE | DATA NOT AVAILABLE | DATA NOT AVAILABLE | DATA NOT AVAILABLE | DATA NOT AVAILABLE | DATA NOT AVAILABLE | CONNECTED | 0.08835 | 0.08835 | 0.093 | 0 | 0 | 2014-05-15 | DATA NOT AVAILABLE | DATA NOT AVAILABLE | DATA NOT AVAILABLE | DATA NOT AVAILABLE | DATA NOT AVAILABLE | DATA NOT AVAILABLE | DATA NOT AVAILABLE | DATA NOT AVAILABLE | DATA NOT AVAILABLE | DATA NOT AVAILABLE | DATA NOT AVAILABLE | DATA NOT AVAILABLE | DATA NOT AVAILABLE | 2023-08-10
1700052770566 | DATA NOT AVAILABLE | RINGLINK (SCOTLAND) LIMITED | GENERATING STATION | DRAKEMYRE WIND | DATA NOT AVAILABLE | HUNTLY | ABERDEENSHIRE | AB54 6DG | SCOTLAND | 363605 | 844172 | KEITH | DATA NOT APPLICABLE | MARNOCH | 11 | SCOTTISH HYDRO ELECTRIC POWER DISTRIBUTION PLC | WIND | ONSHORE WIND TURBINES | DATA NOT AVAILABLE | DATA NOT AVAILABLE | DATA NOT AVAILABLE | 0.2 | DATA NOT AVAILABLE | DATA NOT AVAILABLE | DATA NOT AVAILABLE | DATA NOT AVAILABLE | DATA NOT AVAILABLE | DATA NOT AVAILABLE | DATA NOT AVAILABLE | DATA NOT AVAILABLE | DATA NOT AVAILABLE | DATA NOT AVAILABLE | DATA NOT AVAILABLE | DATA NOT AVAILABLE | DATA NOT AVAILABLE | CONNECTED | 0.21375 | 0.21375 | 0.225 | 0 | 0 | 2014-12-22 | DATA NOT AVAILABLE | DATA NOT AVAILABLE | DATA NOT AVAILABLE | DATA NOT AVAILABLE | DATA NOT AVAILABLE | DATA NOT AVAILABLE | DATA NOT AVAILABLE | DATA NOT AVAILABLE | DATA NOT AVAILABLE | DATA NOT AVAILABLE | DATA NOT AVAILABLE | DATA NOT AVAILABLE | DATA NOT AVAILABLE | 2023-08-10
1700052770593 | DATA NOT AVAILABLE | ISLE OF ISLAY | ISLAY COMMUNITY WIND | DATA NOT AVAILABLE | CUSTOM HOUSE | ISLE OF ISLAY | ARGYLL AND BUTE | PA43 7JJ | SCOTLAND | 131076 | 659800 | PORT ANN | DATA NOT APPLICABLE | PORT ELLEN | 11 | SCOTTISH HYDRO ELECTRIC POWER DISTRIBUTION PLC | WIND | ONSHORE WIND TURBINES | DATA NOT AVAILABLE | DATA NOT AVAILABLE | DATA NOT AVAILABLE | 0.33 | DATA NOT AVAILABLE | DATA NOT AVAILABLE | DATA NOT AVAILABLE | DATA NOT AVAILABLE | DATA NOT AVAILABLE | DATA NOT AVAILABLE | DATA NOT AVAILABLE | DATA NOT AVAILABLE | DATA NOT AVAILABLE | DATA NOT AVAILABLE | DATA NOT AVAILABLE | DATA NOT AVAILABLE | DATA NOT AVAILABLE | CONNECTED | 0.3135 | 0.3135 | 0.33 | 0 | 0 | 2014-11-27 | DATA NOT AVAILABLE | DATA NOT AVAILABLE | DATA NOT AVAILABLE | DATA NOT AVAILABLE | DATA NOT AVAILABLE | DATA NOT AVAILABLE | DATA NOT AVAILABLE | DATA NOT AVAILABLE | DATA NOT AVAILABLE | DATA NOT AVAILABLE | DATA NOT AVAILABLE | DATA NOT AVAILABLE | DATA NOT AVAILABLE | 2023-08-10
1700052772536 | DATA NOT AVAILABLE | SCOTTISH WATER LIMITED EXPORT | BLAIRLINNANS WTW EXP | DATA NOT AVAILABLE | DATA NOT AVAILABLE | ALEXANDRIA | DUNBARTONSHIRE | G83 8ND | SCOTLAND | 241454 | 685253 | STRATHLEVEN | DATA NOT APPLICABLE | BLAIRLINNANS | 11 | SCOTTISH HYDRO ELECTRIC POWER DISTRIBUTION PLC | SOLAR | PHOTOVOLTAIC | DATA NOT AVAILABLE | DATA NOT AVAILABLE | DATA NOT AVAILABLE | 0.2 | DATA NOT AVAILABLE | DATA NOT AVAILABLE | DATA NOT AVAILABLE | DATA NOT AVAILABLE | DATA NOT AVAILABLE | DATA NOT AVAILABLE | DATA NOT AVAILABLE | DATA NOT AVAILABLE | DATA NOT AVAILABLE | DATA NOT AVAILABLE | DATA NOT AVAILABLE | DATA NOT AVAILABLE | DATA NOT AVAILABLE | CONNECTED | 0.19 | 0.19 | 0.2 | 0 | 0 | 2014-08-26 | DATA NOT AVAILABLE | DATA NOT AVAILABLE | DATA NOT AVAILABLE | DATA NOT AVAILABLE | DATA NOT AVAILABLE | DATA NOT AVAILABLE | DATA NOT AVAILABLE | DATA NOT AVAILABLE | DATA NOT AVAILABLE | DATA NOT AVAILABLE | DATA NOT AVAILABLE | DATA NOT AVAILABLE | DATA NOT AVAILABLE | 2023-08-10
1700052772572 | DATA NOT AVAILABLE | AGM FORBES | EAST DENSIDE GENERATION | DATA NOT AVAILABLE | DATA NOT AVAILABLE | DUNDEE | DUNDEE | DD5 3QE | SCOTLAND | 346836 | 738695 | MILTON OF CRAIGIE | DATA NOT APPLICABLE | ASHLUDIE | 11 | SCOTTISH HYDRO ELECTRIC POWER DISTRIBUTION PLC | OTHER | OTHER | DATA NOT AVAILABLE | DATA NOT AVAILABLE | DATA NOT AVAILABLE | 0.26 | DATA NOT AVAILABLE | DATA NOT AVAILABLE | DATA NOT AVAILABLE | DATA NOT AVAILABLE | DATA NOT AVAILABLE | DATA NOT AVAILABLE | DATA NOT AVAILABLE | DATA NOT AVAILABLE | DATA NOT AVAILABLE | DATA NOT AVAILABLE | DATA NOT AVAILABLE | DATA NOT AVAILABLE | DATA NOT AVAILABLE | CONNECTED | 0.247 | 0.247 | 0.26 | 0 | 0 | 2014-10-07 | DATA NOT AVAILABLE | DATA NOT AVAILABLE | DATA NOT AVAILABLE | DATA NOT AVAILABLE | DATA NOT AVAILABLE | DATA NOT AVAILABLE | DATA NOT AVAILABLE | DATA NOT AVAILABLE | DATA NOT AVAILABLE | DATA NOT AVAILABLE | DATA NOT AVAILABLE | DATA NOT AVAILABLE | DATA NOT AVAILABLE | 2023-08-10
1700052772810 | DATA NOT AVAILABLE | DREW RATTER | OLLABERRY WIND | DATA NOT AVAILABLE | GENERATING STATION | SHETLAND | SHETLAND ISLANDS | ZE2 9RX | SCOTLAND | 434300 | 1182413 | GREMISTA | DATA NOT APPLICABLE | BRAE | 11 | SCOTTISH HYDRO ELECTRIC POWER DISTRIBUTION PLC | WIND | ONSHORE WIND TURBINES | DATA NOT AVAILABLE | DATA NOT AVAILABLE | DATA NOT AVAILABLE | 0.2 | DATA NOT AVAILABLE | DATA NOT AVAILABLE | DATA NOT AVAILABLE | DATA NOT AVAILABLE | DATA NOT AVAILABLE | DATA NOT AVAILABLE | DATA NOT AVAILABLE | DATA NOT AVAILABLE | DATA NOT AVAILABLE | DATA NOT AVAILABLE | DATA NOT AVAILABLE | DATA NOT AVAILABLE | DATA NOT AVAILABLE | CONNECTED | 0.19 | 0.19 | 0.2 | 0 | 0 | 2014-10-01 | DATA NOT AVAILABLE | DATA NOT AVAILABLE | DATA NOT AVAILABLE | DATA NOT AVAILABLE | DATA NOT AVAILABLE | DATA NOT AVAILABLE | DATA NOT AVAILABLE | DATA NOT AVAILABLE | DATA NOT AVAILABLE | DATA NOT AVAILABLE | DATA NOT AVAILABLE | DATA NOT AVAILABLE | DATA NOT AVAILABLE | 2023-08-10
1700052775059 | DATA NOT AVAILABLE | KINGAIRLOCH ESTATE LIMITED | GHARDAIL HYDRO | DATA NOT AVAILABLE | DATA NOT AVAILABLE | FORT WILLIAM | HIGHLAND | PH33 7AE | SCOTLAND | 184408 | 752912 | FORT WILLIAM | DATA NOT APPLICABLE | KINGAIRLOCH | 11 | SCOTTISH HYDRO ELECTRIC POWER DISTRIBUTION PLC | HYDRO (TO BE CONFIRMED) | HYDRO POWER SYSTEM | DATA NOT AVAILABLE | DATA NOT AVAILABLE | DATA NOT AVAILABLE | 0.1 | DATA NOT AVAILABLE | DATA NOT AVAILABLE | DATA NOT AVAILABLE | DATA NOT AVAILABLE | DATA NOT AVAILABLE | DATA NOT AVAILABLE | DATA NOT AVAILABLE | DATA NOT AVAILABLE | DATA NOT AVAILABLE | DATA NOT AVAILABLE | DATA NOT AVAILABLE | DATA NOT AVAILABLE | DATA NOT AVAILABLE | CONNECTED | 0.09025 | 0.09025 | 0.095 | 0.0095 | 0.01 | 2014-06-04 | DATA NOT AVAILABLE | DATA NOT AVAILABLE | DATA NOT AVAILABLE | DATA NOT AVAILABLE | DATA NOT AVAILABLE | DATA NOT AVAILABLE | DATA NOT AVAILABLE | DATA NOT AVAILABLE | DATA NOT AVAILABLE | DATA NOT AVAILABLE | DATA NOT AVAILABLE | DATA NOT AVAILABLE | DATA NOT AVAILABLE | 2023-08-10
1700052776043 | DATA NOT AVAILABLE | PITCASTLE ESTATE MANAGEMENT LIMITED | PITCASTLE HYDRO SCHEME | DATA NOT AVAILABLE | C447 FROM THE EAST BOUNDARY OF EDRADYNAT | STRATHTAY | PERTHSHIRE AND KINROSS | PH9 0PJ | SCOTLAND | 290830 | 753250 | TUMMEL BRIDGE | DATA NOT APPLICABLE | ABERFELDY | 11 | SCOTTISH HYDRO ELECTRIC POWER DISTRIBUTION PLC | WIND | ONSHORE WIND TURBINES | DATA NOT AVAILABLE | DATA NOT AVAILABLE | DATA NOT AVAILABLE | 0.25 | DATA NOT AVAILABLE | DATA NOT AVAILABLE | DATA NOT AVAILABLE | DATA NOT AVAILABLE | DATA NOT AVAILABLE | DATA NOT AVAILABLE | DATA NOT AVAILABLE | DATA NOT AVAILABLE | DATA NOT AVAILABLE | DATA NOT AVAILABLE | DATA NOT AVAILABLE | DATA NOT AVAILABLE | DATA NOT AVAILABLE | CONNECTED | 0.2375 | 0.2375 | 0.25 | 0 | 0 | 2015-11-12 | DATA NOT AVAILABLE | DATA NOT AVAILABLE | DATA NOT AVAILABLE | DATA NOT AVAILABLE | DATA NOT AVAILABLE | DATA NOT AVAILABLE | DATA NOT AVAILABLE | DATA NOT AVAILABLE | DATA NOT AVAILABLE | DATA NOT AVAILABLE | DATA NOT AVAILABLE | DATA NOT AVAILABLE | DATA NOT AVAILABLE | 2023-08-10
1700052776610 | DATA NOT AVAILABLE | REEKIE RENEWABLES LTD | PARKCONON FARM | PARKCONON WIND | DATA NOT AVAILABLE | ARBROATH | ANGUS | DD11 3SE | SCOTLAND | 358423 | 745656 | ARBROATH | DATA NOT APPLICABLE | REDFORD | 11 | SCOTTISH HYDRO ELECTRIC POWER DISTRIBUTION PLC | WIND | ONSHORE WIND TURBINES | DATA NOT AVAILABLE | DATA NOT AVAILABLE | DATA NOT AVAILABLE | 0.225 | DATA NOT AVAILABLE | DATA NOT AVAILABLE | DATA NOT AVAILABLE | DATA NOT AVAILABLE | DATA NOT AVAILABLE | DATA NOT AVAILABLE | DATA NOT AVAILABLE | DATA NOT AVAILABLE | DATA NOT AVAILABLE | DATA NOT AVAILABLE | DATA NOT AVAILABLE | DATA NOT AVAILABLE | DATA NOT AVAILABLE | CONNECTED | 0.21375 | 0.21375 | 0.225 | 0 | 0 | 2015-03-30 | DATA NOT AVAILABLE | DATA NOT AVAILABLE | DATA NOT AVAILABLE | DATA NOT AVAILABLE | DATA NOT AVAILABLE | DATA NOT AVAILABLE | DATA NOT AVAILABLE | DATA NOT AVAILABLE | DATA NOT AVAILABLE | DATA NOT AVAILABLE | DATA NOT AVAILABLE | DATA NOT AVAILABLE | DATA NOT AVAILABLE | 2023-08-10
1700052778306 | DATA NOT AVAILABLE | BALDOWRIE RENEWABLES LTD | GENERATING STATION | BALDOWRIE WIND | DATA NOT AVAILABLE | BLAIRGOWRIE | PERTHSHIRE AND KINROSS | PH13 9JT | SCOTLAND | 326865 | 740123 | COUPAR ANGUS | DATA NOT APPLICABLE | COUPAR ANGUS | 11 | SCOTTISH HYDRO ELECTRIC POWER DISTRIBUTION PLC | WIND | ONSHORE WIND TURBINES | DATA NOT AVAILABLE | DATA NOT AVAILABLE | DATA NOT AVAILABLE | 0.5 | DATA NOT AVAILABLE | DATA NOT AVAILABLE | DATA NOT AVAILABLE | DATA NOT AVAILABLE | DATA NOT AVAILABLE | DATA NOT AVAILABLE | DATA NOT AVAILABLE | DATA NOT AVAILABLE | DATA NOT AVAILABLE | DATA NOT AVAILABLE | DATA NOT AVAILABLE | DATA NOT AVAILABLE | DATA NOT AVAILABLE | CONNECTED | 0.475 | 0.475 | 0.5 | 0 | 0 | DATA NOT AVAILABLE | DATA NOT AVAILABLE | DATA NOT AVAILABLE | DATA NOT AVAILABLE | DATA NOT AVAILABLE | DATA NOT AVAILABLE | DATA NOT AVAILABLE | DATA NOT AVAILABLE | DATA NOT AVAILABLE | DATA NOT AVAILABLE | DATA NOT AVAILABLE | DATA NOT AVAILABLE | DATA NOT AVAILABLE | DATA NOT AVAILABLE | 2023-08-10
1700052778894 | DATA NOT AVAILABLE | TORRENTIAL POTENTIAL LIMITED | NEATY BURN HYDRO | DATA NOT AVAILABLE | DATA NOT AVAILABLE | BEAULY | HIGHLAND | IV4 7JX | SCOTLAND | 231914 | 839876 | BEAULY | DATA NOT APPLICABLE | BEAULY GRID | 33 | SCOTTISH HYDRO ELECTRIC POWER DISTRIBUTION PLC | HYDRO (TO BE CONFIRMED) | HYDRO POWER SYSTEM | DATA NOT AVAILABLE | DATA NOT AVAILABLE | DATA NOT AVAILABLE | 0.7 | DATA NOT AVAILABLE | DATA NOT AVAILABLE | DATA NOT AVAILABLE | DATA NOT AVAILABLE | DATA NOT AVAILABLE | DATA NOT AVAILABLE | DATA NOT AVAILABLE | DATA NOT AVAILABLE | DATA NOT AVAILABLE | DATA NOT AVAILABLE | DATA NOT AVAILABLE | DATA NOT AVAILABLE | DATA NOT AVAILABLE | CONNECTED | 0.665 | 0.665 | 0.7 | 0 | 0 | 2014-09-10 | DATA NOT AVAILABLE | DATA NOT AVAILABLE | DATA NOT AVAILABLE | DATA NOT AVAILABLE | DATA NOT AVAILABLE | DATA NOT AVAILABLE | DATA NOT AVAILABLE | DATA NOT AVAILABLE | DATA NOT AVAILABLE | DATA NOT AVAILABLE | DATA NOT AVAILABLE | DATA NOT AVAILABLE | DATA NOT AVAILABLE | 2023-08-10
1700052779026 | DATA NOT AVAILABLE | REDACTED | REDACTED | REDACTED | REDACTED | REDACTED | REDACTED | HS2 0 | SCOTLAND | REDACTED | REDACTED | ARDMORE GRID | DATA NOT APPLICABLE | BATTERY POINT | 11 | SCOTTISH HYDRO ELECTRIC POWER DISTRIBUTION PLC | WIND | ONSHORE WIND TURBINES | DATA NOT AVAILABLE | DATA NOT AVAILABLE | DATA NOT AVAILABLE | 0.08 | DATA NOT AVAILABLE | DATA NOT AVAILABLE | DATA NOT AVAILABLE | DATA NOT AVAILABLE | DATA NOT AVAILABLE | DATA NOT AVAILABLE | DATA NOT AVAILABLE | DATA NOT AVAILABLE | DATA NOT AVAILABLE | DATA NOT AVAILABLE | DATA NOT AVAILABLE | DATA NOT AVAILABLE | DATA NOT AVAILABLE | CONNECTED | 0.076 | 0.076 | 0.08 | 0.0095 | 0.01 | 2014-07-16 | DATA NOT AVAILABLE | DATA NOT AVAILABLE | DATA NOT AVAILABLE | DATA NOT AVAILABLE | DATA NOT AVAILABLE | DATA NOT AVAILABLE | DATA NOT AVAILABLE | DATA NOT AVAILABLE | DATA NOT AVAILABLE | DATA NOT AVAILABLE | DATA NOT AVAILABLE | DATA NOT AVAILABLE | DATA NOT AVAILABLE | 2023-08-10
1700052779452 | DATA NOT AVAILABLE | ALFBURN HYDRO LIMITED | BURN HYDRO | DATA NOT AVAILABLE | AUCHMORE FARM | MUIR OF ORD | HIGHLAND | IV6 7XB | SCOTLAND | 249826 | 850879 | BEAULY | DATA NOT APPLICABLE | BEAULY GRID | 33 | SCOTTISH HYDRO ELECTRIC POWER DISTRIBUTION PLC | HYDRO (TO BE CONFIRMED) | HYDRO POWER SYSTEM | DATA NOT AVAILABLE | DATA NOT AVAILABLE | DATA NOT AVAILABLE | 0.1 | DATA NOT AVAILABLE | DATA NOT AVAILABLE | DATA NOT AVAILABLE | DATA NOT AVAILABLE | DATA NOT AVAILABLE | DATA NOT AVAILABLE | DATA NOT AVAILABLE | DATA NOT AVAILABLE | DATA NOT AVAILABLE | DATA NOT AVAILABLE | DATA NOT AVAILABLE | DATA NOT AVAILABLE | DATA NOT AVAILABLE | CONNECTED | 0.095 | 0.095 | 0.1 | 0 | 0 | 2014-09-26 | DATA NOT AVAILABLE | DATA NOT AVAILABLE | DATA NOT AVAILABLE | DATA NOT AVAILABLE | DATA NOT AVAILABLE | DATA NOT AVAILABLE | DATA NOT AVAILABLE | DATA NOT AVAILABLE | DATA NOT AVAILABLE | DATA NOT AVAILABLE | DATA NOT AVAILABLE | DATA NOT AVAILABLE | DATA NOT AVAILABLE | 2023-08-10
1700052779470 | DATA NOT AVAILABLE | DOCHFOUR ENTERPRISES LIMITED | DOCHFOUR HYDRO | DATA NOT AVAILABLE | DOCHGARROCH | INVERNESS | HIGHLAND | IV3 8GY | SCOTLAND | 260519 | 839411 | INVERNESS | DATA NOT APPLICABLE | INVERNESS 11 KV | 11 | SCOTTISH HYDRO ELECTRIC POWER DISTRIBUTION PLC | HYDRO (TO BE CONFIRMED) | HYDRO POWER SYSTEM | DATA NOT AVAILABLE | DATA NOT AVAILABLE | DATA NOT AVAILABLE | 0.25 | DATA NOT AVAILABLE | DATA NOT AVAILABLE | DATA NOT AVAILABLE | DATA NOT AVAILABLE | DATA NOT AVAILABLE | DATA NOT AVAILABLE | DATA NOT AVAILABLE | DATA NOT AVAILABLE | DATA NOT AVAILABLE | DATA NOT AVAILABLE | DATA NOT AVAILABLE | DATA NOT AVAILABLE | DATA NOT AVAILABLE | CONNECTED | 0.2375 | 0.2375 | 0.25 | 0 | 0 | 2015-08-21 | DATA NOT AVAILABLE | DATA NOT AVAILABLE | DATA NOT AVAILABLE | DATA NOT AVAILABLE | DATA NOT AVAILABLE | DATA NOT AVAILABLE | DATA NOT AVAILABLE | DATA NOT AVAILABLE | DATA NOT AVAILABLE | DATA NOT AVAILABLE | DATA NOT AVAILABLE | DATA NOT AVAILABLE | DATA NOT AVAILABLE | 2023-08-10
1700052786404 | DATA NOT AVAILABLE | COOP PPA SITES | EAST TOWN WIND EXPORT | DATA NOT AVAILABLE | DATA NOT AVAILABLE | STONEHAVEN | ABERDEENSHIRE | AB39 3YR | SCOTLAND | 377159 | 784401 | FIDDES | DATA NOT APPLICABLE | STONEHAVEN | 11 | SCOTTISH HYDRO ELECTRIC POWER DISTRIBUTION PLC | WIND | ONSHORE WIND TURBINES | DATA NOT AVAILABLE | DATA NOT AVAILABLE | DATA NOT AVAILABLE | 0.8 | DATA NOT AVAILABLE | DATA NOT AVAILABLE | DATA NOT AVAILABLE | DATA NOT AVAILABLE | DATA NOT AVAILABLE | DATA NOT AVAILABLE | DATA NOT AVAILABLE | DATA NOT AVAILABLE | DATA NOT AVAILABLE | DATA NOT AVAILABLE | DATA NOT AVAILABLE | DATA NOT AVAILABLE | DATA NOT AVAILABLE | CONNECTED | 0.76 | 0.76 | 0.8 | 0 | 0 | 2014-12-04 | DATA NOT AVAILABLE | DATA NOT AVAILABLE | DATA NOT AVAILABLE | DATA NOT AVAILABLE | DATA NOT AVAILABLE | DATA NOT AVAILABLE | DATA NOT AVAILABLE | DATA NOT AVAILABLE | DATA NOT AVAILABLE | DATA NOT AVAILABLE | DATA NOT AVAILABLE | DATA NOT AVAILABLE | DATA NOT AVAILABLE | 2023-08-10
1700052786618 | DATA NOT AVAILABLE | COOP PPA SITES | EASTER ABERCHALDER WIND EXPORT | DATA NOT AVAILABLE | DATA NOT AVAILABLE | INVERGARRY | HIGHLAND | IV2 6UJ | SCOTLAND | 254016 | 820197 | INVERNESS | DATA NOT APPLICABLE | ERROGIE | 11 | SCOTTISH HYDRO ELECTRIC POWER DISTRIBUTION PLC | WIND | ONSHORE WIND TURBINES | DATA NOT AVAILABLE | DATA NOT AVAILABLE | DATA NOT AVAILABLE | 0.5 | DATA NOT AVAILABLE | DATA NOT AVAILABLE | DATA NOT AVAILABLE | DATA NOT AVAILABLE | DATA NOT AVAILABLE | DATA NOT AVAILABLE | DATA NOT AVAILABLE | DATA NOT AVAILABLE | DATA NOT AVAILABLE | DATA NOT AVAILABLE | DATA NOT AVAILABLE | DATA NOT AVAILABLE | DATA NOT AVAILABLE | CONNECTED | 0.475 | 0.475 | 0.5 | 0 | 0 | 2014-12-05 | DATA NOT AVAILABLE | DATA NOT AVAILABLE | DATA NOT AVAILABLE | DATA NOT AVAILABLE | DATA NOT AVAILABLE | DATA NOT AVAILABLE | DATA NOT AVAILABLE | DATA NOT AVAILABLE | DATA NOT AVAILABLE | DATA NOT AVAILABLE | DATA NOT AVAILABLE | DATA NOT AVAILABLE | DATA NOT AVAILABLE | 2023-08-10
1700052786821 | DATA NOT AVAILABLE | CASHEL ELECTRIC COMPANY LIMITED | GENERATING STATION EXPORT | CASHEL HYDRO | CASHEL FARM | GLASGOW | GLASGOW CITY | G63 0AW | SCOTLAND | 238985 | 695032 | STRATHLEVEN | DATA NOT APPLICABLE | DRYMEN | 11 | SCOTTISH HYDRO ELECTRIC POWER DISTRIBUTION PLC | HYDRO (TO BE CONFIRMED) | HYDRO POWER SYSTEM | DATA NOT AVAILABLE | DATA NOT AVAILABLE | DATA NOT AVAILABLE | 0.65 | DATA NOT AVAILABLE | DATA NOT AVAILABLE | DATA NOT AVAILABLE | DATA NOT AVAILABLE | DATA NOT AVAILABLE | DATA NOT AVAILABLE | DATA NOT AVAILABLE | DATA NOT AVAILABLE | DATA NOT AVAILABLE | DATA NOT AVAILABLE | DATA NOT AVAILABLE | DATA NOT AVAILABLE | DATA NOT AVAILABLE | CONNECTED | 0.6175 | 0.6175 | 0.65 | 0 | 0 | 2014-10-30 | DATA NOT AVAILABLE | DATA NOT AVAILABLE | DATA NOT AVAILABLE | DATA NOT AVAILABLE | DATA NOT AVAILABLE | DATA NOT AVAILABLE | DATA NOT AVAILABLE | DATA NOT AVAILABLE | DATA NOT AVAILABLE | DATA NOT AVAILABLE | DATA NOT AVAILABLE | DATA NOT AVAILABLE | DATA NOT AVAILABLE | 2023-08-10
1700052786947 | DATA NOT AVAILABLE | SHAKIL HILL LIMITED | NETHER BENHOLM WIND | DATA NOT AVAILABLE | NETHER BENHOLM FARM | MONTROSE | ANGUS | DD10 0HU | SCOTLAND | 381041 | 770005 | FIDDES | DATA NOT APPLICABLE | INVERBERVIE | 11 | SCOTTISH HYDRO ELECTRIC POWER DISTRIBUTION PLC | WIND | ONSHORE WIND TURBINES | DATA NOT AVAILABLE | DATA NOT AVAILABLE | DATA NOT AVAILABLE | 0.45 | DATA NOT AVAILABLE | DATA NOT AVAILABLE | DATA NOT AVAILABLE | DATA NOT AVAILABLE | DATA NOT AVAILABLE | DATA NOT AVAILABLE | DATA NOT AVAILABLE | DATA NOT AVAILABLE | DATA NOT AVAILABLE | DATA NOT AVAILABLE | DATA NOT AVAILABLE | DATA NOT AVAILABLE | DATA NOT AVAILABLE | CONNECTED | 0.4275 | 0.4275 | 0.45 | 0 | 0 | 2014-12-17 | DATA NOT AVAILABLE | DATA NOT AVAILABLE | DATA NOT AVAILABLE | DATA NOT AVAILABLE | DATA NOT AVAILABLE | DATA NOT AVAILABLE | DATA NOT AVAILABLE | DATA NOT AVAILABLE | DATA NOT AVAILABLE | DATA NOT AVAILABLE | DATA NOT AVAILABLE | DATA NOT AVAILABLE | DATA NOT AVAILABLE | 2023-08-10
1700052787054 | DATA NOT AVAILABLE | REDACTED | REDACTED | REDACTED | REDACTED | REDACTED | REDACTED | AB54 6 | SCOTLAND | REDACTED | REDACTED | KEITH | DATA NOT APPLICABLE | HUNTLY | 11 | SCOTTISH HYDRO ELECTRIC POWER DISTRIBUTION PLC | WIND | ONSHORE WIND TURBINES | DATA NOT AVAILABLE | DATA NOT AVAILABLE | DATA NOT AVAILABLE | 0.18 | DATA NOT AVAILABLE | DATA NOT AVAILABLE | DATA NOT AVAILABLE | DATA NOT AVAILABLE | DATA NOT AVAILABLE | DATA NOT AVAILABLE | DATA NOT AVAILABLE | DATA NOT AVAILABLE | DATA NOT AVAILABLE | DATA NOT AVAILABLE | DATA NOT AVAILABLE | DATA NOT AVAILABLE | DATA NOT AVAILABLE | CONNECTED | 0.171 | 0.171 | 0.18 | 0.0076 | 0.008 | 2016-01-14 | DATA NOT AVAILABLE | DATA NOT AVAILABLE | DATA NOT AVAILABLE | DATA NOT AVAILABLE | DATA NOT AVAILABLE | DATA NOT AVAILABLE | DATA NOT AVAILABLE | DATA NOT AVAILABLE | DATA NOT AVAILABLE | DATA NOT AVAILABLE | DATA NOT AVAILABLE | DATA NOT AVAILABLE | DATA NOT AVAILABLE | 2023-08-10
1700052787106 | DATA NOT AVAILABLE | REDACTED | REDACTED | REDACTED | REDACTED | REDACTED | REDACTED | AB55 5 | SCOTLAND | REDACTED | REDACTED | KEITH | DATA NOT APPLICABLE | KEITH | 11 | SCOTTISH HYDRO ELECTRIC POWER DISTRIBUTION PLC | WIND | ONSHORE WIND TURBINES | DATA NOT AVAILABLE | DATA NOT AVAILABLE | DATA NOT AVAILABLE | 0.18 | DATA NOT AVAILABLE | DATA NOT AVAILABLE | DATA NOT AVAILABLE | DATA NOT AVAILABLE | DATA NOT AVAILABLE | DATA NOT AVAILABLE | DATA NOT AVAILABLE | DATA NOT AVAILABLE | DATA NOT AVAILABLE | DATA NOT AVAILABLE | DATA NOT AVAILABLE | DATA NOT AVAILABLE | DATA NOT AVAILABLE | CONNECTED | 0.171 | 0.171 | 0.18 | 0.0076 | 0.008 | 2015-12-11 | DATA NOT AVAILABLE | DATA NOT AVAILABLE | DATA NOT AVAILABLE | DATA NOT AVAILABLE | DATA NOT AVAILABLE | DATA NOT AVAILABLE | DATA NOT AVAILABLE | DATA NOT AVAILABLE | DATA NOT AVAILABLE | DATA NOT AVAILABLE | DATA NOT AVAILABLE | DATA NOT AVAILABLE | DATA NOT AVAILABLE | 2023-08-10
1700052787133 | DATA NOT AVAILABLE | GLEN ORCHY HYDRO LTD | HYDRO GENERATING STATION | ALLT DAIMH | GLEN ORCHY FARM | DALMALLY | ARGYLL AND BUTE | PA33 1BD | SCOTLAND | 223290 | 730853 | RANNOCH | DATA NOT APPLICABLE | RANNOCH GRID | 33 | SCOTTISH HYDRO ELECTRIC POWER DISTRIBUTION PLC | HYDRO (TO BE CONFIRMED) | HYDRO POWER SYSTEM | DATA NOT AVAILABLE | DATA NOT AVAILABLE | DATA NOT AVAILABLE | 0.09 | DATA NOT AVAILABLE | DATA NOT AVAILABLE | DATA NOT AVAILABLE | DATA NOT AVAILABLE | DATA NOT AVAILABLE | DATA NOT AVAILABLE | DATA NOT AVAILABLE | DATA NOT AVAILABLE | DATA NOT AVAILABLE | DATA NOT AVAILABLE | DATA NOT AVAILABLE | DATA NOT AVAILABLE | DATA NOT AVAILABLE | CONNECTED | 0.0855 | 0.0855 | 0.09 | 0 | 0 | 2015-10-16 | DATA NOT AVAILABLE | DATA NOT AVAILABLE | DATA NOT AVAILABLE | DATA NOT AVAILABLE | DATA NOT AVAILABLE | DATA NOT AVAILABLE | DATA NOT AVAILABLE | DATA NOT AVAILABLE | DATA NOT AVAILABLE | DATA NOT AVAILABLE | DATA NOT AVAILABLE | DATA NOT AVAILABLE | DATA NOT AVAILABLE | 2023-08-10
1700052787230 | DATA NOT AVAILABLE | DATA NOT AVAILABLE | DATA NOT AVAILABLE | DATA NOT AVAILABLE | DATA NOT AVAILABLE | DATA NOT AVAILABLE | DATA NOT AVAILABLE | DATA NOT AVAILABLE | SCOTLAND | DATA NOT AVAILABLE | DATA NOT AVAILABLE | DATA NOT AVAILABLE | DATA NOT APPLICABLE | DATA NOT AVAILABLE | DATA NOT AVAILABLE | SCOTTISH HYDRO ELECTRIC POWER DISTRIBUTION PLC | DATA NOT AVAILABLE | DATA NOT AVAILABLE | DATA NOT AVAILABLE | DATA NOT AVAILABLE | DATA NOT AVAILABLE | DATA NOT AVAILABLE | DATA NOT AVAILABLE | DATA NOT AVAILABLE | DATA NOT AVAILABLE | DATA NOT AVAILABLE | DATA NOT AVAILABLE | DATA NOT AVAILABLE | DATA NOT AVAILABLE | DATA NOT AVAILABLE | DATA NOT AVAILABLE | DATA NOT AVAILABLE | DATA NOT AVAILABLE | DATA NOT AVAILABLE | DATA NOT AVAILABLE | CONNECTED | 0.095 | 0.095 | 0.1 | DATA NOT AVAILABLE | DATA NOT AVAILABLE | DATA NOT AVAILABLE | DATA NOT AVAILABLE | DATA NOT AVAILABLE | DATA NOT AVAILABLE | DATA NOT AVAILABLE | DATA NOT AVAILABLE | DATA NOT AVAILABLE | DATA NOT AVAILABLE | DATA NOT AVAILABLE | DATA NOT AVAILABLE | DATA NOT AVAILABLE | DATA NOT AVAILABLE | DATA NOT AVAILABLE | DATA NOT AVAILABLE | 2023-08-10
1700052787259 | DATA NOT AVAILABLE | WHITEFIELD WIND ENERGY LLP | PARKS OF WHITEFIELD WINDFARM | DATA NOT AVAILABLE | DATA NOT AVAILABLE | TURRIFF | ABERDEENSHIRE | AB45 3XP | SCOTLAND | 366926 | 852837 | KEITH | DATA NOT APPLICABLE | MARNOCH | 11 | SCOTTISH HYDRO ELECTRIC POWER DISTRIBUTION PLC | WIND | ONSHORE WIND TURBINES | DATA NOT AVAILABLE | DATA NOT AVAILABLE | DATA NOT AVAILABLE | 0.8 | DATA NOT AVAILABLE | DATA NOT AVAILABLE | DATA NOT AVAILABLE | DATA NOT AVAILABLE | DATA NOT AVAILABLE | DATA NOT AVAILABLE | DATA NOT AVAILABLE | DATA NOT AVAILABLE | DATA NOT AVAILABLE | DATA NOT AVAILABLE | DATA NOT AVAILABLE | DATA NOT AVAILABLE | DATA NOT AVAILABLE | CONNECTED | 0.76 | 0.76 | 0.8 | 0 | 0 | 2015-03-06 | DATA NOT AVAILABLE | DATA NOT AVAILABLE | DATA NOT AVAILABLE | DATA NOT AVAILABLE | DATA NOT AVAILABLE | DATA NOT AVAILABLE | DATA NOT AVAILABLE | DATA NOT AVAILABLE | DATA NOT AVAILABLE | DATA NOT AVAILABLE | DATA NOT AVAILABLE | DATA NOT AVAILABLE | DATA NOT AVAILABLE | 2023-08-10
1700052787996 | DATA NOT AVAILABLE | DATA NOT AVAILABLE | DATA NOT AVAILABLE | DATA NOT AVAILABLE | DATA NOT AVAILABLE | DATA NOT AVAILABLE | DATA NOT AVAILABLE | DATA NOT AVAILABLE | SCOTLAND | DATA NOT AVAILABLE | DATA NOT AVAILABLE | DATA NOT AVAILABLE | DATA NOT APPLICABLE | DATA NOT AVAILABLE | DATA NOT AVAILABLE | SCOTTISH HYDRO ELECTRIC POWER DISTRIBUTION PLC | DATA NOT AVAILABLE | DATA NOT AVAILABLE | DATA NOT AVAILABLE | DATA NOT AVAILABLE | DATA NOT AVAILABLE | DATA NOT AVAILABLE | DATA NOT AVAILABLE | DATA NOT AVAILABLE | DATA NOT AVAILABLE | DATA NOT AVAILABLE | DATA NOT AVAILABLE | DATA NOT AVAILABLE | DATA NOT AVAILABLE | DATA NOT AVAILABLE | DATA NOT AVAILABLE | DATA NOT AVAILABLE | DATA NOT AVAILABLE | DATA NOT AVAILABLE | DATA NOT AVAILABLE | CONNECTED | 0.0855 | 0.0855 | 0.09 | DATA NOT AVAILABLE | DATA NOT AVAILABLE | DATA NOT AVAILABLE | DATA NOT AVAILABLE | DATA NOT AVAILABLE | DATA NOT AVAILABLE | DATA NOT AVAILABLE | DATA NOT AVAILABLE | DATA NOT AVAILABLE | DATA NOT AVAILABLE | DATA NOT AVAILABLE | DATA NOT AVAILABLE | DATA NOT AVAILABLE | DATA NOT AVAILABLE | DATA NOT AVAILABLE | DATA NOT AVAILABLE | 2023-08-10
1700052788730 | DATA NOT AVAILABLE | THE AF GROUP LIMITED | HYDRO GENERATING STATION | WESTERN TULLICH | DATA NOT AVAILABLE | ABERFELDY | PERTHSHIRE AND KINROSS | FK21 8SX | SCOTLAND | 267988 | 736390 | TUMMEL BRIDGE | DATA NOT APPLICABLE | COSHIEVILLE | 11 | SCOTTISH HYDRO ELECTRIC POWER DISTRIBUTION PLC | HYDRO (TO BE CONFIRMED) | HYDRO POWER SYSTEM | DATA NOT AVAILABLE | DATA NOT AVAILABLE | DATA NOT AVAILABLE | 0.1 | DATA NOT AVAILABLE | DATA NOT AVAILABLE | DATA NOT AVAILABLE | DATA NOT AVAILABLE | DATA NOT AVAILABLE | DATA NOT AVAILABLE | DATA NOT AVAILABLE | DATA NOT AVAILABLE | DATA NOT AVAILABLE | DATA NOT AVAILABLE | DATA NOT AVAILABLE | DATA NOT AVAILABLE | DATA NOT AVAILABLE | CONNECTED | 0.095 | 0.095 | 0.1 | 0 | 0 | 2014-08-26 | DATA NOT AVAILABLE | DATA NOT AVAILABLE | DATA NOT AVAILABLE | DATA NOT AVAILABLE | DATA NOT AVAILABLE | DATA NOT AVAILABLE | DATA NOT AVAILABLE | DATA NOT AVAILABLE | DATA NOT AVAILABLE | DATA NOT AVAILABLE | DATA NOT AVAILABLE | DATA NOT AVAILABLE | DATA NOT AVAILABLE | 2023-08-10
1700052790864 | DATA NOT AVAILABLE | COOP PPA SITES | WIND GENERATING STATION | RATTAR MAINS | DATA NOT AVAILABLE | THURSO | HIGHLAND | KW14 8XW | SCOTLAND | 325995 | 973702 | THURSO | DATA NOT APPLICABLE | HASTIGROW | 11 | SCOTTISH HYDRO ELECTRIC POWER DISTRIBUTION PLC | WIND | ONSHORE WIND TURBINES | DATA NOT AVAILABLE | DATA NOT AVAILABLE | DATA NOT AVAILABLE | 0.5 | DATA NOT AVAILABLE | DATA NOT AVAILABLE | DATA NOT AVAILABLE | DATA NOT AVAILABLE | DATA NOT AVAILABLE | DATA NOT AVAILABLE | DATA NOT AVAILABLE | DATA NOT AVAILABLE | DATA NOT AVAILABLE | DATA NOT AVAILABLE | DATA NOT AVAILABLE | DATA NOT AVAILABLE | DATA NOT AVAILABLE | CONNECTED | 0.475 | 0.475 | 0.5 | 0 | 0 | 2014-11-13 | DATA NOT AVAILABLE | DATA NOT AVAILABLE | DATA NOT AVAILABLE | DATA NOT AVAILABLE | DATA NOT AVAILABLE | DATA NOT AVAILABLE | DATA NOT AVAILABLE | DATA NOT AVAILABLE | DATA NOT AVAILABLE | DATA NOT AVAILABLE | DATA NOT AVAILABLE | DATA NOT AVAILABLE | DATA NOT AVAILABLE | 2023-08-10
1700052791282 | DATA NOT AVAILABLE | COOP PPA SITES | COWIE HILL WIND TURBINE | DATA NOT AVAILABLE | DATA NOT AVAILABLE | BANFF | ABERDEENSHIRE | AB45 3DS | SCOTLAND | 366075 | 857735 | MACDUFF | DATA NOT APPLICABLE | MACDUFF | 11 | SCOTTISH HYDRO ELECTRIC POWER DISTRIBUTION PLC | WIND | ONSHORE WIND TURBINES | DATA NOT AVAILABLE | DATA NOT AVAILABLE | DATA NOT AVAILABLE | 0.8 | DATA NOT AVAILABLE | DATA NOT AVAILABLE | DATA NOT AVAILABLE | DATA NOT AVAILABLE | DATA NOT AVAILABLE | DATA NOT AVAILABLE | DATA NOT AVAILABLE | DATA NOT AVAILABLE | DATA NOT AVAILABLE | DATA NOT AVAILABLE | DATA NOT AVAILABLE | DATA NOT AVAILABLE | DATA NOT AVAILABLE | CONNECTED | 0.76 | 0.76 | 0.8 | 0 | 0 | 2014-12-15 | DATA NOT AVAILABLE | DATA NOT AVAILABLE | DATA NOT AVAILABLE | DATA NOT AVAILABLE | DATA NOT AVAILABLE | DATA NOT AVAILABLE | DATA NOT AVAILABLE | DATA NOT AVAILABLE | DATA NOT AVAILABLE | DATA NOT AVAILABLE | DATA NOT AVAILABLE | DATA NOT AVAILABLE | DATA NOT AVAILABLE | 2023-08-10
1700052792045 | DATA NOT AVAILABLE | COOP PPA SITES | BADENTOUL WIND TURBINE | DATA NOT AVAILABLE | DATA NOT AVAILABLE | BANFF | ABERDEENSHIRE | AB45 2YX | SCOTLAND | 356957 | 862578 | MACDUFF | DATA NOT APPLICABLE | PORTSOY | 11 | SCOTTISH HYDRO ELECTRIC POWER DISTRIBUTION PLC | WIND | ONSHORE WIND TURBINES | DATA NOT AVAILABLE | DATA NOT AVAILABLE | DATA NOT AVAILABLE | 0.9 | DATA NOT AVAILABLE | DATA NOT AVAILABLE | DATA NOT AVAILABLE | DATA NOT AVAILABLE | DATA NOT AVAILABLE | DATA NOT AVAILABLE | DATA NOT AVAILABLE | DATA NOT AVAILABLE | DATA NOT AVAILABLE | DATA NOT AVAILABLE | DATA NOT AVAILABLE | DATA NOT AVAILABLE | DATA NOT AVAILABLE | CONNECTED | 0.855 | 0.855 | 0.9 | 0 | 0 | 2015-02-23 | DATA NOT AVAILABLE | DATA NOT AVAILABLE | DATA NOT AVAILABLE | DATA NOT AVAILABLE | DATA NOT AVAILABLE | DATA NOT AVAILABLE | DATA NOT AVAILABLE | DATA NOT AVAILABLE | DATA NOT AVAILABLE | DATA NOT AVAILABLE | DATA NOT AVAILABLE | DATA NOT AVAILABLE | DATA NOT AVAILABLE | 2023-08-10
1700052792124 | DATA NOT AVAILABLE | REDACTED | REDACTED | REDACTED | REDACTED | REDACTED | REDACTED | AB53 4 | SCOTLAND | REDACTED | REDACTED | KEITH | DATA NOT APPLICABLE | MARNOCH | 11 | SCOTTISH HYDRO ELECTRIC POWER DISTRIBUTION PLC | WIND | ONSHORE WIND TURBINES | DATA NOT AVAILABLE | DATA NOT AVAILABLE | DATA NOT AVAILABLE | 0.225 | DATA NOT AVAILABLE | DATA NOT AVAILABLE | DATA NOT AVAILABLE | DATA NOT AVAILABLE | DATA NOT AVAILABLE | DATA NOT AVAILABLE | DATA NOT AVAILABLE | DATA NOT AVAILABLE | DATA NOT AVAILABLE | DATA NOT AVAILABLE | DATA NOT AVAILABLE | DATA NOT AVAILABLE | DATA NOT AVAILABLE | CONNECTED | 0.21375 | 0.21375 | 0.225 | 0 | 0 | 2014-12-01 | DATA NOT AVAILABLE | DATA NOT AVAILABLE | DATA NOT AVAILABLE | DATA NOT AVAILABLE | DATA NOT AVAILABLE | DATA NOT AVAILABLE | DATA NOT AVAILABLE | DATA NOT AVAILABLE | DATA NOT AVAILABLE | DATA NOT AVAILABLE | DATA NOT AVAILABLE | DATA NOT AVAILABLE | DATA NOT AVAILABLE | 2023-08-10
1700052792755 | DATA NOT AVAILABLE | ARBUTHNOTT TURBINES LIMITED | WINDFARM | TOWNHEAD OF ARBUTHNOTT | DATA NOT AVAILABLE | LAURENCEKIRK | ABERDIEENSHIRE | AB30 1NX | SCOTLAND | 377877 | 776254 | FIDDES | DATA NOT APPLICABLE | FIDDES | 33 | SCOTTISH HYDRO ELECTRIC POWER DISTRIBUTION PLC | WIND | ONSHORE WIND TURBINES | DATA NOT AVAILABLE | DATA NOT AVAILABLE | DATA NOT AVAILABLE | 0.45 | DATA NOT AVAILABLE | DATA NOT AVAILABLE | DATA NOT AVAILABLE | DATA NOT AVAILABLE | DATA NOT AVAILABLE | DATA NOT AVAILABLE | DATA NOT AVAILABLE | DATA NOT AVAILABLE | DATA NOT AVAILABLE | DATA NOT AVAILABLE | DATA NOT AVAILABLE | DATA NOT AVAILABLE | DATA NOT AVAILABLE | CONNECTED | 0.4275 | 0.4275 | 0.45 | 0 | 0 | 2014-12-18 | DATA NOT AVAILABLE | DATA NOT AVAILABLE | DATA NOT AVAILABLE | DATA NOT AVAILABLE | DATA NOT AVAILABLE | DATA NOT AVAILABLE | DATA NOT AVAILABLE | DATA NOT AVAILABLE | DATA NOT AVAILABLE | DATA NOT AVAILABLE | DATA NOT AVAILABLE | DATA NOT AVAILABLE | DATA NOT AVAILABLE | 2023-08-10
1700052792782 | DATA NOT AVAILABLE | UTHA HYDRO LTD | GENERATING STATION | ALLT UTHA HYDRO | DATA NOT AVAILABLE | GLENFINNAN | HIGHLAND | PH37 4LT | SCOTLAND | 190178 | 780790 | FORT WILLIAM | DATA NOT APPLICABLE | FORT WILLIAM GRID | 33 | SCOTTISH HYDRO ELECTRIC POWER DISTRIBUTION PLC | HYDRO (TO BE CONFIRMED) | HYDRO POWER SYSTEM | DATA NOT AVAILABLE | DATA NOT AVAILABLE | DATA NOT AVAILABLE | 0.6 | DATA NOT AVAILABLE | DATA NOT AVAILABLE | DATA NOT AVAILABLE | DATA NOT AVAILABLE | DATA NOT AVAILABLE | DATA NOT AVAILABLE | DATA NOT AVAILABLE | DATA NOT AVAILABLE | DATA NOT AVAILABLE | DATA NOT AVAILABLE | DATA NOT AVAILABLE | DATA NOT AVAILABLE | DATA NOT AVAILABLE | CONNECTED | 0.57 | 0.57 | 0.6 | 0.019 | 0.02 | 2015-10-01 | DATA NOT AVAILABLE | DATA NOT AVAILABLE | DATA NOT AVAILABLE | DATA NOT AVAILABLE | DATA NOT AVAILABLE | DATA NOT AVAILABLE | DATA NOT AVAILABLE | DATA NOT AVAILABLE | DATA NOT AVAILABLE | DATA NOT AVAILABLE | DATA NOT AVAILABLE | DATA NOT AVAILABLE | DATA NOT AVAILABLE | 2023-08-10
1700052792807 | DATA NOT AVAILABLE | RANACHAN HYDRO LTD | ALLT RAINEACHAN HYDRO | DATA NOT AVAILABLE | LOCHAILORT ESTATE | LOCHAILORT | HIGHLAND | PH38 4LZ | SCOTLAND | 176520 | 781785 | FORT WILLIAM | DATA NOT APPLICABLE | FORT WILLIAM GRID | 33 | SCOTTISH HYDRO ELECTRIC POWER DISTRIBUTION PLC | HYDRO (TO BE CONFIRMED) | HYDRO POWER SYSTEM | DATA NOT AVAILABLE | DATA NOT AVAILABLE | DATA NOT AVAILABLE | 0.3 | DATA NOT AVAILABLE | DATA NOT AVAILABLE | DATA NOT AVAILABLE | DATA NOT AVAILABLE | DATA NOT AVAILABLE | DATA NOT AVAILABLE | DATA NOT AVAILABLE | DATA NOT AVAILABLE | DATA NOT AVAILABLE | DATA NOT AVAILABLE | DATA NOT AVAILABLE | DATA NOT AVAILABLE | DATA NOT AVAILABLE | CONNECTED | 0.285 | 0.285 | 0.3 | 0.019 | 0.02 | 2015-09-23 | DATA NOT AVAILABLE | DATA NOT AVAILABLE | DATA NOT AVAILABLE | DATA NOT AVAILABLE | DATA NOT AVAILABLE | DATA NOT AVAILABLE | DATA NOT AVAILABLE | DATA NOT AVAILABLE | DATA NOT AVAILABLE | DATA NOT AVAILABLE | DATA NOT AVAILABLE | DATA NOT AVAILABLE | DATA NOT AVAILABLE | 2023-08-10
1700052792880 | DATA NOT AVAILABLE | GUNHILL ENERGY LTD | HILL OF DEN | DATA NOT AVAILABLE | DATA NOT AVAILABLE | INVERURIE | ABERDEENSHIRE | AB51 5DT | SCOTLAND | 374298 | 826073 | KINTORE | DATA NOT APPLICABLE | INVERURIE | 11 | SCOTTISH HYDRO ELECTRIC POWER DISTRIBUTION PLC | WIND | ONSHORE WIND TURBINES | DATA NOT AVAILABLE | DATA NOT AVAILABLE | DATA NOT AVAILABLE | 0.225 | DATA NOT AVAILABLE | DATA NOT AVAILABLE | DATA NOT AVAILABLE | DATA NOT AVAILABLE | DATA NOT AVAILABLE | DATA NOT AVAILABLE | DATA NOT AVAILABLE | DATA NOT AVAILABLE | DATA NOT AVAILABLE | DATA NOT AVAILABLE | DATA NOT AVAILABLE | DATA NOT AVAILABLE | DATA NOT AVAILABLE | CONNECTED | 0.21375 | 0.21375 | 0.225 | 0 | 0 | 2015-02-12 | DATA NOT AVAILABLE | DATA NOT AVAILABLE | DATA NOT AVAILABLE | DATA NOT AVAILABLE | DATA NOT AVAILABLE | DATA NOT AVAILABLE | DATA NOT AVAILABLE | DATA NOT AVAILABLE | DATA NOT AVAILABLE | DATA NOT AVAILABLE | DATA NOT AVAILABLE | DATA NOT AVAILABLE | DATA NOT AVAILABLE | 2023-08-10
1700052794335 | DATA NOT AVAILABLE | DOUBLE B BLADES LLP | WIND GENERATING STATION | BALALDIE FARM | DATA NOT AVAILABLE | TAIN | HIGHLAND | IV20 1TN | SCOTLAND | 287141 | 879202 | ALNESS | DATA NOT APPLICABLE | BALALDIE | 11 | SCOTTISH HYDRO ELECTRIC POWER DISTRIBUTION PLC | WIND | ONSHORE WIND TURBINES | DATA NOT AVAILABLE | DATA NOT AVAILABLE | DATA NOT AVAILABLE | 0.1 | DATA NOT AVAILABLE | DATA NOT AVAILABLE | DATA NOT AVAILABLE | DATA NOT AVAILABLE | DATA NOT AVAILABLE | DATA NOT AVAILABLE | DATA NOT AVAILABLE | DATA NOT AVAILABLE | DATA NOT AVAILABLE | DATA NOT AVAILABLE | DATA NOT AVAILABLE | DATA NOT AVAILABLE | DATA NOT AVAILABLE | CONNECTED | 0.095 | 0.095 | 0.1 | 0 | 0 | 2014-11-22 | DATA NOT AVAILABLE | DATA NOT AVAILABLE | DATA NOT AVAILABLE | DATA NOT AVAILABLE | DATA NOT AVAILABLE | DATA NOT AVAILABLE | DATA NOT AVAILABLE | DATA NOT AVAILABLE | DATA NOT AVAILABLE | DATA NOT AVAILABLE | DATA NOT AVAILABLE | DATA NOT AVAILABLE | DATA NOT AVAILABLE | 2023-08-10
1700052794901 | DATA NOT AVAILABLE | MONYRUY WIND LIMITED | MONYRUY FARM | WIND GENERATING STATION | DATA NOT AVAILABLE | PETERHEAD | ABERDEENSHIRE | AB42 4XT | SCOTLAND | 405518 | 847085 | STRICHEN | DATA NOT APPLICABLE | MINTLAW | 11 | SCOTTISH HYDRO ELECTRIC POWER DISTRIBUTION PLC | WIND | ONSHORE WIND TURBINES | DATA NOT AVAILABLE | DATA NOT AVAILABLE | DATA NOT AVAILABLE | 0.45 | DATA NOT AVAILABLE | DATA NOT AVAILABLE | DATA NOT AVAILABLE | DATA NOT AVAILABLE | DATA NOT AVAILABLE | DATA NOT AVAILABLE | DATA NOT AVAILABLE | DATA NOT AVAILABLE | DATA NOT AVAILABLE | DATA NOT AVAILABLE | DATA NOT AVAILABLE | DATA NOT AVAILABLE | DATA NOT AVAILABLE | CONNECTED | 0.4275 | 0.4275 | 0.45 | 0 | 0 | 2014-11-24 | DATA NOT AVAILABLE | DATA NOT AVAILABLE | DATA NOT AVAILABLE | DATA NOT AVAILABLE | DATA NOT AVAILABLE | DATA NOT AVAILABLE | DATA NOT AVAILABLE | DATA NOT AVAILABLE | DATA NOT AVAILABLE | DATA NOT AVAILABLE | DATA NOT AVAILABLE | DATA NOT AVAILABLE | DATA NOT AVAILABLE | 2023-08-10
1700052795427 | DATA NOT AVAILABLE | WEST CRICHIE GREEN ENERGY LTD | WIND GENERATING STATION | WEST CRICHIE | DATA NOT AVAILABLE | ELLON | ABERDEENSHIRE | AB41 8UP | SCOTLAND | 396520 | 843822 | STRICHEN | DATA NOT APPLICABLE | STRICHEN GRID | 33 | SCOTTISH HYDRO ELECTRIC POWER DISTRIBUTION PLC | WIND | ONSHORE WIND TURBINES | DATA NOT AVAILABLE | DATA NOT AVAILABLE | DATA NOT AVAILABLE | 0.8 | DATA NOT AVAILABLE | DATA NOT AVAILABLE | DATA NOT AVAILABLE | DATA NOT AVAILABLE | DATA NOT AVAILABLE | DATA NOT AVAILABLE | DATA NOT AVAILABLE | DATA NOT AVAILABLE | DATA NOT AVAILABLE | DATA NOT AVAILABLE | DATA NOT AVAILABLE | DATA NOT AVAILABLE | DATA NOT AVAILABLE | CONNECTED | 0.76 | 0.76 | 0.8 | 0 | 0 | 2014-12-12 | DATA NOT AVAILABLE | DATA NOT AVAILABLE | DATA NOT AVAILABLE | DATA NOT AVAILABLE | DATA NOT AVAILABLE | DATA NOT AVAILABLE | DATA NOT AVAILABLE | DATA NOT AVAILABLE | DATA NOT AVAILABLE | DATA NOT AVAILABLE | DATA NOT AVAILABLE | DATA NOT AVAILABLE | DATA NOT AVAILABLE | 2023-08-10
1700052797958 | DATA NOT AVAILABLE | KILFINICHEN FARMS LIMITED | GENERATING STATION | DERRYGUAIG HYDRO | DATA NOT AVAILABLE | ISLE OF MULL | ARGYLL AND BUTE | PA68 6EJ | SCOTLAND | 145471 | 735319 | TAYNUILT | DATA NOT APPLICABLE | TAYNUILT GRID | 33 | SCOTTISH HYDRO ELECTRIC POWER DISTRIBUTION PLC | HYDRO (TO BE CONFIRMED) | HYDRO POWER SYSTEM | DATA NOT AVAILABLE | DATA NOT AVAILABLE | DATA NOT AVAILABLE | 0.75 | DATA NOT AVAILABLE | DATA NOT AVAILABLE | DATA NOT AVAILABLE | DATA NOT AVAILABLE | DATA NOT AVAILABLE | DATA NOT AVAILABLE | DATA NOT AVAILABLE | DATA NOT AVAILABLE | DATA NOT AVAILABLE | DATA NOT AVAILABLE | DATA NOT AVAILABLE | DATA NOT AVAILABLE | DATA NOT AVAILABLE | CONNECTED | 0.7505 | 0.7505 | 0.79 | 0 | 0 | 2014-10-30 | DATA NOT AVAILABLE | DATA NOT AVAILABLE | DATA NOT AVAILABLE | DATA NOT AVAILABLE | DATA NOT AVAILABLE | DATA NOT AVAILABLE | DATA NOT AVAILABLE | DATA NOT AVAILABLE | DATA NOT AVAILABLE | DATA NOT AVAILABLE | DATA NOT AVAILABLE | DATA NOT AVAILABLE | DATA NOT AVAILABLE | 2023-08-10
1700052803593 | DATA NOT AVAILABLE | GREEN ENERGY MULL LIMITED | GENERATING STATION | GARMONY HYDRO | GARMONY POINT | ISLE OF MULL | ARGYLL AND BUTE | PA65 6BA | SCOTLAND | 166921 | 740368 | TAYNUILT | DATA NOT APPLICABLE | TAYNUILT GRID | 33 | SCOTTISH HYDRO ELECTRIC POWER DISTRIBUTION PLC | HYDRO (TO BE CONFIRMED) | HYDRO POWER SYSTEM | DATA NOT AVAILABLE | DATA NOT AVAILABLE | DATA NOT AVAILABLE | 0.4 | DATA NOT AVAILABLE | DATA NOT AVAILABLE | DATA NOT AVAILABLE | DATA NOT AVAILABLE | DATA NOT AVAILABLE | DATA NOT AVAILABLE | DATA NOT AVAILABLE | DATA NOT AVAILABLE | DATA NOT AVAILABLE | DATA NOT AVAILABLE | DATA NOT AVAILABLE | DATA NOT AVAILABLE | DATA NOT AVAILABLE | CONNECTED | 0.38 | 0.38 | 0.4 | 0.0114 | 0.012 | DATA NOT AVAILABLE | DATA NOT AVAILABLE | DATA NOT AVAILABLE | DATA NOT AVAILABLE | DATA NOT AVAILABLE | DATA NOT AVAILABLE | DATA NOT AVAILABLE | DATA NOT AVAILABLE | DATA NOT AVAILABLE | DATA NOT AVAILABLE | DATA NOT AVAILABLE | DATA NOT AVAILABLE | DATA NOT AVAILABLE | DATA NOT AVAILABLE | 2023-08-10
1700052806780 | DATA NOT AVAILABLE | COOP PPA SITES | FEITH HILL FARM | FEITH HILL WIND TURBINE | DATA NOT AVAILABLE | TURRIFF | ABERDEENSHIRE | AB53 4HQ | SCOTLAND | 366642 | 843376 | MACDUFF | DATA NOT APPLICABLE | TURRIFF | 11 | SCOTTISH HYDRO ELECTRIC POWER DISTRIBUTION PLC | WIND | ONSHORE WIND TURBINES | DATA NOT AVAILABLE | DATA NOT AVAILABLE | DATA NOT AVAILABLE | 0.3 | DATA NOT AVAILABLE | DATA NOT AVAILABLE | DATA NOT AVAILABLE | DATA NOT AVAILABLE | DATA NOT AVAILABLE | DATA NOT AVAILABLE | DATA NOT AVAILABLE | DATA NOT AVAILABLE | DATA NOT AVAILABLE | DATA NOT AVAILABLE | DATA NOT AVAILABLE | DATA NOT AVAILABLE | DATA NOT AVAILABLE | CONNECTED | 0.475 | 0.475 | 0.5 | 0 | 0 | 2015-05-07 | DATA NOT AVAILABLE | DATA NOT AVAILABLE | DATA NOT AVAILABLE | DATA NOT AVAILABLE | DATA NOT AVAILABLE | DATA NOT AVAILABLE | DATA NOT AVAILABLE | DATA NOT AVAILABLE | DATA NOT AVAILABLE | DATA NOT AVAILABLE | DATA NOT AVAILABLE | DATA NOT AVAILABLE | DATA NOT AVAILABLE | 2023-08-10
1700052807668 | DATA NOT AVAILABLE | ACHNASHEEN HYDRO LLP | HYDRO GENERATION STATION | LOCH ROSQUE | DATA NOT AVAILABLE | ACHNASHEEN | ROSS-SHIRE | IV22 2EH | SCOTLAND | 215881 | 858259 | GRUDIE BRIDGE | DATA NOT APPLICABLE | GRUDIE BRIDGE | 33 | SCOTTISH HYDRO ELECTRIC POWER DISTRIBUTION PLC | HYDRO (TO BE CONFIRMED) | HYDRO POWER SYSTEM | DATA NOT AVAILABLE | DATA NOT AVAILABLE | DATA NOT AVAILABLE | 0.815 | DATA NOT AVAILABLE | DATA NOT AVAILABLE | DATA NOT AVAILABLE | DATA NOT AVAILABLE | DATA NOT AVAILABLE | DATA NOT AVAILABLE | DATA NOT AVAILABLE | DATA NOT AVAILABLE | DATA NOT AVAILABLE | DATA NOT AVAILABLE | DATA NOT AVAILABLE | DATA NOT AVAILABLE | DATA NOT AVAILABLE | CONNECTED | 0.77425 | 0.77425 | 0.815 | 0.019 | 0.02 | 2014-11-13 | DATA NOT AVAILABLE | DATA NOT AVAILABLE | DATA NOT AVAILABLE | DATA NOT AVAILABLE | DATA NOT AVAILABLE | DATA NOT AVAILABLE | DATA NOT AVAILABLE | DATA NOT AVAILABLE | DATA NOT AVAILABLE | DATA NOT AVAILABLE | DATA NOT AVAILABLE | DATA NOT AVAILABLE | DATA NOT AVAILABLE | 2023-08-10
1700052807677 | DATA NOT AVAILABLE | GREEN HIGHLAND RENEWABLES LIMITED | HYDRO GENERATING STATION | LEDGOWAN | DATA NOT AVAILABLE | ACHNASHEEN | ROSS-SHIRE | IV22 2EN | SCOTLAND | 216305 | 858571 | GRUDIE BRIDGE | DATA NOT APPLICABLE | GRUDIE BRIDGE | 33 | SCOTTISH HYDRO ELECTRIC POWER DISTRIBUTION PLC | HYDRO (TO BE CONFIRMED) | HYDRO POWER SYSTEM | DATA NOT AVAILABLE | DATA NOT AVAILABLE | DATA NOT AVAILABLE | 0.999 | DATA NOT AVAILABLE | DATA NOT AVAILABLE | DATA NOT AVAILABLE | DATA NOT AVAILABLE | DATA NOT AVAILABLE | DATA NOT AVAILABLE | DATA NOT AVAILABLE | DATA NOT AVAILABLE | DATA NOT AVAILABLE | DATA NOT AVAILABLE | DATA NOT AVAILABLE | DATA NOT AVAILABLE | DATA NOT AVAILABLE | CONNECTED | 0.94905 | 0.94905 | 0.999 | 0.0095 | 0.01 | 2015-02-18 | DATA NOT AVAILABLE | DATA NOT AVAILABLE | DATA NOT AVAILABLE | DATA NOT AVAILABLE | DATA NOT AVAILABLE | DATA NOT AVAILABLE | DATA NOT AVAILABLE | DATA NOT AVAILABLE | DATA NOT AVAILABLE | DATA NOT AVAILABLE | DATA NOT AVAILABLE | DATA NOT AVAILABLE | DATA NOT AVAILABLE | 2023-08-10
1700052809841 | DATA NOT AVAILABLE | WESTER DERRY WIND CO-OPERATIVE LTD | GENERATING STATION | WESTER DERRY WIND | DATA NOT AVAILABLE | BLAIRGOWRIE | PERTHSHIRE AND KINROSS | PH11 8JA | SCOTLAND | 323121 | 754449 | COUPAR ANGUS | DATA NOT APPLICABLE | ALYTH | 11 | SCOTTISH HYDRO ELECTRIC POWER DISTRIBUTION PLC | WIND | ONSHORE WIND TURBINES | DATA NOT AVAILABLE | DATA NOT AVAILABLE | DATA NOT AVAILABLE | 0.25 | DATA NOT AVAILABLE | DATA NOT AVAILABLE | DATA NOT AVAILABLE | DATA NOT AVAILABLE | DATA NOT AVAILABLE | DATA NOT AVAILABLE | DATA NOT AVAILABLE | DATA NOT AVAILABLE | DATA NOT AVAILABLE | DATA NOT AVAILABLE | DATA NOT AVAILABLE | DATA NOT AVAILABLE | DATA NOT AVAILABLE | CONNECTED | 0.2375 | 0.2375 | 0.25 | 0 | 0 | 2014-12-08 | DATA NOT AVAILABLE | DATA NOT AVAILABLE | DATA NOT AVAILABLE | DATA NOT AVAILABLE | DATA NOT AVAILABLE | DATA NOT AVAILABLE | DATA NOT AVAILABLE | DATA NOT AVAILABLE | DATA NOT AVAILABLE | DATA NOT AVAILABLE | DATA NOT AVAILABLE | DATA NOT AVAILABLE | DATA NOT AVAILABLE | 2023-08-10
1700052810243 | DATA NOT AVAILABLE | SINCLAIR AGRICULTURAL & RECYCLING SERVICES LTD | GENERATING STATION | KINKNOCKIE 1 BIOGAS | KINKNOCKIE FARM | ELLON | ABERDEENSHIRE | AB41 7RL | SCOTLAND | 394931 | 825523 | DYCE | DATA NOT APPLICABLE | ELLON 11 KV | 11 | SCOTTISH HYDRO ELECTRIC POWER DISTRIBUTION PLC | BIOMASS | DATA NOT AVAILABLE | DATA NOT AVAILABLE | DATA NOT AVAILABLE | DATA NOT AVAILABLE | 0.4 | DATA NOT AVAILABLE | DATA NOT AVAILABLE | DATA NOT AVAILABLE | DATA NOT AVAILABLE | DATA NOT AVAILABLE | DATA NOT AVAILABLE | DATA NOT AVAILABLE | DATA NOT AVAILABLE | DATA NOT AVAILABLE | DATA NOT AVAILABLE | DATA NOT AVAILABLE | DATA NOT AVAILABLE | DATA NOT AVAILABLE | CONNECTED | 0.38 | 0.38 | 0.4 | 0 | 0 | 2014-11-13 | DATA NOT AVAILABLE | DATA NOT AVAILABLE | DATA NOT AVAILABLE | DATA NOT AVAILABLE | DATA NOT AVAILABLE | DATA NOT AVAILABLE | DATA NOT AVAILABLE | DATA NOT AVAILABLE | DATA NOT AVAILABLE | DATA NOT AVAILABLE | DATA NOT AVAILABLE | DATA NOT AVAILABLE | DATA NOT AVAILABLE | 2023-08-10
1700052810786 | DATA NOT AVAILABLE | CWE JACOBSHALL LTD | JACOBSHALL WIND TURBINE | DATA NOT AVAILABLE | DATA NOT AVAILABLE | BANFF | ABERDEENSHIRE | AB45 3JL | SCOTLAND | 382869 | 865252 | MACDUFF | DATA NOT APPLICABLE | MACDUFF | 11 | SCOTTISH HYDRO ELECTRIC POWER DISTRIBUTION PLC | WIND | ONSHORE WIND TURBINES | DATA NOT AVAILABLE | DATA NOT AVAILABLE | DATA NOT AVAILABLE | 0.33 | DATA NOT AVAILABLE | DATA NOT AVAILABLE | DATA NOT AVAILABLE | DATA NOT AVAILABLE | DATA NOT AVAILABLE | DATA NOT AVAILABLE | DATA NOT AVAILABLE | DATA NOT AVAILABLE | DATA NOT AVAILABLE | DATA NOT AVAILABLE | DATA NOT AVAILABLE | DATA NOT AVAILABLE | DATA NOT AVAILABLE | CONNECTED | 0.3135 | 0.3135 | 0.33 | 0 | 0 | DATA NOT AVAILABLE | DATA NOT AVAILABLE | DATA NOT AVAILABLE | DATA NOT AVAILABLE | DATA NOT AVAILABLE | DATA NOT AVAILABLE | DATA NOT AVAILABLE | DATA NOT AVAILABLE | DATA NOT AVAILABLE | DATA NOT AVAILABLE | DATA NOT AVAILABLE | DATA NOT AVAILABLE | DATA NOT AVAILABLE | DATA NOT AVAILABLE | 2023-08-10
1700052813235 | DATA NOT AVAILABLE | CNW TURBINE LTD | CRAIGWILLIE FARM | WINDFARM EXPORT | DATA NOT AVAILABLE | HUNTLY | ABERDEENSHIRE | AB54 4QT | SCOTLAND | 351551 | 839869 | KEITH | DATA NOT APPLICABLE | KEITH GRID | 33 | SCOTTISH HYDRO ELECTRIC POWER DISTRIBUTION PLC | WIND | ONSHORE WIND TURBINES | DATA NOT AVAILABLE | DATA NOT AVAILABLE | DATA NOT AVAILABLE | 0.053 | DATA NOT AVAILABLE | DATA NOT AVAILABLE | DATA NOT AVAILABLE | DATA NOT AVAILABLE | DATA NOT AVAILABLE | DATA NOT AVAILABLE | DATA NOT AVAILABLE | DATA NOT AVAILABLE | DATA NOT AVAILABLE | DATA NOT AVAILABLE | DATA NOT AVAILABLE | DATA NOT AVAILABLE | DATA NOT AVAILABLE | CONNECTED | 0.05035 | 0.05035 | 0.053 | 0 | 0 | 2014-10-31 | DATA NOT AVAILABLE | DATA NOT AVAILABLE | DATA NOT AVAILABLE | DATA NOT AVAILABLE | DATA NOT AVAILABLE | DATA NOT AVAILABLE | DATA NOT AVAILABLE | DATA NOT AVAILABLE | DATA NOT AVAILABLE | DATA NOT AVAILABLE | DATA NOT AVAILABLE | DATA NOT AVAILABLE | DATA NOT AVAILABLE | 2023-08-10
1700052813467 | DATA NOT AVAILABLE | DATA NOT AVAILABLE | DATA NOT AVAILABLE | DATA NOT AVAILABLE | DATA NOT AVAILABLE | DATA NOT AVAILABLE | DATA NOT AVAILABLE | DATA NOT AVAILABLE | SCOTLAND | DATA NOT AVAILABLE | DATA NOT AVAILABLE | DATA NOT AVAILABLE | DATA NOT APPLICABLE | DATA NOT AVAILABLE | DATA NOT AVAILABLE | SCOTTISH HYDRO ELECTRIC POWER DISTRIBUTION PLC | DATA NOT AVAILABLE | DATA NOT AVAILABLE | DATA NOT AVAILABLE | DATA NOT AVAILABLE | DATA NOT AVAILABLE | DATA NOT AVAILABLE | DATA NOT AVAILABLE | DATA NOT AVAILABLE | DATA NOT AVAILABLE | DATA NOT AVAILABLE | DATA NOT AVAILABLE | DATA NOT AVAILABLE | DATA NOT AVAILABLE | DATA NOT AVAILABLE | DATA NOT AVAILABLE | DATA NOT AVAILABLE | DATA NOT AVAILABLE | DATA NOT AVAILABLE | DATA NOT AVAILABLE | CONNECTED | 0.0855 | 0.0855 | 0.09 | DATA NOT AVAILABLE | DATA NOT AVAILABLE | DATA NOT AVAILABLE | DATA NOT AVAILABLE | DATA NOT AVAILABLE | DATA NOT AVAILABLE | DATA NOT AVAILABLE | DATA NOT AVAILABLE | DATA NOT AVAILABLE | DATA NOT AVAILABLE | DATA NOT AVAILABLE | DATA NOT AVAILABLE | DATA NOT AVAILABLE | DATA NOT AVAILABLE | DATA NOT AVAILABLE | DATA NOT AVAILABLE | 2023-08-10
1700052819431 | DATA NOT AVAILABLE | NFPA 2023/2024 | CLAYFORDS WIND GENERATING STN | DATA NOT AVAILABLE | DATA NOT AVAILABLE | FRASERBURGH | ABERDEENSHIRE | AB43 6RT | SCOTLAND | 396837 | 856213 | STRICHEN | DATA NOT APPLICABLE | STRICHEN | 11 | SCOTTISH HYDRO ELECTRIC POWER DISTRIBUTION PLC | WIND | ONSHORE WIND TURBINES | DATA NOT AVAILABLE | DATA NOT AVAILABLE | DATA NOT AVAILABLE | 0.8 | DATA NOT AVAILABLE | DATA NOT AVAILABLE | DATA NOT AVAILABLE | DATA NOT AVAILABLE | DATA NOT AVAILABLE | DATA NOT AVAILABLE | DATA NOT AVAILABLE | DATA NOT AVAILABLE | DATA NOT AVAILABLE | DATA NOT AVAILABLE | DATA NOT AVAILABLE | DATA NOT AVAILABLE | DATA NOT AVAILABLE | CONNECTED | 0.76 | 0.76 | 0.8 | 0 | 0 | 2015-04-14 | DATA NOT AVAILABLE | DATA NOT AVAILABLE | DATA NOT AVAILABLE | DATA NOT AVAILABLE | DATA NOT AVAILABLE | DATA NOT AVAILABLE | DATA NOT AVAILABLE | DATA NOT AVAILABLE | DATA NOT AVAILABLE | DATA NOT AVAILABLE | DATA NOT AVAILABLE | DATA NOT AVAILABLE | DATA NOT AVAILABLE | 2023-08-10
1700052821741 | DATA NOT AVAILABLE | DATA NOT AVAILABLE | DATA NOT AVAILABLE | DATA NOT AVAILABLE | DATA NOT AVAILABLE | DATA NOT AVAILABLE | DATA NOT AVAILABLE | DATA NOT AVAILABLE | SCOTLAND | DATA NOT AVAILABLE | DATA NOT AVAILABLE | DATA NOT AVAILABLE | DATA NOT APPLICABLE | DATA NOT AVAILABLE | DATA NOT AVAILABLE | SCOTTISH HYDRO ELECTRIC POWER DISTRIBUTION PLC | DATA NOT AVAILABLE | DATA NOT AVAILABLE | DATA NOT AVAILABLE | DATA NOT AVAILABLE | DATA NOT AVAILABLE | DATA NOT AVAILABLE | DATA NOT AVAILABLE | DATA NOT AVAILABLE | DATA NOT AVAILABLE | DATA NOT AVAILABLE | DATA NOT AVAILABLE | DATA NOT AVAILABLE | DATA NOT AVAILABLE | DATA NOT AVAILABLE | DATA NOT AVAILABLE | DATA NOT AVAILABLE | DATA NOT AVAILABLE | DATA NOT AVAILABLE | DATA NOT AVAILABLE | CONNECTED | 0.1045 | 0.1045 | 0.11 | DATA NOT AVAILABLE | DATA NOT AVAILABLE | DATA NOT AVAILABLE | DATA NOT AVAILABLE | DATA NOT AVAILABLE | DATA NOT AVAILABLE | DATA NOT AVAILABLE | DATA NOT AVAILABLE | DATA NOT AVAILABLE | DATA NOT AVAILABLE | DATA NOT AVAILABLE | DATA NOT AVAILABLE | DATA NOT AVAILABLE | DATA NOT AVAILABLE | DATA NOT AVAILABLE | DATA NOT AVAILABLE | 2023-08-10
1700052822382 | DATA NOT AVAILABLE | GREENPOWER (FORDOUN) LTD | FORDOUN SAWMILL | PALLET LOGISTICS LIMITED | DATA NOT AVAILABLE | LAURENCEKIRK | ABERDIEENSHIRE | AB30 1JR | SCOTLAND | 375395 | 777802 | FIDDES | DATA NOT APPLICABLE | LAURENCEKIRK | 11 | SCOTTISH HYDRO ELECTRIC POWER DISTRIBUTION PLC | WIND | ONSHORE WIND TURBINES | DATA NOT AVAILABLE | DATA NOT AVAILABLE | DATA NOT AVAILABLE | 0.9 | DATA NOT AVAILABLE | DATA NOT AVAILABLE | DATA NOT AVAILABLE | DATA NOT AVAILABLE | DATA NOT AVAILABLE | DATA NOT AVAILABLE | DATA NOT AVAILABLE | DATA NOT AVAILABLE | DATA NOT AVAILABLE | DATA NOT AVAILABLE | DATA NOT AVAILABLE | DATA NOT AVAILABLE | DATA NOT AVAILABLE | CONNECTED | 0.855 | 0.855 | 0.9 | 0 | 0 | 2014-12-13 | DATA NOT AVAILABLE | DATA NOT AVAILABLE | DATA NOT AVAILABLE | DATA NOT AVAILABLE | DATA NOT AVAILABLE | DATA NOT AVAILABLE | DATA NOT AVAILABLE | DATA NOT AVAILABLE | DATA NOT AVAILABLE | DATA NOT AVAILABLE | DATA NOT AVAILABLE | DATA NOT AVAILABLE | DATA NOT AVAILABLE | 2023-08-10
1700052826182 | DATA NOT AVAILABLE | D W ARGO LIMITED | PURLIEKNOWE WIND GENERATION | DATA NOT AVAILABLE | DATA NOT AVAILABLE | STONEHAVEN | ABERDEENSHIRE | DD10 0TQ | SCOTLAND | 385337 | 777195 | FIDDES | DATA NOT APPLICABLE | STONEHAVEN | 11 | SCOTTISH HYDRO ELECTRIC POWER DISTRIBUTION PLC | WIND | ONSHORE WIND TURBINES | DATA NOT AVAILABLE | DATA NOT AVAILABLE | DATA NOT AVAILABLE | 0.5 | DATA NOT AVAILABLE | DATA NOT AVAILABLE | DATA NOT AVAILABLE | DATA NOT AVAILABLE | DATA NOT AVAILABLE | DATA NOT AVAILABLE | DATA NOT AVAILABLE | DATA NOT AVAILABLE | DATA NOT AVAILABLE | DATA NOT AVAILABLE | DATA NOT AVAILABLE | DATA NOT AVAILABLE | DATA NOT AVAILABLE | CONNECTED | 0.475 | 0.475 | 0.5 | 0 | 0 | 2015-09-21 | DATA NOT AVAILABLE | DATA NOT AVAILABLE | DATA NOT AVAILABLE | DATA NOT AVAILABLE | DATA NOT AVAILABLE | DATA NOT AVAILABLE | DATA NOT AVAILABLE | DATA NOT AVAILABLE | DATA NOT AVAILABLE | DATA NOT AVAILABLE | DATA NOT AVAILABLE | DATA NOT AVAILABLE | DATA NOT AVAILABLE | 2023-08-10
1700052826207 | DATA NOT AVAILABLE | AISLING RENEWABLES LTD | DATA NOT AVAILABLE | CRAIGLAW WIND GENERATING STN | RUMBLING BRIDGE | KINROSS | PERTHSHIRE AND KINROSS | KY13 0QQ | SCOTLAND | 303076 | 698472 | ABERNETHY | DATA NOT APPLICABLE | MILNATHORT | 11 | SCOTTISH HYDRO ELECTRIC POWER DISTRIBUTION PLC | WIND | ONSHORE WIND TURBINES | DATA NOT AVAILABLE | DATA NOT AVAILABLE | DATA NOT AVAILABLE | 0.18 | DATA NOT AVAILABLE | DATA NOT AVAILABLE | DATA NOT AVAILABLE | DATA NOT AVAILABLE | DATA NOT AVAILABLE | DATA NOT AVAILABLE | DATA NOT AVAILABLE | DATA NOT AVAILABLE | DATA NOT AVAILABLE | DATA NOT AVAILABLE | DATA NOT AVAILABLE | DATA NOT AVAILABLE | DATA NOT AVAILABLE | CONNECTED | 0.171 | 0.171 | 0.18 | 0 | 0 | 2014-12-09 | DATA NOT AVAILABLE | DATA NOT AVAILABLE | DATA NOT AVAILABLE | DATA NOT AVAILABLE | DATA NOT AVAILABLE | DATA NOT AVAILABLE | DATA NOT AVAILABLE | DATA NOT AVAILABLE | DATA NOT AVAILABLE | DATA NOT AVAILABLE | DATA NOT AVAILABLE | DATA NOT AVAILABLE | DATA NOT AVAILABLE | 2023-08-10
1700052826420 | DATA NOT AVAILABLE | DATA NOT AVAILABLE | DATA NOT AVAILABLE | DATA NOT AVAILABLE | DATA NOT AVAILABLE | DATA NOT AVAILABLE | DATA NOT AVAILABLE | DATA NOT AVAILABLE | SCOTLAND | DATA NOT AVAILABLE | DATA NOT AVAILABLE | DATA NOT AVAILABLE | DATA NOT APPLICABLE | DATA NOT AVAILABLE | DATA NOT AVAILABLE | SCOTTISH HYDRO ELECTRIC POWER DISTRIBUTION PLC | DATA NOT AVAILABLE | DATA NOT AVAILABLE | DATA NOT AVAILABLE | DATA NOT AVAILABLE | DATA NOT AVAILABLE | DATA NOT AVAILABLE | DATA NOT AVAILABLE | DATA NOT AVAILABLE | DATA NOT AVAILABLE | DATA NOT AVAILABLE | DATA NOT AVAILABLE | DATA NOT AVAILABLE | DATA NOT AVAILABLE | DATA NOT AVAILABLE | DATA NOT AVAILABLE | DATA NOT AVAILABLE | DATA NOT AVAILABLE | DATA NOT AVAILABLE | DATA NOT AVAILABLE | CONNECTED | 0.0684 | 0.0684 | 0.072 | DATA NOT AVAILABLE | DATA NOT AVAILABLE | DATA NOT AVAILABLE | DATA NOT AVAILABLE | DATA NOT AVAILABLE | DATA NOT AVAILABLE | DATA NOT AVAILABLE | DATA NOT AVAILABLE | DATA NOT AVAILABLE | DATA NOT AVAILABLE | DATA NOT AVAILABLE | DATA NOT AVAILABLE | DATA NOT AVAILABLE | DATA NOT AVAILABLE | DATA NOT AVAILABLE | DATA NOT AVAILABLE | 2023-08-10
1700052826448 | DATA NOT AVAILABLE | SOMERBY ENERGY LIMITED | WIND GENERATING STATION | SOMERBY FARM | LOCHUSSIE | DINGWALL | HIGHLAND | IV7 8HH | SCOTLAND | 251965 | 857389 | BEAULY | DATA NOT APPLICABLE | BEAULY GRID | 33 | SCOTTISH HYDRO ELECTRIC POWER DISTRIBUTION PLC | WIND | ONSHORE WIND TURBINES | DATA NOT AVAILABLE | DATA NOT AVAILABLE | DATA NOT AVAILABLE | 0.4 | DATA NOT AVAILABLE | DATA NOT AVAILABLE | DATA NOT AVAILABLE | DATA NOT AVAILABLE | DATA NOT AVAILABLE | DATA NOT AVAILABLE | DATA NOT AVAILABLE | DATA NOT AVAILABLE | DATA NOT AVAILABLE | DATA NOT AVAILABLE | DATA NOT AVAILABLE | DATA NOT AVAILABLE | DATA NOT AVAILABLE | CONNECTED | 0.38 | 0.38 | 0.4 | 0 | 0 | 2014-12-23 | DATA NOT AVAILABLE | DATA NOT AVAILABLE | DATA NOT AVAILABLE | DATA NOT AVAILABLE | DATA NOT AVAILABLE | DATA NOT AVAILABLE | DATA NOT AVAILABLE | DATA NOT AVAILABLE | DATA NOT AVAILABLE | DATA NOT AVAILABLE | DATA NOT AVAILABLE | DATA NOT AVAILABLE | DATA NOT AVAILABLE | 2023-08-10
1700052829290 | DATA NOT AVAILABLE | ORMSARY FARMERS | DRUIMDRISHAIG HYDRO | DATA NOT AVAILABLE | ORMSARY ESTATE | LOCHGILPHEAD | ARGYLL AND BUTE | PA31 8PE | SCOTLAND | 173493 | 671834 | PORT ANN | DATA NOT APPLICABLE | TARBERT LOCH FYNE | 11 | SCOTTISH HYDRO ELECTRIC POWER DISTRIBUTION PLC | HYDRO (TO BE CONFIRMED) | HYDRO POWER SYSTEM | DATA NOT AVAILABLE | DATA NOT AVAILABLE | DATA NOT AVAILABLE | 0.45 | DATA NOT AVAILABLE | DATA NOT AVAILABLE | DATA NOT AVAILABLE | DATA NOT AVAILABLE | DATA NOT AVAILABLE | DATA NOT AVAILABLE | DATA NOT AVAILABLE | DATA NOT AVAILABLE | DATA NOT AVAILABLE | DATA NOT AVAILABLE | DATA NOT AVAILABLE | DATA NOT AVAILABLE | DATA NOT AVAILABLE | CONNECTED | 0.4275 | 0.4275 | 0.45 | 0 | 0 | 2015-03-25 | DATA NOT AVAILABLE | DATA NOT AVAILABLE | DATA NOT AVAILABLE | DATA NOT AVAILABLE | DATA NOT AVAILABLE | DATA NOT AVAILABLE | DATA NOT AVAILABLE | DATA NOT AVAILABLE | DATA NOT AVAILABLE | DATA NOT AVAILABLE | DATA NOT AVAILABLE | DATA NOT AVAILABLE | DATA NOT AVAILABLE | 2023-08-10
1700052831536 | DATA NOT AVAILABLE | DATA NOT AVAILABLE | DATA NOT AVAILABLE | DATA NOT AVAILABLE | DATA NOT AVAILABLE | DATA NOT AVAILABLE | DATA NOT AVAILABLE | DATA NOT AVAILABLE | SCOTLAND | DATA NOT AVAILABLE | DATA NOT AVAILABLE | DATA NOT AVAILABLE | DATA NOT APPLICABLE | DATA NOT AVAILABLE | DATA NOT AVAILABLE | SCOTTISH HYDRO ELECTRIC POWER DISTRIBUTION PLC | DATA NOT AVAILABLE | DATA NOT AVAILABLE | DATA NOT AVAILABLE | DATA NOT AVAILABLE | DATA NOT AVAILABLE | DATA NOT AVAILABLE | DATA NOT AVAILABLE | DATA NOT AVAILABLE | DATA NOT AVAILABLE | DATA NOT AVAILABLE | DATA NOT AVAILABLE | DATA NOT AVAILABLE | DATA NOT AVAILABLE | DATA NOT AVAILABLE | DATA NOT AVAILABLE | DATA NOT AVAILABLE | DATA NOT AVAILABLE | DATA NOT AVAILABLE | DATA NOT AVAILABLE | CONNECTED | 0.18525 | 0.18525 | 0.195 | DATA NOT AVAILABLE | DATA NOT AVAILABLE | DATA NOT AVAILABLE | DATA NOT AVAILABLE | DATA NOT AVAILABLE | DATA NOT AVAILABLE | DATA NOT AVAILABLE | DATA NOT AVAILABLE | DATA NOT AVAILABLE | DATA NOT AVAILABLE | DATA NOT AVAILABLE | DATA NOT AVAILABLE | DATA NOT AVAILABLE | DATA NOT AVAILABLE | DATA NOT AVAILABLE | DATA NOT AVAILABLE | 2023-08-10
1700052834341 | DATA NOT AVAILABLE | GAIRLOCH AND CONON GENERAL PARTNERSHIP | GENERATING STATION | FLOWERDALE HYDRO | GAIRLOCH ESTATE | GAIRLOCH | ROSS-SHIRE | IV21 2AJ | SCOTLAND | 181501 | 875314 | GRUDIE BRIDGE | DATA NOT APPLICABLE | KERRY FALLS | 11 | SCOTTISH HYDRO ELECTRIC POWER DISTRIBUTION PLC | HYDRO (TO BE CONFIRMED) | HYDRO POWER SYSTEM | DATA NOT AVAILABLE | DATA NOT AVAILABLE | DATA NOT AVAILABLE | 0.25 | DATA NOT AVAILABLE | DATA NOT AVAILABLE | DATA NOT AVAILABLE | DATA NOT AVAILABLE | DATA NOT AVAILABLE | DATA NOT AVAILABLE | DATA NOT AVAILABLE | DATA NOT AVAILABLE | DATA NOT AVAILABLE | DATA NOT AVAILABLE | DATA NOT AVAILABLE | DATA NOT AVAILABLE | DATA NOT AVAILABLE | CONNECTED | 0.2375 | 0.2375 | 0.25 | 0.00475 | 0.005 | 2015-02-04 | DATA NOT AVAILABLE | DATA NOT AVAILABLE | DATA NOT AVAILABLE | DATA NOT AVAILABLE | DATA NOT AVAILABLE | DATA NOT AVAILABLE | DATA NOT AVAILABLE | DATA NOT AVAILABLE | DATA NOT AVAILABLE | DATA NOT AVAILABLE | DATA NOT AVAILABLE | DATA NOT AVAILABLE | DATA NOT AVAILABLE | 2023-08-10
1700052835257 | DATA NOT AVAILABLE | BRACO RENEWABLES LLP | BRACO PARK | DATA NOT AVAILABLE | DATA NOT AVAILABLE | FRASERBURGH | ABERDEENSHIRE | DATA NOT AVAILABLE | SCOTLAND | 397436 | 863101 | FRASERBURGH | DATA NOT APPLICABLE | FRASERBURGH | 11 | SCOTTISH HYDRO ELECTRIC POWER DISTRIBUTION PLC | WIND | ONSHORE WIND TURBINES | DATA NOT AVAILABLE | DATA NOT AVAILABLE | DATA NOT AVAILABLE | 0.9 | DATA NOT AVAILABLE | DATA NOT AVAILABLE | DATA NOT AVAILABLE | DATA NOT AVAILABLE | DATA NOT AVAILABLE | DATA NOT AVAILABLE | DATA NOT AVAILABLE | DATA NOT AVAILABLE | DATA NOT AVAILABLE | DATA NOT AVAILABLE | DATA NOT AVAILABLE | DATA NOT AVAILABLE | DATA NOT AVAILABLE | CONNECTED | 0.855 | 0.855 | 0.9 | 0.0095 | 0.01 | 2015-08-31 | DATA NOT AVAILABLE | DATA NOT AVAILABLE | DATA NOT AVAILABLE | DATA NOT AVAILABLE | DATA NOT AVAILABLE | DATA NOT AVAILABLE | DATA NOT AVAILABLE | DATA NOT AVAILABLE | DATA NOT AVAILABLE | DATA NOT AVAILABLE | DATA NOT AVAILABLE | DATA NOT AVAILABLE | DATA NOT AVAILABLE | 2023-08-10
1700052835967 | DATA NOT AVAILABLE | NFPA 2023/2024 | AUCHTYGILLS WIND | DATA NOT AVAILABLE | DATA NOT AVAILABLE | FRASERBURGH | ABERDEENSHIRE | AB43 6RT | SCOTLAND | 396837 | 856213 | STRICHEN | DATA NOT APPLICABLE | STRICHEN GRID | 33 | SCOTTISH HYDRO ELECTRIC POWER DISTRIBUTION PLC | WIND | ONSHORE WIND TURBINES | DATA NOT AVAILABLE | DATA NOT AVAILABLE | DATA NOT AVAILABLE | 0.8 | DATA NOT AVAILABLE | DATA NOT AVAILABLE | DATA NOT AVAILABLE | DATA NOT AVAILABLE | DATA NOT AVAILABLE | DATA NOT AVAILABLE | DATA NOT AVAILABLE | DATA NOT AVAILABLE | DATA NOT AVAILABLE | DATA NOT AVAILABLE | DATA NOT AVAILABLE | DATA NOT AVAILABLE | DATA NOT AVAILABLE | CONNECTED | 0.76 | 0.76 | 0.8 | 0 | 0 | 2015-04-02 | DATA NOT AVAILABLE | DATA NOT AVAILABLE | DATA NOT AVAILABLE | DATA NOT AVAILABLE | DATA NOT AVAILABLE | DATA NOT AVAILABLE | DATA NOT AVAILABLE | DATA NOT AVAILABLE | DATA NOT AVAILABLE | DATA NOT AVAILABLE | DATA NOT AVAILABLE | DATA NOT AVAILABLE | DATA NOT AVAILABLE | 2023-08-10
1700052841126 | DATA NOT AVAILABLE | REDSTART RENEWABLES LIMITED | HYDRO GENERATING STATION | KAMES RIVER | ARDCHONNELL | DALMALLY | ARGYLL AND BUTE | PA21 2AD | SCOTLAND | 197304 | 671228 | TAYNUILT | DATA NOT APPLICABLE | TAYNUILT GRID | 33 | SCOTTISH HYDRO ELECTRIC POWER DISTRIBUTION PLC | HYDRO (TO BE CONFIRMED) | HYDRO POWER SYSTEM | DATA NOT AVAILABLE | DATA NOT AVAILABLE | DATA NOT AVAILABLE | 0.9 | DATA NOT AVAILABLE | DATA NOT AVAILABLE | DATA NOT AVAILABLE | DATA NOT AVAILABLE | DATA NOT AVAILABLE | DATA NOT AVAILABLE | DATA NOT AVAILABLE | DATA NOT AVAILABLE | DATA NOT AVAILABLE | DATA NOT AVAILABLE | DATA NOT AVAILABLE | DATA NOT AVAILABLE | DATA NOT AVAILABLE | CONNECTED | 0.855 | 0.855 | 0.9 | 0 | 0 | 2015-03-25 | DATA NOT AVAILABLE | DATA NOT AVAILABLE | DATA NOT AVAILABLE | DATA NOT AVAILABLE | DATA NOT AVAILABLE | DATA NOT AVAILABLE | DATA NOT AVAILABLE | DATA NOT AVAILABLE | DATA NOT AVAILABLE | DATA NOT AVAILABLE | DATA NOT AVAILABLE | DATA NOT AVAILABLE | DATA NOT AVAILABLE | 2023-08-10
1700052841302 | DATA NOT AVAILABLE | TEUCHAN WIND LIMITED | BRACO FARM | BRACO WINDFARM | DATA NOT AVAILABLE | PETERHEAD | ABERDEENSHIRE | AB42 0SL | SCOTLAND | 406306 | 837576 | STRICHEN | DATA NOT APPLICABLE | HATTON | 11 | SCOTTISH HYDRO ELECTRIC POWER DISTRIBUTION PLC | WIND | ONSHORE WIND TURBINES | DATA NOT AVAILABLE | DATA NOT AVAILABLE | DATA NOT AVAILABLE | 0.45 | DATA NOT AVAILABLE | DATA NOT AVAILABLE | DATA NOT AVAILABLE | DATA NOT AVAILABLE | DATA NOT AVAILABLE | DATA NOT AVAILABLE | DATA NOT AVAILABLE | DATA NOT AVAILABLE | DATA NOT AVAILABLE | DATA NOT AVAILABLE | DATA NOT AVAILABLE | DATA NOT AVAILABLE | DATA NOT AVAILABLE | CONNECTED | 0.4275 | 0.4275 | 0.45 | 0 | 0 | 2015-02-27 | DATA NOT AVAILABLE | DATA NOT AVAILABLE | DATA NOT AVAILABLE | DATA NOT AVAILABLE | DATA NOT AVAILABLE | DATA NOT AVAILABLE | DATA NOT AVAILABLE | DATA NOT AVAILABLE | DATA NOT AVAILABLE | DATA NOT AVAILABLE | DATA NOT AVAILABLE | DATA NOT AVAILABLE | DATA NOT AVAILABLE | 2023-08-10
1700052844270 | DATA NOT AVAILABLE | REDACTED | REDACTED | REDACTED | REDACTED | REDACTED | REDACTED | AB43 8 | SCOTLAND | REDACTED | REDACTED | STRICHEN | DATA NOT APPLICABLE | STRICHEN | 11 | SCOTTISH HYDRO ELECTRIC POWER DISTRIBUTION PLC | WIND | ONSHORE WIND TURBINES | DATA NOT AVAILABLE | DATA NOT AVAILABLE | DATA NOT AVAILABLE | 0.9 | DATA NOT AVAILABLE | DATA NOT AVAILABLE | DATA NOT AVAILABLE | DATA NOT AVAILABLE | DATA NOT AVAILABLE | DATA NOT AVAILABLE | DATA NOT AVAILABLE | DATA NOT AVAILABLE | DATA NOT AVAILABLE | DATA NOT AVAILABLE | DATA NOT AVAILABLE | DATA NOT AVAILABLE | DATA NOT AVAILABLE | CONNECTED | 0.855 | 0.855 | 0.9 | 0.0095 | 0.01 | DATA NOT AVAILABLE | DATA NOT AVAILABLE | DATA NOT AVAILABLE | DATA NOT AVAILABLE | DATA NOT AVAILABLE | DATA NOT AVAILABLE | DATA NOT AVAILABLE | DATA NOT AVAILABLE | DATA NOT AVAILABLE | DATA NOT AVAILABLE | DATA NOT AVAILABLE | DATA NOT AVAILABLE | DATA NOT AVAILABLE | DATA NOT AVAILABLE | 2023-08-10
1700052846782 | DATA NOT AVAILABLE | ALPHA REAL - ELM 2023 - EXPORT | OLDWHAT MAINS WINDFARM | DATA NOT AVAILABLE | OLDWHAT MAINS | TURRIFF | ABERDEENSHIRE | AB53 6XA | SCOTLAND | 385679 | 851647 | STRICHEN | DATA NOT APPLICABLE | STRICHEN GRID | 33 | SCOTTISH HYDRO ELECTRIC POWER DISTRIBUTION PLC | WIND | ONSHORE WIND TURBINES | DATA NOT AVAILABLE | DATA NOT AVAILABLE | DATA NOT AVAILABLE | 0.8 | DATA NOT AVAILABLE | DATA NOT AVAILABLE | DATA NOT AVAILABLE | DATA NOT AVAILABLE | DATA NOT AVAILABLE | DATA NOT AVAILABLE | DATA NOT AVAILABLE | DATA NOT AVAILABLE | DATA NOT AVAILABLE | DATA NOT AVAILABLE | DATA NOT AVAILABLE | DATA NOT AVAILABLE | DATA NOT AVAILABLE | CONNECTED | 0.475 | 0.475 | 0.5 | 0 | 0 | 2015-06-30 | DATA NOT AVAILABLE | DATA NOT AVAILABLE | DATA NOT AVAILABLE | DATA NOT AVAILABLE | DATA NOT AVAILABLE | DATA NOT AVAILABLE | DATA NOT AVAILABLE | DATA NOT AVAILABLE | DATA NOT AVAILABLE | DATA NOT AVAILABLE | DATA NOT AVAILABLE | DATA NOT AVAILABLE | DATA NOT AVAILABLE | 2023-08-10
1700052848984 | DATA NOT AVAILABLE | CWE DS LIMITED | FERNIEBRAE WIND GENERATING STN | DATA NOT AVAILABLE | DATA NOT AVAILABLE | STONEHAVEN | ABERDEENSHIRE | AB39 2XU | SCOTLAND | 383038 | 780405 | FIDDES | DATA NOT APPLICABLE | STONEHAVEN | 11 | SCOTTISH HYDRO ELECTRIC POWER DISTRIBUTION PLC | WIND | ONSHORE WIND TURBINES | DATA NOT AVAILABLE | DATA NOT AVAILABLE | DATA NOT AVAILABLE | 0.3 | DATA NOT AVAILABLE | DATA NOT AVAILABLE | DATA NOT AVAILABLE | DATA NOT AVAILABLE | DATA NOT AVAILABLE | DATA NOT AVAILABLE | DATA NOT AVAILABLE | DATA NOT AVAILABLE | DATA NOT AVAILABLE | DATA NOT AVAILABLE | DATA NOT AVAILABLE | DATA NOT AVAILABLE | DATA NOT AVAILABLE | CONNECTED | 0.285 | 0.285 | 0.3 | 0 | 0 | 2015-04-28 | DATA NOT AVAILABLE | DATA NOT AVAILABLE | DATA NOT AVAILABLE | DATA NOT AVAILABLE | DATA NOT AVAILABLE | DATA NOT AVAILABLE | DATA NOT AVAILABLE | DATA NOT AVAILABLE | DATA NOT AVAILABLE | DATA NOT AVAILABLE | DATA NOT AVAILABLE | DATA NOT AVAILABLE | DATA NOT AVAILABLE | 2023-08-10
1700052849603 | DATA NOT AVAILABLE | M 4 ENERGY LIMITED | HILLHEAD OF ASCURRY WIND | DATA NOT AVAILABLE | DATA NOT AVAILABLE | FORFAR | ANGUS | DD8 2QR | SCOTLAND | 353084 | 746919 | ARBROATH | DATA NOT APPLICABLE | REDFORD | 11 | SCOTTISH HYDRO ELECTRIC POWER DISTRIBUTION PLC | WIND | ONSHORE WIND TURBINES | DATA NOT AVAILABLE | DATA NOT AVAILABLE | DATA NOT AVAILABLE | 0.5 | DATA NOT AVAILABLE | DATA NOT AVAILABLE | DATA NOT AVAILABLE | DATA NOT AVAILABLE | DATA NOT AVAILABLE | DATA NOT AVAILABLE | DATA NOT AVAILABLE | DATA NOT AVAILABLE | DATA NOT AVAILABLE | DATA NOT AVAILABLE | DATA NOT AVAILABLE | DATA NOT AVAILABLE | DATA NOT AVAILABLE | CONNECTED | 0.475 | 0.475 | 0.5 | 0 | 0 | 2015-06-24 | DATA NOT AVAILABLE | DATA NOT AVAILABLE | DATA NOT AVAILABLE | DATA NOT AVAILABLE | DATA NOT AVAILABLE | DATA NOT AVAILABLE | DATA NOT AVAILABLE | DATA NOT AVAILABLE | DATA NOT AVAILABLE | DATA NOT AVAILABLE | DATA NOT AVAILABLE | DATA NOT AVAILABLE | DATA NOT AVAILABLE | 2023-08-10
1700052850487 | DATA NOT AVAILABLE | ACP (SCOT WIND) LTD | SOUTH NITTANSHEAD FARM | DATA NOT AVAILABLE | DATA NOT AVAILABLE | FRASERBURGH | ABERDEENSHIRE | AB43 6PJ | SCOTLAND | 386756 | 854663 | STRICHEN | DATA NOT APPLICABLE | STRICHEN GRID | 33 | SCOTTISH HYDRO ELECTRIC POWER DISTRIBUTION PLC | WIND | ONSHORE WIND TURBINES | DATA NOT AVAILABLE | DATA NOT AVAILABLE | DATA NOT AVAILABLE | 0.45 | DATA NOT AVAILABLE | DATA NOT AVAILABLE | DATA NOT AVAILABLE | DATA NOT AVAILABLE | DATA NOT AVAILABLE | DATA NOT AVAILABLE | DATA NOT AVAILABLE | DATA NOT AVAILABLE | DATA NOT AVAILABLE | DATA NOT AVAILABLE | DATA NOT AVAILABLE | DATA NOT AVAILABLE | DATA NOT AVAILABLE | CONNECTED | 0.4275 | 0.4275 | 0.45 | 0.0095 | 0.01 | 2015-08-26 | DATA NOT AVAILABLE | DATA NOT AVAILABLE | DATA NOT AVAILABLE | DATA NOT AVAILABLE | DATA NOT AVAILABLE | DATA NOT AVAILABLE | DATA NOT AVAILABLE | DATA NOT AVAILABLE | DATA NOT AVAILABLE | DATA NOT AVAILABLE | DATA NOT AVAILABLE | DATA NOT AVAILABLE | DATA NOT AVAILABLE | 2023-08-10
1700052850645 | DATA NOT AVAILABLE | SUNART COMMUNITY RENEWABLES LTD. | HYDRO GENERATING STATION | ALLT NAN CAILLEACH | DATA NOT AVAILABLE | ACHARACLE | HIGHLAND | PH36 4HZ | SCOTLAND | 181599 | 761357 | FORT WILLIAM | DATA NOT APPLICABLE | STRONTIAN | 11 | SCOTTISH HYDRO ELECTRIC POWER DISTRIBUTION PLC | HYDRO (TO BE CONFIRMED) | HYDRO POWER SYSTEM | DATA NOT AVAILABLE | DATA NOT AVAILABLE | DATA NOT AVAILABLE | 0.1 | DATA NOT AVAILABLE | DATA NOT AVAILABLE | DATA NOT AVAILABLE | DATA NOT AVAILABLE | DATA NOT AVAILABLE | DATA NOT AVAILABLE | DATA NOT AVAILABLE | DATA NOT AVAILABLE | DATA NOT AVAILABLE | DATA NOT AVAILABLE | DATA NOT AVAILABLE | DATA NOT AVAILABLE | DATA NOT AVAILABLE | CONNECTED | 0.095 | 0.095 | 0.1 | 0 | 0 | 2015-09-24 | DATA NOT AVAILABLE | DATA NOT AVAILABLE | DATA NOT AVAILABLE | DATA NOT AVAILABLE | DATA NOT AVAILABLE | DATA NOT AVAILABLE | DATA NOT AVAILABLE | DATA NOT AVAILABLE | DATA NOT AVAILABLE | DATA NOT AVAILABLE | DATA NOT AVAILABLE | DATA NOT AVAILABLE | DATA NOT AVAILABLE | 2023-08-10
1700052850681 | DATA NOT AVAILABLE | DATA NOT AVAILABLE | DATA NOT AVAILABLE | DATA NOT AVAILABLE | DATA NOT AVAILABLE | DATA NOT AVAILABLE | DATA NOT AVAILABLE | DATA NOT AVAILABLE | SCOTLAND | DATA NOT AVAILABLE | DATA NOT AVAILABLE | DATA NOT AVAILABLE | DATA NOT APPLICABLE | DATA NOT AVAILABLE | DATA NOT AVAILABLE | SCOTTISH HYDRO ELECTRIC POWER DISTRIBUTION PLC | DATA NOT AVAILABLE | DATA NOT AVAILABLE | DATA NOT AVAILABLE | DATA NOT AVAILABLE | DATA NOT AVAILABLE | DATA NOT AVAILABLE | DATA NOT AVAILABLE | DATA NOT AVAILABLE | DATA NOT AVAILABLE | DATA NOT AVAILABLE | DATA NOT AVAILABLE | DATA NOT AVAILABLE | DATA NOT AVAILABLE | DATA NOT AVAILABLE | DATA NOT AVAILABLE | DATA NOT AVAILABLE | DATA NOT AVAILABLE | DATA NOT AVAILABLE | DATA NOT AVAILABLE | CONNECTED | 0.076 | 0.076 | 0.08 | DATA NOT AVAILABLE | DATA NOT AVAILABLE | DATA NOT AVAILABLE | DATA NOT AVAILABLE | DATA NOT AVAILABLE | DATA NOT AVAILABLE | DATA NOT AVAILABLE | DATA NOT AVAILABLE | DATA NOT AVAILABLE | DATA NOT AVAILABLE | DATA NOT AVAILABLE | DATA NOT AVAILABLE | DATA NOT AVAILABLE | DATA NOT AVAILABLE | DATA NOT AVAILABLE | DATA NOT AVAILABLE | 2023-08-10
1700052850840 | DATA NOT AVAILABLE | LOGIE RENEWABLES LIMITED | LOGIE FARM WIND | DATA NOT AVAILABLE | DATA NOT AVAILABLE | STONEHAVEN | ABERDEENSHIRE | DATA NOT AVAILABLE | SCOTLAND | DATA NOT AVAILABLE | DATA NOT AVAILABLE | FIDDES | DATA NOT APPLICABLE | STONEHAVEN | 11 | SCOTTISH HYDRO ELECTRIC POWER DISTRIBUTION PLC | WIND | ONSHORE WIND TURBINES | DATA NOT AVAILABLE | DATA NOT AVAILABLE | DATA NOT AVAILABLE | 0.45 | DATA NOT AVAILABLE | DATA NOT AVAILABLE | DATA NOT AVAILABLE | DATA NOT AVAILABLE | DATA NOT AVAILABLE | DATA NOT AVAILABLE | DATA NOT AVAILABLE | DATA NOT AVAILABLE | DATA NOT AVAILABLE | DATA NOT AVAILABLE | DATA NOT AVAILABLE | DATA NOT AVAILABLE | DATA NOT AVAILABLE | CONNECTED | 0.4275 | 0.4275 | 0.45 | 0 | 0 | 2015-09-23 | DATA NOT AVAILABLE | DATA NOT AVAILABLE | DATA NOT AVAILABLE | DATA NOT AVAILABLE | DATA NOT AVAILABLE | DATA NOT AVAILABLE | DATA NOT AVAILABLE | DATA NOT AVAILABLE | DATA NOT AVAILABLE | DATA NOT AVAILABLE | DATA NOT AVAILABLE | DATA NOT AVAILABLE | DATA NOT AVAILABLE | 2023-08-10
1700052850877 | DATA NOT AVAILABLE | URLAR | BOLFRACKS ESTATE WIND | DATA NOT AVAILABLE | DATA NOT AVAILABLE | ABERFELDY | PERTHSHIRE AND KINROSS | PH15 2EX | SCOTLAND | 283342 | 748421 | TUMMEL BRIDGE | DATA NOT APPLICABLE | COSHIEVILLE | 11 | SCOTTISH HYDRO ELECTRIC POWER DISTRIBUTION PLC | WIND | ONSHORE WIND TURBINES | DATA NOT AVAILABLE | DATA NOT AVAILABLE | DATA NOT AVAILABLE | 0.5 | DATA NOT AVAILABLE | DATA NOT AVAILABLE | DATA NOT AVAILABLE | DATA NOT AVAILABLE | DATA NOT AVAILABLE | DATA NOT AVAILABLE | DATA NOT AVAILABLE | DATA NOT AVAILABLE | DATA NOT AVAILABLE | DATA NOT AVAILABLE | DATA NOT AVAILABLE | DATA NOT AVAILABLE | DATA NOT AVAILABLE | CONNECTED | 0.475 | 0.475 | 0.5 | 0 | 0 | DATA NOT AVAILABLE | DATA NOT AVAILABLE | DATA NOT AVAILABLE | DATA NOT AVAILABLE | DATA NOT AVAILABLE | DATA NOT AVAILABLE | DATA NOT AVAILABLE | DATA NOT AVAILABLE | DATA NOT AVAILABLE | DATA NOT AVAILABLE | DATA NOT AVAILABLE | DATA NOT AVAILABLE | DATA NOT AVAILABLE | DATA NOT AVAILABLE | 2023-08-10
1700052851009 | DATA NOT AVAILABLE | REDACTED | REDACTED | REDACTED | REDACTED | REDACTED | REDACTED | DD10 0 | SCOTLAND | REDACTED | REDACTED | BRIDGE OF DUN | DATA NOT APPLICABLE | ST CYRUS | 11 | SCOTTISH HYDRO ELECTRIC POWER DISTRIBUTION PLC | WIND | ONSHORE WIND TURBINES | DATA NOT AVAILABLE | DATA NOT AVAILABLE | DATA NOT AVAILABLE | 0.5 | DATA NOT AVAILABLE | DATA NOT AVAILABLE | DATA NOT AVAILABLE | DATA NOT AVAILABLE | DATA NOT AVAILABLE | DATA NOT AVAILABLE | DATA NOT AVAILABLE | DATA NOT AVAILABLE | DATA NOT AVAILABLE | DATA NOT AVAILABLE | DATA NOT AVAILABLE | DATA NOT AVAILABLE | DATA NOT AVAILABLE | CONNECTED | 0.475 | 0.475 | 0.5 | 0 | 0 | 2015-06-30 | DATA NOT AVAILABLE | DATA NOT AVAILABLE | DATA NOT AVAILABLE | DATA NOT AVAILABLE | DATA NOT AVAILABLE | DATA NOT AVAILABLE | DATA NOT AVAILABLE | DATA NOT AVAILABLE | DATA NOT AVAILABLE | DATA NOT AVAILABLE | DATA NOT AVAILABLE | DATA NOT AVAILABLE | DATA NOT AVAILABLE | 2023-08-10
1700052851408 | DATA NOT AVAILABLE | TORLOISK HYDRO LTD | DATA NOT AVAILABLE | DATA NOT AVAILABLE | DATA NOT AVAILABLE | ISLE OF MULL | ARGYLL AND BUTE | PA74 6NH | SCOTLAND | 140025 | 745898 | TAYNUILT | DATA NOT APPLICABLE | DERVAIG | 11 | SCOTTISH HYDRO ELECTRIC POWER DISTRIBUTION PLC | HYDRO (TO BE CONFIRMED) | HYDRO POWER SYSTEM | DATA NOT AVAILABLE | DATA NOT AVAILABLE | DATA NOT AVAILABLE | 0.1 | DATA NOT AVAILABLE | DATA NOT AVAILABLE | DATA NOT AVAILABLE | DATA NOT AVAILABLE | DATA NOT AVAILABLE | DATA NOT AVAILABLE | DATA NOT AVAILABLE | DATA NOT AVAILABLE | DATA NOT AVAILABLE | DATA NOT AVAILABLE | DATA NOT AVAILABLE | DATA NOT AVAILABLE | DATA NOT AVAILABLE | CONNECTED | 0.095 | 0.095 | 0.1 | 0.00475 | 0.005 | 2015-03-04 | DATA NOT AVAILABLE | DATA NOT AVAILABLE | DATA NOT AVAILABLE | DATA NOT AVAILABLE | DATA NOT AVAILABLE | DATA NOT AVAILABLE | DATA NOT AVAILABLE | DATA NOT AVAILABLE | DATA NOT AVAILABLE | DATA NOT AVAILABLE | DATA NOT AVAILABLE | DATA NOT AVAILABLE | DATA NOT AVAILABLE | 2023-08-10
1700052851611 | DATA NOT AVAILABLE | REDACTED | REDACTED | REDACTED | REDACTED | REDACTED | REDACTED | PA34 5 | SCOTLAND | REDACTED | REDACTED | FORT WILLIAM | DATA NOT APPLICABLE | FORT WILLIAM GRID | 33 | SCOTTISH HYDRO ELECTRIC POWER DISTRIBUTION PLC | HYDRO (TO BE CONFIRMED) | HYDRO POWER SYSTEM | DATA NOT AVAILABLE | DATA NOT AVAILABLE | DATA NOT AVAILABLE | 0.8 | DATA NOT AVAILABLE | DATA NOT AVAILABLE | DATA NOT AVAILABLE | DATA NOT AVAILABLE | DATA NOT AVAILABLE | DATA NOT AVAILABLE | DATA NOT AVAILABLE | DATA NOT AVAILABLE | DATA NOT AVAILABLE | DATA NOT AVAILABLE | DATA NOT AVAILABLE | DATA NOT AVAILABLE | DATA NOT AVAILABLE | CONNECTED | 0.76 | 0.76 | 0.8 | 0 | 0 | 2015-04-23 | DATA NOT AVAILABLE | DATA NOT AVAILABLE | DATA NOT AVAILABLE | DATA NOT AVAILABLE | DATA NOT AVAILABLE | DATA NOT AVAILABLE | DATA NOT AVAILABLE | DATA NOT AVAILABLE | DATA NOT AVAILABLE | DATA NOT AVAILABLE | DATA NOT AVAILABLE | DATA NOT AVAILABLE | DATA NOT AVAILABLE | 2023-08-10
1700052852030 | DATA NOT AVAILABLE | MIDFEARN HYDRO LLP | EASTER FEARN FARM | EASTER FEARN BURN HYDRO | DATA NOT AVAILABLE | ARDGAY | HIGHLAND | IV24 3DL | SCOTLAND | 263315 | 887573 | SHIN | DATA NOT APPLICABLE | SHIN GRID | 33 | SCOTTISH HYDRO ELECTRIC POWER DISTRIBUTION PLC | HYDRO (TO BE CONFIRMED) | HYDRO POWER SYSTEM | DATA NOT AVAILABLE | DATA NOT AVAILABLE | DATA NOT AVAILABLE | 0.499 | DATA NOT AVAILABLE | DATA NOT AVAILABLE | DATA NOT AVAILABLE | DATA NOT AVAILABLE | DATA NOT AVAILABLE | DATA NOT AVAILABLE | DATA NOT AVAILABLE | DATA NOT AVAILABLE | DATA NOT AVAILABLE | DATA NOT AVAILABLE | DATA NOT AVAILABLE | DATA NOT AVAILABLE | DATA NOT AVAILABLE | CONNECTED | 0.47405 | 0.47405 | 0.499 | 0 | 0 | 2015-05-04 | DATA NOT AVAILABLE | DATA NOT AVAILABLE | DATA NOT AVAILABLE | DATA NOT AVAILABLE | DATA NOT AVAILABLE | DATA NOT AVAILABLE | DATA NOT AVAILABLE | DATA NOT AVAILABLE | DATA NOT AVAILABLE | DATA NOT AVAILABLE | DATA NOT AVAILABLE | DATA NOT AVAILABLE | DATA NOT AVAILABLE | 2023-08-10
1700052852990 | DATA NOT AVAILABLE | HOSPITAL SHIELDS ENERGY LIMITED | GENERATING STATION | HOSPITAL SHIELDS | DATA NOT AVAILABLE | MONTROSE | ANGUS | DD10 0DS | SCOTLAND | 371473 | 767612 | BRIDGE OF DUN | DATA NOT APPLICABLE | ST CYRUS | 11 | SCOTTISH HYDRO ELECTRIC POWER DISTRIBUTION PLC | WIND | ONSHORE WIND TURBINES | DATA NOT AVAILABLE | DATA NOT AVAILABLE | DATA NOT AVAILABLE | 0.45 | DATA NOT AVAILABLE | DATA NOT AVAILABLE | DATA NOT AVAILABLE | DATA NOT AVAILABLE | DATA NOT AVAILABLE | DATA NOT AVAILABLE | DATA NOT AVAILABLE | DATA NOT AVAILABLE | DATA NOT AVAILABLE | DATA NOT AVAILABLE | DATA NOT AVAILABLE | DATA NOT AVAILABLE | DATA NOT AVAILABLE | CONNECTED | 0.4275 | 0.4275 | 0.45 | 0 | 0 | 2015-04-14 | DATA NOT AVAILABLE | DATA NOT AVAILABLE | DATA NOT AVAILABLE | DATA NOT AVAILABLE | DATA NOT AVAILABLE | DATA NOT AVAILABLE | DATA NOT AVAILABLE | DATA NOT AVAILABLE | DATA NOT AVAILABLE | DATA NOT AVAILABLE | DATA NOT AVAILABLE | DATA NOT AVAILABLE | DATA NOT AVAILABLE | 2023-08-10
1700052854960 | DATA NOT AVAILABLE | MEIKLE CAMALOUN | MEIKLE CAMALOUN WIND TURBINE | DATA NOT AVAILABLE | DATA NOT AVAILABLE | TURRIFF | ABERDEENSHIRE | AB53 8JY | SCOTLAND | 375608 | 840237 | KINTORE | DATA NOT APPLICABLE | FYVIE | 11 | SCOTTISH HYDRO ELECTRIC POWER DISTRIBUTION PLC | WIND | ONSHORE WIND TURBINES | DATA NOT AVAILABLE | DATA NOT AVAILABLE | DATA NOT AVAILABLE | 0.5 | DATA NOT AVAILABLE | DATA NOT AVAILABLE | DATA NOT AVAILABLE | DATA NOT AVAILABLE | DATA NOT AVAILABLE | DATA NOT AVAILABLE | DATA NOT AVAILABLE | DATA NOT AVAILABLE | DATA NOT AVAILABLE | DATA NOT AVAILABLE | DATA NOT AVAILABLE | DATA NOT AVAILABLE | DATA NOT AVAILABLE | CONNECTED | 0.475 | 0.475 | 0.5 | 0 | 0 | DATA NOT AVAILABLE | DATA NOT AVAILABLE | DATA NOT AVAILABLE | DATA NOT AVAILABLE | DATA NOT AVAILABLE | DATA NOT AVAILABLE | DATA NOT AVAILABLE | DATA NOT AVAILABLE | DATA NOT AVAILABLE | DATA NOT AVAILABLE | DATA NOT AVAILABLE | DATA NOT AVAILABLE | DATA NOT AVAILABLE | DATA NOT AVAILABLE | 2023-08-10
1700052855138 | DATA NOT AVAILABLE | ABERDEEN HEAT AND POWER | TILLYDRONE ENERGY CENTRE | DATA NOT AVAILABLE | MONTGOMERY ROAD | ABERDEEN | ABERDEEN | AB24 2YA | SCOTLAND | 392914 | 809209 | WILLOWDALE | DATA NOT APPLICABLE | HAYTON | 11 | SCOTTISH HYDRO ELECTRIC POWER DISTRIBUTION PLC | OTHER | OTHER | DATA NOT AVAILABLE | DATA NOT AVAILABLE | DATA NOT AVAILABLE | 0.995 | DATA NOT AVAILABLE | DATA NOT AVAILABLE | DATA NOT AVAILABLE | DATA NOT AVAILABLE | DATA NOT AVAILABLE | DATA NOT AVAILABLE | DATA NOT AVAILABLE | DATA NOT AVAILABLE | DATA NOT AVAILABLE | DATA NOT AVAILABLE | DATA NOT AVAILABLE | DATA NOT AVAILABLE | DATA NOT AVAILABLE | CONNECTED | 0.94525 | 0.94525 | 0.995 | 0 | 0 | DATA NOT AVAILABLE | DATA NOT AVAILABLE | DATA NOT AVAILABLE | DATA NOT AVAILABLE | DATA NOT AVAILABLE | DATA NOT AVAILABLE | DATA NOT AVAILABLE | DATA NOT AVAILABLE | DATA NOT AVAILABLE | DATA NOT AVAILABLE | DATA NOT AVAILABLE | DATA NOT AVAILABLE | DATA NOT AVAILABLE | DATA NOT AVAILABLE | 2023-08-10
1700052855379 | DATA NOT AVAILABLE | NOVA INNOVATION LIMITED | SHETLAND TIDAL ARRAY | DATA NOT AVAILABLE | BLUEMULL SOUND | YELL | SHETLAND ISLANDS | ZE2 9DE | SCOTLAND | 453703 | 1203988 | GREMISTA | DATA NOT APPLICABLE | GUTCHER | 11 | SCOTTISH HYDRO ELECTRIC POWER DISTRIBUTION PLC | MARINE | TIDAL STREAM DEVICES | DATA NOT AVAILABLE | DATA NOT AVAILABLE | DATA NOT AVAILABLE | 0.5 | DATA NOT AVAILABLE | DATA NOT AVAILABLE | DATA NOT AVAILABLE | DATA NOT AVAILABLE | DATA NOT AVAILABLE | DATA NOT AVAILABLE | DATA NOT AVAILABLE | DATA NOT AVAILABLE | DATA NOT AVAILABLE | DATA NOT AVAILABLE | DATA NOT AVAILABLE | DATA NOT AVAILABLE | DATA NOT AVAILABLE | CONNECTED | 0.475 | 0.475 | 0.5 | 0 | 0 | 2015-06-12 | DATA NOT AVAILABLE | DATA NOT AVAILABLE | DATA NOT AVAILABLE | DATA NOT AVAILABLE | DATA NOT AVAILABLE | DATA NOT AVAILABLE | DATA NOT AVAILABLE | DATA NOT AVAILABLE | DATA NOT AVAILABLE | DATA NOT AVAILABLE | DATA NOT AVAILABLE | DATA NOT AVAILABLE | DATA NOT AVAILABLE | 2023-08-10
1700052855397 | DATA NOT AVAILABLE | CONNELL VENTURES LIMITED | GARROGIE LODGE HYDRO | DATA NOT AVAILABLE | DATA NOT AVAILABLE | INVERNESS | HIGHLAND | IV2 6UR | SCOTLAND | 249163 | 813959 | INVERNESS | DATA NOT APPLICABLE | INVERNESS GRID | 33 | SCOTTISH HYDRO ELECTRIC POWER DISTRIBUTION PLC | HYDRO (TO BE CONFIRMED) | HYDRO POWER SYSTEM | DATA NOT AVAILABLE | DATA NOT AVAILABLE | DATA NOT AVAILABLE | 0.55 | DATA NOT AVAILABLE | DATA NOT AVAILABLE | DATA NOT AVAILABLE | DATA NOT AVAILABLE | DATA NOT AVAILABLE | DATA NOT AVAILABLE | DATA NOT AVAILABLE | DATA NOT AVAILABLE | DATA NOT AVAILABLE | DATA NOT AVAILABLE | DATA NOT AVAILABLE | DATA NOT AVAILABLE | DATA NOT AVAILABLE | CONNECTED | 0.5225 | 0.5225 | 0.55 | 0.01425 | 0.015 | 2015-11-02 | DATA NOT AVAILABLE | DATA NOT AVAILABLE | DATA NOT AVAILABLE | DATA NOT AVAILABLE | DATA NOT AVAILABLE | DATA NOT AVAILABLE | DATA NOT AVAILABLE | DATA NOT AVAILABLE | DATA NOT AVAILABLE | DATA NOT AVAILABLE | DATA NOT AVAILABLE | DATA NOT AVAILABLE | DATA NOT AVAILABLE | 2023-08-10
1700052855420 | DATA NOT AVAILABLE | ORSETT ESTATES LIMITED | GLEN BREIN HYDRO | DATA NOT AVAILABLE | DATA NOT AVAILABLE | INVERNESS | HIGHLAND | IV2 6UR | SCOTLAND | 249163 | 813959 | FORT AUGUSTUS | DATA NOT APPLICABLE | FORT AUGUSTUS GRID | 33 | SCOTTISH HYDRO ELECTRIC POWER DISTRIBUTION PLC | HYDRO (TO BE CONFIRMED) | HYDRO POWER SYSTEM | DATA NOT AVAILABLE | DATA NOT AVAILABLE | DATA NOT AVAILABLE | 0.36 | DATA NOT AVAILABLE | DATA NOT AVAILABLE | DATA NOT AVAILABLE | DATA NOT AVAILABLE | DATA NOT AVAILABLE | DATA NOT AVAILABLE | DATA NOT AVAILABLE | DATA NOT AVAILABLE | DATA NOT AVAILABLE | DATA NOT AVAILABLE | DATA NOT AVAILABLE | DATA NOT AVAILABLE | DATA NOT AVAILABLE | CONNECTED | 0.342 | 0.342 | 0.36 | 0.01425 | 0.015 | 2015-11-25 | DATA NOT AVAILABLE | DATA NOT AVAILABLE | DATA NOT AVAILABLE | DATA NOT AVAILABLE | DATA NOT AVAILABLE | DATA NOT AVAILABLE | DATA NOT AVAILABLE | DATA NOT AVAILABLE | DATA NOT AVAILABLE | DATA NOT AVAILABLE | DATA NOT AVAILABLE | DATA NOT AVAILABLE | DATA NOT AVAILABLE | 2023-08-10
1700052855449 | DATA NOT AVAILABLE | GREEN HIGHLAND ALLT LUAIDHE (228) LTD | ALLT LUAIDHE HYDRO | DATA NOT AVAILABLE | DATA NOT AVAILABLE | INVERNESS | HIGHLAND | IV2 6UP | SCOTLAND | 246862 | 813480 | FORT AUGUSTUS | DATA NOT APPLICABLE | FORT AUGUSTUS GRID | 33 | SCOTTISH HYDRO ELECTRIC POWER DISTRIBUTION PLC | HYDRO (TO BE CONFIRMED) | HYDRO POWER SYSTEM | DATA NOT AVAILABLE | DATA NOT AVAILABLE | DATA NOT AVAILABLE | 0.54 | DATA NOT AVAILABLE | DATA NOT AVAILABLE | DATA NOT AVAILABLE | DATA NOT AVAILABLE | DATA NOT AVAILABLE | DATA NOT AVAILABLE | DATA NOT AVAILABLE | DATA NOT AVAILABLE | DATA NOT AVAILABLE | DATA NOT AVAILABLE | DATA NOT AVAILABLE | DATA NOT AVAILABLE | DATA NOT AVAILABLE | CONNECTED | 0.513 | 0.513 | 0.54 | 0 | 0 | 2015-11-20 | DATA NOT AVAILABLE | DATA NOT AVAILABLE | DATA NOT AVAILABLE | DATA NOT AVAILABLE | DATA NOT AVAILABLE | DATA NOT AVAILABLE | DATA NOT AVAILABLE | DATA NOT AVAILABLE | DATA NOT AVAILABLE | DATA NOT AVAILABLE | DATA NOT AVAILABLE | DATA NOT AVAILABLE | DATA NOT AVAILABLE | 2023-08-10
1700052855467 | DATA NOT AVAILABLE | CONNELL VENTURES LIMITED | ALLT MOR HYDRO GENERATING STN | DATA NOT AVAILABLE | DATA NOT AVAILABLE | INVERNESS | HIGHLAND | IV2 6UR | SCOTLAND | 249163 | 813959 | INVERNESS | DATA NOT APPLICABLE | INVERNESS GRID | 33 | SCOTTISH HYDRO ELECTRIC POWER DISTRIBUTION PLC | HYDRO (TO BE CONFIRMED) | HYDRO POWER SYSTEM | DATA NOT AVAILABLE | DATA NOT AVAILABLE | DATA NOT AVAILABLE | 0.35 | DATA NOT AVAILABLE | DATA NOT AVAILABLE | DATA NOT AVAILABLE | DATA NOT AVAILABLE | DATA NOT AVAILABLE | DATA NOT AVAILABLE | DATA NOT AVAILABLE | DATA NOT AVAILABLE | DATA NOT AVAILABLE | DATA NOT AVAILABLE | DATA NOT AVAILABLE | DATA NOT AVAILABLE | DATA NOT AVAILABLE | CONNECTED | 0.3325 | 0.3325 | 0.35 | 0 | 0 | 2015-10-28 | DATA NOT AVAILABLE | DATA NOT AVAILABLE | DATA NOT AVAILABLE | DATA NOT AVAILABLE | DATA NOT AVAILABLE | DATA NOT AVAILABLE | DATA NOT AVAILABLE | DATA NOT AVAILABLE | DATA NOT AVAILABLE | DATA NOT AVAILABLE | DATA NOT AVAILABLE | DATA NOT AVAILABLE | DATA NOT AVAILABLE | 2023-08-10
1700052856762 | DATA NOT AVAILABLE | BLAROUR FARM CO | BLAROUR HYDRO GENERATING STN | DATA NOT AVAILABLE | DATA NOT AVAILABLE | SPEAN BRIDGE | HIGHLAND | PH34 4DX | SCOTLAND | 221026 | 783961 | FORT WILLIAM | DATA NOT APPLICABLE | INVERLOCHY | 11 | SCOTTISH HYDRO ELECTRIC POWER DISTRIBUTION PLC | HYDRO (TO BE CONFIRMED) | HYDRO POWER SYSTEM | DATA NOT AVAILABLE | DATA NOT AVAILABLE | DATA NOT AVAILABLE | 0.25 | DATA NOT AVAILABLE | DATA NOT AVAILABLE | DATA NOT AVAILABLE | DATA NOT AVAILABLE | DATA NOT AVAILABLE | DATA NOT AVAILABLE | DATA NOT AVAILABLE | DATA NOT AVAILABLE | DATA NOT AVAILABLE | DATA NOT AVAILABLE | DATA NOT AVAILABLE | DATA NOT AVAILABLE | DATA NOT AVAILABLE | CONNECTED | 0.2375 | 0.2375 | 0.25 | 0.0095 | 0.01 | DATA NOT AVAILABLE | DATA NOT AVAILABLE | DATA NOT AVAILABLE | DATA NOT AVAILABLE | DATA NOT AVAILABLE | DATA NOT AVAILABLE | DATA NOT AVAILABLE | DATA NOT AVAILABLE | DATA NOT AVAILABLE | DATA NOT AVAILABLE | DATA NOT AVAILABLE | DATA NOT AVAILABLE | DATA NOT AVAILABLE | DATA NOT AVAILABLE | 2023-08-10
1700052856780 | DATA NOT AVAILABLE | ACHNACARRY HYDRO LTD | ALLT DUBH HYDRO | DATA NOT AVAILABLE | DATA NOT AVAILABLE | SPEAN BRIDGE | HIGHLAND | PH34 4EL | SCOTLAND | 206318 | 792250 | FORT WILLIAM | DATA NOT APPLICABLE | FORT WILLIAM GRID | 33 | SCOTTISH HYDRO ELECTRIC POWER DISTRIBUTION PLC | HYDRO (TO BE CONFIRMED) | HYDRO POWER SYSTEM | DATA NOT AVAILABLE | DATA NOT AVAILABLE | DATA NOT AVAILABLE | 0.75 | DATA NOT AVAILABLE | DATA NOT AVAILABLE | DATA NOT AVAILABLE | DATA NOT AVAILABLE | DATA NOT AVAILABLE | DATA NOT AVAILABLE | DATA NOT AVAILABLE | DATA NOT AVAILABLE | DATA NOT AVAILABLE | DATA NOT AVAILABLE | DATA NOT AVAILABLE | DATA NOT AVAILABLE | DATA NOT AVAILABLE | CONNECTED | 0.7125 | 0.7125 | 0.75 | 0.01425 | 0.015 | 2016-03-31 | DATA NOT AVAILABLE | DATA NOT AVAILABLE | DATA NOT AVAILABLE | DATA NOT AVAILABLE | DATA NOT AVAILABLE | DATA NOT AVAILABLE | DATA NOT AVAILABLE | DATA NOT AVAILABLE | DATA NOT AVAILABLE | DATA NOT AVAILABLE | DATA NOT AVAILABLE | DATA NOT AVAILABLE | DATA NOT AVAILABLE | 2023-08-10
1700052856841 | DATA NOT AVAILABLE | ALBION CAPITAL | GENERATING STATION | RIVER ARKAIG HYDRO | DATA NOT AVAILABLE | SPEAN BRIDGE | HIGHLAND | PH34 4EJ | SCOTLAND | 218707 | 787790 | FORT WILLIAM | DATA NOT APPLICABLE | FORT WILLIAM GRID | 33 | SCOTTISH HYDRO ELECTRIC POWER DISTRIBUTION PLC | HYDRO (TO BE CONFIRMED) | HYDRO POWER SYSTEM | DATA NOT AVAILABLE | DATA NOT AVAILABLE | DATA NOT AVAILABLE | 0.5 | DATA NOT AVAILABLE | DATA NOT AVAILABLE | DATA NOT AVAILABLE | DATA NOT AVAILABLE | DATA NOT AVAILABLE | DATA NOT AVAILABLE | DATA NOT AVAILABLE | DATA NOT AVAILABLE | DATA NOT AVAILABLE | DATA NOT AVAILABLE | DATA NOT AVAILABLE | DATA NOT AVAILABLE | DATA NOT AVAILABLE | CONNECTED | 0.475 | 0.475 | 0.5 | 0.01425 | 0.015 | 2016-03-17 | DATA NOT AVAILABLE | DATA NOT AVAILABLE | DATA NOT AVAILABLE | DATA NOT AVAILABLE | DATA NOT AVAILABLE | DATA NOT AVAILABLE | DATA NOT AVAILABLE | DATA NOT AVAILABLE | DATA NOT AVAILABLE | DATA NOT AVAILABLE | DATA NOT AVAILABLE | DATA NOT AVAILABLE | DATA NOT AVAILABLE | 2023-08-10
1700052856949 | DATA NOT AVAILABLE | GREEN HIGHLAND ALLT CHOIRE A BHALACHAIN (255) LTD | GENERATING STATION | ALLT CHOIRE A BHALACHAIN HYDRO | DATA NOT AVAILABLE | INVERGARRY | HIGHLAND | PH35 4HS | SCOTLAND | 212891 | 801628 | FORT AUGUSTUS | DATA NOT APPLICABLE | FORT AUGUSTUS GRID | 33 | SCOTTISH HYDRO ELECTRIC POWER DISTRIBUTION PLC | HYDRO (TO BE CONFIRMED) | HYDRO POWER SYSTEM | DATA NOT AVAILABLE | DATA NOT AVAILABLE | DATA NOT AVAILABLE | 0.85 | DATA NOT AVAILABLE | DATA NOT AVAILABLE | DATA NOT AVAILABLE | DATA NOT AVAILABLE | DATA NOT AVAILABLE | DATA NOT AVAILABLE | DATA NOT AVAILABLE | DATA NOT AVAILABLE | DATA NOT AVAILABLE | DATA NOT AVAILABLE | DATA NOT AVAILABLE | DATA NOT AVAILABLE | DATA NOT AVAILABLE | CONNECTED | 0.8075 | 0.8075 | 0.85 | 0.0095 | 0.01 | 2015-11-26 | DATA NOT AVAILABLE | DATA NOT AVAILABLE | DATA NOT AVAILABLE | DATA NOT AVAILABLE | DATA NOT AVAILABLE | DATA NOT AVAILABLE | DATA NOT AVAILABLE | DATA NOT AVAILABLE | DATA NOT AVAILABLE | DATA NOT AVAILABLE | DATA NOT AVAILABLE | DATA NOT AVAILABLE | DATA NOT AVAILABLE | 2023-08-10
1700052856976 | DATA NOT AVAILABLE | GREEN HIGHLAND ALT PHOCACHAIN (1015) LIMITED | GENERATING STATION | ALLT LARAIRIDH HYDRO | DATA NOT AVAILABLE | INVERNESS | HIGHLAND | IV63 7YJ | SCOTLAND | 230845 | 813150 | CEANNACROC | DATA NOT APPLICABLE | CEANNACROC GRID | 33 | SCOTTISH HYDRO ELECTRIC POWER DISTRIBUTION PLC | HYDRO (TO BE CONFIRMED) | HYDRO POWER SYSTEM | DATA NOT AVAILABLE | DATA NOT AVAILABLE | DATA NOT AVAILABLE | 0.55 | DATA NOT AVAILABLE | DATA NOT AVAILABLE | DATA NOT AVAILABLE | DATA NOT AVAILABLE | DATA NOT AVAILABLE | DATA NOT AVAILABLE | DATA NOT AVAILABLE | DATA NOT AVAILABLE | DATA NOT AVAILABLE | DATA NOT AVAILABLE | DATA NOT AVAILABLE | DATA NOT AVAILABLE | DATA NOT AVAILABLE | CONNECTED | 0.5225 | 0.5225 | 0.55 | 0.00475 | 0.005 | 2015-11-26 | DATA NOT AVAILABLE | DATA NOT AVAILABLE | DATA NOT AVAILABLE | DATA NOT AVAILABLE | DATA NOT AVAILABLE | DATA NOT AVAILABLE | DATA NOT AVAILABLE | DATA NOT AVAILABLE | DATA NOT AVAILABLE | DATA NOT AVAILABLE | DATA NOT AVAILABLE | DATA NOT AVAILABLE | DATA NOT AVAILABLE | 2023-08-10
1700052856994 | DATA NOT AVAILABLE | GREEN HIGHLAND ALLT PHOCACHAIN (1015) LTD | GENERATING STATION | ALLT PHOCACHAIN HYDRO | DATA NOT AVAILABLE | INVERNESS | HIGHLAND | IV63 7YJ | SCOTLAND | 230845 | 813150 | CEANNACROC | DATA NOT APPLICABLE | CEANNACROC GRID | 33 | SCOTTISH HYDRO ELECTRIC POWER DISTRIBUTION PLC | HYDRO (TO BE CONFIRMED) | HYDRO POWER SYSTEM | DATA NOT AVAILABLE | DATA NOT AVAILABLE | DATA NOT AVAILABLE | 0.55 | DATA NOT AVAILABLE | DATA NOT AVAILABLE | DATA NOT AVAILABLE | DATA NOT AVAILABLE | DATA NOT AVAILABLE | DATA NOT AVAILABLE | DATA NOT AVAILABLE | DATA NOT AVAILABLE | DATA NOT AVAILABLE | DATA NOT AVAILABLE | DATA NOT AVAILABLE | DATA NOT AVAILABLE | DATA NOT AVAILABLE | CONNECTED | 0.5225 | 0.5225 | 0.55 | 0.00475 | 0.005 | 2015-11-18 | DATA NOT AVAILABLE | DATA NOT AVAILABLE | DATA NOT AVAILABLE | DATA NOT AVAILABLE | DATA NOT AVAILABLE | DATA NOT AVAILABLE | DATA NOT AVAILABLE | DATA NOT AVAILABLE | DATA NOT AVAILABLE | DATA NOT AVAILABLE | DATA NOT AVAILABLE | DATA NOT AVAILABLE | DATA NOT AVAILABLE | 2023-08-10
1700052858175 | DATA NOT AVAILABLE | JAMM POWER LIMITED | SOUTH CAMALOUN WIND TURBINE | DATA NOT AVAILABLE | DATA NOT AVAILABLE | TURRIFF | ABERDEENSHIRE | AB53 8JY | SCOTLAND | 375608 | 840237 | KINTORE | DATA NOT APPLICABLE | FYVIE | 11 | SCOTTISH HYDRO ELECTRIC POWER DISTRIBUTION PLC | WIND | ONSHORE WIND TURBINES | DATA NOT AVAILABLE | DATA NOT AVAILABLE | DATA NOT AVAILABLE | 0.5 | DATA NOT AVAILABLE | DATA NOT AVAILABLE | DATA NOT AVAILABLE | DATA NOT AVAILABLE | DATA NOT AVAILABLE | DATA NOT AVAILABLE | DATA NOT AVAILABLE | DATA NOT AVAILABLE | DATA NOT AVAILABLE | DATA NOT AVAILABLE | DATA NOT AVAILABLE | DATA NOT AVAILABLE | DATA NOT AVAILABLE | CONNECTED | 0.475 | 0.475 | 0.5 | 0 | 0 | DATA NOT AVAILABLE | DATA NOT AVAILABLE | DATA NOT AVAILABLE | DATA NOT AVAILABLE | DATA NOT AVAILABLE | DATA NOT AVAILABLE | DATA NOT AVAILABLE | DATA NOT AVAILABLE | DATA NOT AVAILABLE | DATA NOT AVAILABLE | DATA NOT AVAILABLE | DATA NOT AVAILABLE | DATA NOT AVAILABLE | DATA NOT AVAILABLE | 2023-08-10
1700052858430 | DATA NOT AVAILABLE | GOLDENEYE RENEWABLES LIMITED | CAIRNDOW | COIRE EALT HYDRO | DATA NOT AVAILABLE | DUNOON | ARGYLL AND BUTE | PA23 8SG | SCOTLAND | 214068 | 691162 | DUNOON | DATA NOT APPLICABLE | SANDBANK | 11 | SCOTTISH HYDRO ELECTRIC POWER DISTRIBUTION PLC | HYDRO (TO BE CONFIRMED) | HYDRO POWER SYSTEM | DATA NOT AVAILABLE | DATA NOT AVAILABLE | DATA NOT AVAILABLE | 0.55 | DATA NOT AVAILABLE | DATA NOT AVAILABLE | DATA NOT AVAILABLE | DATA NOT AVAILABLE | DATA NOT AVAILABLE | DATA NOT AVAILABLE | DATA NOT AVAILABLE | DATA NOT AVAILABLE | DATA NOT AVAILABLE | DATA NOT AVAILABLE | DATA NOT AVAILABLE | DATA NOT AVAILABLE | DATA NOT AVAILABLE | CONNECTED | 0.5225 | 0.5225 | 0.55 | 0.0095 | 0.01 | 2015-07-10 | DATA NOT AVAILABLE | DATA NOT AVAILABLE | DATA NOT AVAILABLE | DATA NOT AVAILABLE | DATA NOT AVAILABLE | DATA NOT AVAILABLE | DATA NOT AVAILABLE | DATA NOT AVAILABLE | DATA NOT AVAILABLE | DATA NOT AVAILABLE | DATA NOT AVAILABLE | DATA NOT AVAILABLE | DATA NOT AVAILABLE | 2023-08-10
1700052858671 | DATA NOT AVAILABLE | THE OUTWARD BOUND TRUST | LOCH EIL OUTWARD BOUND HYDRO | DATA NOT AVAILABLE | DATA NOT AVAILABLE | FORT WILLIAM | HIGHLAND | DATA NOT AVAILABLE | SCOTLAND | DATA NOT AVAILABLE | DATA NOT AVAILABLE | FORT WILLIAM | DATA NOT APPLICABLE | FORT WILLIAM GRID | 33 | SCOTTISH HYDRO ELECTRIC POWER DISTRIBUTION PLC | HYDRO (TO BE CONFIRMED) | HYDRO POWER SYSTEM | DATA NOT AVAILABLE | DATA NOT AVAILABLE | DATA NOT AVAILABLE | 0.5 | DATA NOT AVAILABLE | DATA NOT AVAILABLE | DATA NOT AVAILABLE | DATA NOT AVAILABLE | DATA NOT AVAILABLE | DATA NOT AVAILABLE | DATA NOT AVAILABLE | DATA NOT AVAILABLE | DATA NOT AVAILABLE | DATA NOT AVAILABLE | DATA NOT AVAILABLE | DATA NOT AVAILABLE | DATA NOT AVAILABLE | CONNECTED | 0.475 | 0.475 | 0.5 | 0.19 | 0.2 | 2015-10-29 | DATA NOT AVAILABLE | DATA NOT AVAILABLE | DATA NOT AVAILABLE | DATA NOT AVAILABLE | DATA NOT AVAILABLE | DATA NOT AVAILABLE | DATA NOT AVAILABLE | DATA NOT AVAILABLE | DATA NOT AVAILABLE | DATA NOT AVAILABLE | DATA NOT AVAILABLE | DATA NOT AVAILABLE | DATA NOT AVAILABLE | 2023-08-10
1700052859977 | DATA NOT AVAILABLE | PITMAIN AND GLENBANCHOR LIMITED | PITMAINS LODGE | PITMAIN ESTATE HYDRO'S (1) | DATA NOT AVAILABLE | KINGUSSIE | HIGHLAND | PH21 1LR | SCOTLAND | 274965 | 802797 | BOAT OF GARTEN | DATA NOT APPLICABLE | KINGUSSIE | 11 | SCOTTISH HYDRO ELECTRIC POWER DISTRIBUTION PLC | WIND | ONSHORE WIND TURBINES | DATA NOT AVAILABLE | DATA NOT AVAILABLE | DATA NOT AVAILABLE | 0.65 | DATA NOT AVAILABLE | DATA NOT AVAILABLE | DATA NOT AVAILABLE | DATA NOT AVAILABLE | DATA NOT AVAILABLE | DATA NOT AVAILABLE | DATA NOT AVAILABLE | DATA NOT AVAILABLE | DATA NOT AVAILABLE | DATA NOT AVAILABLE | DATA NOT AVAILABLE | DATA NOT AVAILABLE | DATA NOT AVAILABLE | CONNECTED | 0.57 | 0.57 | 0.6 | 0.0095 | 0.01 | 2015-10-31 | DATA NOT AVAILABLE | DATA NOT AVAILABLE | DATA NOT AVAILABLE | DATA NOT AVAILABLE | DATA NOT AVAILABLE | DATA NOT AVAILABLE | DATA NOT AVAILABLE | DATA NOT AVAILABLE | DATA NOT AVAILABLE | DATA NOT AVAILABLE | DATA NOT AVAILABLE | DATA NOT AVAILABLE | DATA NOT AVAILABLE | 2023-08-10
1700052862223 | DATA NOT AVAILABLE | ABERDEEN HEAT AND POWER | STOCKETHILL ENERGY CENTRE | DATA NOT AVAILABLE | CASTLETON DRIVE | ABERDEEN | ABERDEEN | AB16 5UL | SCOTLAND | 391097 | 807175 | WOODHILL | DATA NOT APPLICABLE | WOODHILL | 11 | SCOTTISH HYDRO ELECTRIC POWER DISTRIBUTION PLC | OTHER | OTHER | DATA NOT AVAILABLE | DATA NOT AVAILABLE | DATA NOT AVAILABLE | 0.995 | DATA NOT AVAILABLE | DATA NOT AVAILABLE | DATA NOT AVAILABLE | DATA NOT AVAILABLE | DATA NOT AVAILABLE | DATA NOT AVAILABLE | DATA NOT AVAILABLE | DATA NOT AVAILABLE | DATA NOT AVAILABLE | DATA NOT AVAILABLE | DATA NOT AVAILABLE | DATA NOT AVAILABLE | DATA NOT AVAILABLE | CONNECTED | 0.94525 | 0.94525 | 0.995 | 0.0475 | 0.05 | DATA NOT AVAILABLE | DATA NOT AVAILABLE | DATA NOT AVAILABLE | DATA NOT AVAILABLE | DATA NOT AVAILABLE | DATA NOT AVAILABLE | DATA NOT AVAILABLE | DATA NOT AVAILABLE | DATA NOT AVAILABLE | DATA NOT AVAILABLE | DATA NOT AVAILABLE | DATA NOT AVAILABLE | DATA NOT AVAILABLE | DATA NOT AVAILABLE | 2023-08-10
1700052865410 | DATA NOT AVAILABLE | UPPAT TRUST | UPPAT ESTATE HYDRO | GENERATOR | DOLL | BRORA | HIGHLAND | KW9 6NJ | SCOTLAND | 288485 | 903177 | BRORA | DATA NOT APPLICABLE | BRORA | 11 | SCOTTISH HYDRO ELECTRIC POWER DISTRIBUTION PLC | HYDRO (TO BE CONFIRMED) | HYDRO POWER SYSTEM | DATA NOT AVAILABLE | DATA NOT AVAILABLE | DATA NOT AVAILABLE | 0.095 | DATA NOT AVAILABLE | DATA NOT AVAILABLE | DATA NOT AVAILABLE | DATA NOT AVAILABLE | DATA NOT AVAILABLE | DATA NOT AVAILABLE | DATA NOT AVAILABLE | DATA NOT AVAILABLE | DATA NOT AVAILABLE | DATA NOT AVAILABLE | DATA NOT AVAILABLE | DATA NOT AVAILABLE | DATA NOT AVAILABLE | CONNECTED | 0.09025 | 0.09025 | 0.095 | 0.0038 | 0.004 | 2016-01-28 | DATA NOT AVAILABLE | DATA NOT AVAILABLE | DATA NOT AVAILABLE | DATA NOT AVAILABLE | DATA NOT AVAILABLE | DATA NOT AVAILABLE | DATA NOT AVAILABLE | DATA NOT AVAILABLE | DATA NOT AVAILABLE | DATA NOT AVAILABLE | DATA NOT AVAILABLE | DATA NOT AVAILABLE | DATA NOT AVAILABLE | 2023-08-10
1700052865623 | DATA NOT AVAILABLE | DATA NOT AVAILABLE | DATA NOT AVAILABLE | DATA NOT AVAILABLE | DATA NOT AVAILABLE | DATA NOT AVAILABLE | DATA NOT AVAILABLE | DATA NOT AVAILABLE | SCOTLAND | DATA NOT AVAILABLE | DATA NOT AVAILABLE | DATA NOT AVAILABLE | DATA NOT APPLICABLE | DATA NOT AVAILABLE | DATA NOT AVAILABLE | SCOTTISH HYDRO ELECTRIC POWER DISTRIBUTION PLC | DATA NOT AVAILABLE | DATA NOT AVAILABLE | DATA NOT AVAILABLE | DATA NOT AVAILABLE | DATA NOT AVAILABLE | DATA NOT AVAILABLE | DATA NOT AVAILABLE | DATA NOT AVAILABLE | DATA NOT AVAILABLE | DATA NOT AVAILABLE | DATA NOT AVAILABLE | DATA NOT AVAILABLE | DATA NOT AVAILABLE | DATA NOT AVAILABLE | DATA NOT AVAILABLE | DATA NOT AVAILABLE | DATA NOT AVAILABLE | DATA NOT AVAILABLE | DATA NOT AVAILABLE | CONNECTED | 0.475 | 0.475 | 0.5 | DATA NOT AVAILABLE | DATA NOT AVAILABLE | DATA NOT AVAILABLE | DATA NOT AVAILABLE | DATA NOT AVAILABLE | DATA NOT AVAILABLE | DATA NOT AVAILABLE | DATA NOT AVAILABLE | DATA NOT AVAILABLE | DATA NOT AVAILABLE | DATA NOT AVAILABLE | DATA NOT AVAILABLE | DATA NOT AVAILABLE | DATA NOT AVAILABLE | DATA NOT AVAILABLE | DATA NOT AVAILABLE | 2023-08-10
1700052866593 | DATA NOT AVAILABLE | GREENPOWER (CARIE) LIMITED | CARIE HYDRO | DATA NOT AVAILABLE | DATA NOT AVAILABLE | PITLOCHRY | PERTHSHIRE AND KINROSS | PH17 2QJ | SCOTLAND | 261728 | 757174 | TUMMEL BRIDGE | DATA NOT APPLICABLE | KINLOCH RANNOCH | 11 | SCOTTISH HYDRO ELECTRIC POWER DISTRIBUTION PLC | HYDRO (TO BE CONFIRMED) | HYDRO POWER SYSTEM | DATA NOT AVAILABLE | DATA NOT AVAILABLE | DATA NOT AVAILABLE | 0.65 | DATA NOT AVAILABLE | DATA NOT AVAILABLE | DATA NOT AVAILABLE | DATA NOT AVAILABLE | DATA NOT AVAILABLE | DATA NOT AVAILABLE | DATA NOT AVAILABLE | DATA NOT AVAILABLE | DATA NOT AVAILABLE | DATA NOT AVAILABLE | DATA NOT AVAILABLE | DATA NOT AVAILABLE | DATA NOT AVAILABLE | CONNECTED | 0.6175 | 0.6175 | 0.65 | 0 | 0 | 2015-08-27 | DATA NOT AVAILABLE | DATA NOT AVAILABLE | DATA NOT AVAILABLE | DATA NOT AVAILABLE | DATA NOT AVAILABLE | DATA NOT AVAILABLE | DATA NOT AVAILABLE | DATA NOT AVAILABLE | DATA NOT AVAILABLE | DATA NOT AVAILABLE | DATA NOT AVAILABLE | DATA NOT AVAILABLE | DATA NOT AVAILABLE | 2023-08-10
1700052866609 | DATA NOT AVAILABLE | DATA NOT AVAILABLE | DATA NOT AVAILABLE | DATA NOT AVAILABLE | DATA NOT AVAILABLE | DATA NOT AVAILABLE | DATA NOT AVAILABLE | DATA NOT AVAILABLE | SCOTLAND | DATA NOT AVAILABLE | DATA NOT AVAILABLE | DATA NOT AVAILABLE | DATA NOT APPLICABLE | DATA NOT AVAILABLE | DATA NOT AVAILABLE | SCOTTISH HYDRO ELECTRIC POWER DISTRIBUTION PLC | DATA NOT AVAILABLE | DATA NOT AVAILABLE | DATA NOT AVAILABLE | DATA NOT AVAILABLE | DATA NOT AVAILABLE | DATA NOT AVAILABLE | DATA NOT AVAILABLE | DATA NOT AVAILABLE | DATA NOT AVAILABLE | DATA NOT AVAILABLE | DATA NOT AVAILABLE | DATA NOT AVAILABLE | DATA NOT AVAILABLE | DATA NOT AVAILABLE | DATA NOT AVAILABLE | DATA NOT AVAILABLE | DATA NOT AVAILABLE | DATA NOT AVAILABLE | DATA NOT AVAILABLE | CONNECTED | 0.095 | 0.095 | 0.1 | DATA NOT AVAILABLE | DATA NOT AVAILABLE | DATA NOT AVAILABLE | DATA NOT AVAILABLE | DATA NOT AVAILABLE | DATA NOT AVAILABLE | DATA NOT AVAILABLE | DATA NOT AVAILABLE | DATA NOT AVAILABLE | DATA NOT AVAILABLE | DATA NOT AVAILABLE | DATA NOT AVAILABLE | DATA NOT AVAILABLE | DATA NOT AVAILABLE | DATA NOT AVAILABLE | DATA NOT AVAILABLE | 2023-08-10
1700052866803 | DATA NOT AVAILABLE | BALLIMORE HYDRO LIMITED | BALLIEMORE HYDRO | DATA NOT AVAILABLE | DATA NOT AVAILABLE | LOCHEARNHEAD | STIRLING | FK19 8PE | SCOTLAND | 252997 | 717560 | KILLIN | DATA NOT APPLICABLE | LOCHEARNHEAD | 11 | SCOTTISH HYDRO ELECTRIC POWER DISTRIBUTION PLC | HYDRO (TO BE CONFIRMED) | HYDRO POWER SYSTEM | DATA NOT AVAILABLE | DATA NOT AVAILABLE | DATA NOT AVAILABLE | 0.6 | DATA NOT AVAILABLE | DATA NOT AVAILABLE | DATA NOT AVAILABLE | DATA NOT AVAILABLE | DATA NOT AVAILABLE | DATA NOT AVAILABLE | DATA NOT AVAILABLE | DATA NOT AVAILABLE | DATA NOT AVAILABLE | DATA NOT AVAILABLE | DATA NOT AVAILABLE | DATA NOT AVAILABLE | DATA NOT AVAILABLE | CONNECTED | 0.57 | 0.57 | 0.6 | 0.0095 | 0.01 | 2017-09-29 | DATA NOT AVAILABLE | DATA NOT AVAILABLE | DATA NOT AVAILABLE | DATA NOT AVAILABLE | DATA NOT AVAILABLE | DATA NOT AVAILABLE | DATA NOT AVAILABLE | DATA NOT AVAILABLE | DATA NOT AVAILABLE | DATA NOT AVAILABLE | DATA NOT AVAILABLE | DATA NOT AVAILABLE | DATA NOT AVAILABLE | 2023-08-10
1700052867505 | DATA NOT AVAILABLE | GOWANBANK FARMS LIMITED | DUBTON OF TURIN WIND | DATA NOT AVAILABLE | FRIOCKHEIM | ARBROATH | ANGUS | DD8 2TY | SCOTLAND | 356850 | 752815 | LUNANHEAD | DATA NOT APPLICABLE | FRIOCKHEIM | 11 | SCOTTISH HYDRO ELECTRIC POWER DISTRIBUTION PLC | WIND | ONSHORE WIND TURBINES | DATA NOT AVAILABLE | DATA NOT AVAILABLE | DATA NOT AVAILABLE | 0.5 | DATA NOT AVAILABLE | DATA NOT AVAILABLE | DATA NOT AVAILABLE | DATA NOT AVAILABLE | DATA NOT AVAILABLE | DATA NOT AVAILABLE | DATA NOT AVAILABLE | DATA NOT AVAILABLE | DATA NOT AVAILABLE | DATA NOT AVAILABLE | DATA NOT AVAILABLE | DATA NOT AVAILABLE | DATA NOT AVAILABLE | CONNECTED | 0.475 | 0.475 | 0.5 | 0.019 | 0.02 | 2016-03-31 | DATA NOT AVAILABLE | DATA NOT AVAILABLE | DATA NOT AVAILABLE | DATA NOT AVAILABLE | DATA NOT AVAILABLE | DATA NOT AVAILABLE | DATA NOT AVAILABLE | DATA NOT AVAILABLE | DATA NOT AVAILABLE | DATA NOT AVAILABLE | DATA NOT AVAILABLE | DATA NOT AVAILABLE | DATA NOT AVAILABLE | 2023-08-10
1700052867676 | DATA NOT AVAILABLE | ALLT MOR HYDRO LLP | ALLT MHOR HYDRO | DATA NOT AVAILABLE | KINLOCH RANNOCH | PITLOCHRY | PERTHSHIRE AND KINROSS | PH16 5PQ | SCOTLAND | 266222 | 758847 | RANNOCH | DATA NOT APPLICABLE | RANNOCH GRID | 33 | SCOTTISH HYDRO ELECTRIC POWER DISTRIBUTION PLC | HYDRO (TO BE CONFIRMED) | HYDRO POWER SYSTEM | DATA NOT AVAILABLE | DATA NOT AVAILABLE | DATA NOT AVAILABLE | 0.33 | DATA NOT AVAILABLE | DATA NOT AVAILABLE | DATA NOT AVAILABLE | DATA NOT AVAILABLE | DATA NOT AVAILABLE | DATA NOT AVAILABLE | DATA NOT AVAILABLE | DATA NOT AVAILABLE | DATA NOT AVAILABLE | DATA NOT AVAILABLE | DATA NOT AVAILABLE | DATA NOT AVAILABLE | DATA NOT AVAILABLE | CONNECTED | 0.3135 | 0.3135 | 0.33 | 0 | 0 | 2015-08-25 | DATA NOT AVAILABLE | DATA NOT AVAILABLE | DATA NOT AVAILABLE | DATA NOT AVAILABLE | DATA NOT AVAILABLE | DATA NOT AVAILABLE | DATA NOT AVAILABLE | DATA NOT AVAILABLE | DATA NOT AVAILABLE | DATA NOT AVAILABLE | DATA NOT AVAILABLE | DATA NOT AVAILABLE | DATA NOT AVAILABLE | 2023-08-10
1700052867996 | DATA NOT AVAILABLE | LOCHAILORT HYDRO LIMITED | ALLT A' BHUIRIDH HYDRO | DATA NOT AVAILABLE | INVEROILART ESTATE | ARISAIG | HIGHLAND | PH38 4LZ | SCOTLAND | 176520 | 781785 | FORT WILLIAM | DATA NOT APPLICABLE | FORT WILLIAM GRID | 33 | SCOTTISH HYDRO ELECTRIC POWER DISTRIBUTION PLC | HYDRO (TO BE CONFIRMED) | HYDRO POWER SYSTEM | DATA NOT AVAILABLE | DATA NOT AVAILABLE | DATA NOT AVAILABLE | 0.95 | DATA NOT AVAILABLE | DATA NOT AVAILABLE | DATA NOT AVAILABLE | DATA NOT AVAILABLE | DATA NOT AVAILABLE | DATA NOT AVAILABLE | DATA NOT AVAILABLE | DATA NOT AVAILABLE | DATA NOT AVAILABLE | DATA NOT AVAILABLE | DATA NOT AVAILABLE | DATA NOT AVAILABLE | DATA NOT AVAILABLE | CONNECTED | 0.9025 | 0.9025 | 0.95 | 0.0095 | 0.01 | 2015-07-15 | DATA NOT AVAILABLE | DATA NOT AVAILABLE | DATA NOT AVAILABLE | DATA NOT AVAILABLE | DATA NOT AVAILABLE | DATA NOT AVAILABLE | DATA NOT AVAILABLE | DATA NOT AVAILABLE | DATA NOT AVAILABLE | DATA NOT AVAILABLE | DATA NOT AVAILABLE | DATA NOT AVAILABLE | DATA NOT AVAILABLE | 2023-08-10
1700052871469 | DATA NOT AVAILABLE | DATA NOT AVAILABLE | DATA NOT AVAILABLE | DATA NOT AVAILABLE | DATA NOT AVAILABLE | DATA NOT AVAILABLE | DATA NOT AVAILABLE | DATA NOT AVAILABLE | SCOTLAND | DATA NOT AVAILABLE | DATA NOT AVAILABLE | DATA NOT AVAILABLE | DATA NOT APPLICABLE | DATA NOT AVAILABLE | DATA NOT AVAILABLE | SCOTTISH HYDRO ELECTRIC POWER DISTRIBUTION PLC | DATA NOT AVAILABLE | DATA NOT AVAILABLE | DATA NOT AVAILABLE | DATA NOT AVAILABLE | DATA NOT AVAILABLE | DATA NOT AVAILABLE | DATA NOT AVAILABLE | DATA NOT AVAILABLE | DATA NOT AVAILABLE | DATA NOT AVAILABLE | DATA NOT AVAILABLE | DATA NOT AVAILABLE | DATA NOT AVAILABLE | DATA NOT AVAILABLE | DATA NOT AVAILABLE | DATA NOT AVAILABLE | DATA NOT AVAILABLE | DATA NOT AVAILABLE | DATA NOT AVAILABLE | CONNECTED | 0.40375 | 0.40375 | 0.425 | DATA NOT AVAILABLE | DATA NOT AVAILABLE | DATA NOT AVAILABLE | DATA NOT AVAILABLE | DATA NOT AVAILABLE | DATA NOT AVAILABLE | DATA NOT AVAILABLE | DATA NOT AVAILABLE | DATA NOT AVAILABLE | DATA NOT AVAILABLE | DATA NOT AVAILABLE | DATA NOT AVAILABLE | DATA NOT AVAILABLE | DATA NOT AVAILABLE | DATA NOT AVAILABLE | DATA NOT AVAILABLE | 2023-08-10
1700052872950 | DATA NOT AVAILABLE | COOP PPA SITES | FOLLOWSTERS FARM WIND | DATA NOT AVAILABLE | DATA NOT AVAILABLE | KEITH | ABERDEENSHIRE | AB55 6UY | SCOTLAND | 342038 | 854206 | KEITH | DATA NOT APPLICABLE | KEITH | 11 | SCOTTISH HYDRO ELECTRIC POWER DISTRIBUTION PLC | WIND | ONSHORE WIND TURBINES | DATA NOT AVAILABLE | DATA NOT AVAILABLE | DATA NOT AVAILABLE | 0.5 | DATA NOT AVAILABLE | DATA NOT AVAILABLE | DATA NOT AVAILABLE | DATA NOT AVAILABLE | DATA NOT AVAILABLE | DATA NOT AVAILABLE | DATA NOT AVAILABLE | DATA NOT AVAILABLE | DATA NOT AVAILABLE | DATA NOT AVAILABLE | DATA NOT AVAILABLE | DATA NOT AVAILABLE | DATA NOT AVAILABLE | CONNECTED | 0.475 | 0.475 | 0.5 | 0 | 0 | 2015-07-21 | DATA NOT AVAILABLE | DATA NOT AVAILABLE | DATA NOT AVAILABLE | DATA NOT AVAILABLE | DATA NOT AVAILABLE | DATA NOT AVAILABLE | DATA NOT AVAILABLE | DATA NOT AVAILABLE | DATA NOT AVAILABLE | DATA NOT AVAILABLE | DATA NOT AVAILABLE | DATA NOT AVAILABLE | DATA NOT AVAILABLE | 2023-08-10
1700052874042 | DATA NOT AVAILABLE | CULVIE WIND LIMITED | NEWTON OF CULVIE WIND FARM | DATA NOT AVAILABLE | DATA NOT AVAILABLE | HUNTLY | ABERDEENSHIRE | AB53 4NH | SCOTLAND | 370603 | 853199 | KEITH | DATA NOT APPLICABLE | MARNOCH | 11 | SCOTTISH HYDRO ELECTRIC POWER DISTRIBUTION PLC | WIND | ONSHORE WIND TURBINES | DATA NOT AVAILABLE | DATA NOT AVAILABLE | DATA NOT AVAILABLE | 0.8 | DATA NOT AVAILABLE | DATA NOT AVAILABLE | DATA NOT AVAILABLE | DATA NOT AVAILABLE | DATA NOT AVAILABLE | DATA NOT AVAILABLE | DATA NOT AVAILABLE | DATA NOT AVAILABLE | DATA NOT AVAILABLE | DATA NOT AVAILABLE | DATA NOT AVAILABLE | DATA NOT AVAILABLE | DATA NOT AVAILABLE | CONNECTED | 0.76 | 0.76 | 0.8 | 0.019 | 0.02 | 2015-09-22 | DATA NOT AVAILABLE | DATA NOT AVAILABLE | DATA NOT AVAILABLE | DATA NOT AVAILABLE | DATA NOT AVAILABLE | DATA NOT AVAILABLE | DATA NOT AVAILABLE | DATA NOT AVAILABLE | DATA NOT AVAILABLE | DATA NOT AVAILABLE | DATA NOT AVAILABLE | DATA NOT AVAILABLE | DATA NOT AVAILABLE | 2023-08-10
1700052874450 | DATA NOT AVAILABLE | DATA NOT AVAILABLE | DATA NOT AVAILABLE | DATA NOT AVAILABLE | DATA NOT AVAILABLE | DATA NOT AVAILABLE | DATA NOT AVAILABLE | DATA NOT AVAILABLE | SCOTLAND | DATA NOT AVAILABLE | DATA NOT AVAILABLE | DATA NOT AVAILABLE | DATA NOT APPLICABLE | DATA NOT AVAILABLE | DATA NOT AVAILABLE | SCOTTISH HYDRO ELECTRIC POWER DISTRIBUTION PLC | DATA NOT AVAILABLE | DATA NOT AVAILABLE | DATA NOT AVAILABLE | DATA NOT AVAILABLE | DATA NOT AVAILABLE | DATA NOT AVAILABLE | DATA NOT AVAILABLE | DATA NOT AVAILABLE | DATA NOT AVAILABLE | DATA NOT AVAILABLE | DATA NOT AVAILABLE | DATA NOT AVAILABLE | DATA NOT AVAILABLE | DATA NOT AVAILABLE | DATA NOT AVAILABLE | DATA NOT AVAILABLE | DATA NOT AVAILABLE | DATA NOT AVAILABLE | DATA NOT AVAILABLE | CONNECTED | 0.08075 | 0.08075 | 0.085 | DATA NOT AVAILABLE | DATA NOT AVAILABLE | DATA NOT AVAILABLE | DATA NOT AVAILABLE | DATA NOT AVAILABLE | DATA NOT AVAILABLE | DATA NOT AVAILABLE | DATA NOT AVAILABLE | DATA NOT AVAILABLE | DATA NOT AVAILABLE | DATA NOT AVAILABLE | DATA NOT AVAILABLE | DATA NOT AVAILABLE | DATA NOT AVAILABLE | DATA NOT AVAILABLE | DATA NOT AVAILABLE | 2023-08-10
1700052874804 | DATA NOT AVAILABLE | DATA NOT AVAILABLE | DATA NOT AVAILABLE | DATA NOT AVAILABLE | DATA NOT AVAILABLE | DATA NOT AVAILABLE | DATA NOT AVAILABLE | DATA NOT AVAILABLE | SCOTLAND | DATA NOT AVAILABLE | DATA NOT AVAILABLE | DATA NOT AVAILABLE | DATA NOT APPLICABLE | DATA NOT AVAILABLE | DATA NOT AVAILABLE | SCOTTISH HYDRO ELECTRIC POWER DISTRIBUTION PLC | DATA NOT AVAILABLE | DATA NOT AVAILABLE | DATA NOT AVAILABLE | DATA NOT AVAILABLE | DATA NOT AVAILABLE | DATA NOT AVAILABLE | DATA NOT AVAILABLE | DATA NOT AVAILABLE | DATA NOT AVAILABLE | DATA NOT AVAILABLE | DATA NOT AVAILABLE | DATA NOT AVAILABLE | DATA NOT AVAILABLE | DATA NOT AVAILABLE | DATA NOT AVAILABLE | DATA NOT AVAILABLE | DATA NOT AVAILABLE | DATA NOT AVAILABLE | DATA NOT AVAILABLE | CONNECTED | 0.1045 | 0.1045 | 0.11 | DATA NOT AVAILABLE | DATA NOT AVAILABLE | DATA NOT AVAILABLE | DATA NOT AVAILABLE | DATA NOT AVAILABLE | DATA NOT AVAILABLE | DATA NOT AVAILABLE | DATA NOT AVAILABLE | DATA NOT AVAILABLE | DATA NOT AVAILABLE | DATA NOT AVAILABLE | DATA NOT AVAILABLE | DATA NOT AVAILABLE | DATA NOT AVAILABLE | DATA NOT AVAILABLE | DATA NOT AVAILABLE | 2023-08-10
1700052875524 | DATA NOT AVAILABLE | COOP PPA SITES | TARLAIR WINDFARM | DATA NOT AVAILABLE | DATA NOT AVAILABLE | MACDUFF | ABERDEENSHIRE | AB44 1TA | SCOTLAND | 371283 | 864594 | MACDUFF | DATA NOT APPLICABLE | MACDUFF | 11 | SCOTTISH HYDRO ELECTRIC POWER DISTRIBUTION PLC | WIND | ONSHORE WIND TURBINES | DATA NOT AVAILABLE | DATA NOT AVAILABLE | DATA NOT AVAILABLE | 0.45 | DATA NOT AVAILABLE | DATA NOT AVAILABLE | DATA NOT AVAILABLE | DATA NOT AVAILABLE | DATA NOT AVAILABLE | DATA NOT AVAILABLE | DATA NOT AVAILABLE | DATA NOT AVAILABLE | DATA NOT AVAILABLE | DATA NOT AVAILABLE | DATA NOT AVAILABLE | DATA NOT AVAILABLE | DATA NOT AVAILABLE | CONNECTED | 0.4275 | 0.4275 | 0.45 | 0 | 0 | 2015-08-27 | DATA NOT AVAILABLE | DATA NOT AVAILABLE | DATA NOT AVAILABLE | DATA NOT AVAILABLE | DATA NOT AVAILABLE | DATA NOT AVAILABLE | DATA NOT AVAILABLE | DATA NOT AVAILABLE | DATA NOT AVAILABLE | DATA NOT AVAILABLE | DATA NOT AVAILABLE | DATA NOT AVAILABLE | DATA NOT AVAILABLE | 2023-08-10
1700052875862 | DATA NOT AVAILABLE | DAMAC ENERGY LIMITED | BIDDRIE FARM | BIDDRIE FARM WIND | DATA NOT AVAILABLE | MONTROSE | ANGUS | DD10 0DJ | SCOTLAND | 376108 | 766768 | BRIDGE OF DUN | DATA NOT APPLICABLE | ST CYRUS | 11 | SCOTTISH HYDRO ELECTRIC POWER DISTRIBUTION PLC | WIND | ONSHORE WIND TURBINES | DATA NOT AVAILABLE | DATA NOT AVAILABLE | DATA NOT AVAILABLE | 0.225 | DATA NOT AVAILABLE | DATA NOT AVAILABLE | DATA NOT AVAILABLE | DATA NOT AVAILABLE | DATA NOT AVAILABLE | DATA NOT AVAILABLE | DATA NOT AVAILABLE | DATA NOT AVAILABLE | DATA NOT AVAILABLE | DATA NOT AVAILABLE | DATA NOT AVAILABLE | DATA NOT AVAILABLE | DATA NOT AVAILABLE | CONNECTED | 0.21375 | 0.21375 | 0.225 | 0 | 0 | 2015-09-01 | DATA NOT AVAILABLE | DATA NOT AVAILABLE | DATA NOT AVAILABLE | DATA NOT AVAILABLE | DATA NOT AVAILABLE | DATA NOT AVAILABLE | DATA NOT AVAILABLE | DATA NOT AVAILABLE | DATA NOT AVAILABLE | DATA NOT AVAILABLE | DATA NOT AVAILABLE | DATA NOT AVAILABLE | DATA NOT AVAILABLE | 2023-08-10
1700052876003 | DATA NOT AVAILABLE | LADY WILLOUGHBY TRADING AS DRUMMOND ESTATES | KELTIE HYDRO | DATA NOT AVAILABLE | BRACKLINN ROAD | CALLANDER | STIRLING | FK17 8LT | SCOTLAND | 263642 | 711068 | BRACO | DATA NOT APPLICABLE | CALLANDER | 11 | SCOTTISH HYDRO ELECTRIC POWER DISTRIBUTION PLC | HYDRO (TO BE CONFIRMED) | HYDRO POWER SYSTEM | DATA NOT AVAILABLE | DATA NOT AVAILABLE | DATA NOT AVAILABLE | 1 | DATA NOT AVAILABLE | DATA NOT AVAILABLE | DATA NOT AVAILABLE | DATA NOT AVAILABLE | DATA NOT AVAILABLE | DATA NOT AVAILABLE | DATA NOT AVAILABLE | DATA NOT AVAILABLE | DATA NOT AVAILABLE | DATA NOT AVAILABLE | DATA NOT AVAILABLE | DATA NOT AVAILABLE | DATA NOT AVAILABLE | CONNECTED | 0.95 | 0.95 | 1 | 0 | 0 | 2015-12-17 | DATA NOT AVAILABLE | DATA NOT AVAILABLE | DATA NOT AVAILABLE | DATA NOT AVAILABLE | DATA NOT AVAILABLE | DATA NOT AVAILABLE | DATA NOT AVAILABLE | DATA NOT AVAILABLE | DATA NOT AVAILABLE | DATA NOT AVAILABLE | DATA NOT AVAILABLE | DATA NOT AVAILABLE | DATA NOT AVAILABLE | 2023-08-10
1700052876040 | DATA NOT AVAILABLE | URBAN WIND ASSETS LIMITED | GREENHILLOCK WIND | DATA NOT AVAILABLE | DATA NOT AVAILABLE | FORFAR | ANGUS | DD8 2NL | SCOTLAND | 349576 | 743953 | LUNANHEAD | DATA NOT APPLICABLE | LUNANHEAD | 11 | SCOTTISH HYDRO ELECTRIC POWER DISTRIBUTION PLC | WIND | ONSHORE WIND TURBINES | DATA NOT AVAILABLE | DATA NOT AVAILABLE | DATA NOT AVAILABLE | 0.5 | DATA NOT AVAILABLE | DATA NOT AVAILABLE | DATA NOT AVAILABLE | DATA NOT AVAILABLE | DATA NOT AVAILABLE | DATA NOT AVAILABLE | DATA NOT AVAILABLE | DATA NOT AVAILABLE | DATA NOT AVAILABLE | DATA NOT AVAILABLE | DATA NOT AVAILABLE | DATA NOT AVAILABLE | DATA NOT AVAILABLE | CONNECTED | 0.475 | 0.475 | 0.5 | 0 | 0 | 2015-12-17 | DATA NOT AVAILABLE | DATA NOT AVAILABLE | DATA NOT AVAILABLE | DATA NOT AVAILABLE | DATA NOT AVAILABLE | DATA NOT AVAILABLE | DATA NOT AVAILABLE | DATA NOT AVAILABLE | DATA NOT AVAILABLE | DATA NOT AVAILABLE | DATA NOT AVAILABLE | DATA NOT AVAILABLE | DATA NOT AVAILABLE | 2023-08-10
1700052876156 | DATA NOT AVAILABLE | ABRIACHAN ELECTRIC COMPANY LIMITED | ABRIACHAN HYDRO | DATA NOT AVAILABLE | ABRIACHAN GARDENS | INVERNESS | HIGHLAND | IV3 8LA | SCOTLAND | 259130 | 837269 | BEAULY | DATA NOT APPLICABLE | MUIR OF ORD | 11 | SCOTTISH HYDRO ELECTRIC POWER DISTRIBUTION PLC | HYDRO (TO BE CONFIRMED) | HYDRO POWER SYSTEM | DATA NOT AVAILABLE | DATA NOT AVAILABLE | DATA NOT AVAILABLE | 0.1 | DATA NOT AVAILABLE | DATA NOT AVAILABLE | DATA NOT AVAILABLE | DATA NOT AVAILABLE | DATA NOT AVAILABLE | DATA NOT AVAILABLE | DATA NOT AVAILABLE | DATA NOT AVAILABLE | DATA NOT AVAILABLE | DATA NOT AVAILABLE | DATA NOT AVAILABLE | DATA NOT AVAILABLE | DATA NOT AVAILABLE | CONNECTED | 0.095 | 0.095 | 0.1 | 0 | 0 | 2015-06-15 | DATA NOT AVAILABLE | DATA NOT AVAILABLE | DATA NOT AVAILABLE | DATA NOT AVAILABLE | DATA NOT AVAILABLE | DATA NOT AVAILABLE | DATA NOT AVAILABLE | DATA NOT AVAILABLE | DATA NOT AVAILABLE | DATA NOT AVAILABLE | DATA NOT AVAILABLE | DATA NOT AVAILABLE | DATA NOT AVAILABLE | 2023-08-10
1700052876253 | DATA NOT AVAILABLE | COOP PPA SITES | CRIGGIE FARM | CRIGGIE FARM WIND | ECCLESGREIG | MONTROSE | ANGUS | DD10 0DU | SCOTLAND | 373681 | 766722 | BRIDGE OF DUN | DATA NOT APPLICABLE | ST CYRUS | 11 | SCOTTISH HYDRO ELECTRIC POWER DISTRIBUTION PLC | WIND | ONSHORE WIND TURBINES | DATA NOT AVAILABLE | DATA NOT AVAILABLE | DATA NOT AVAILABLE | 0.45 | DATA NOT AVAILABLE | DATA NOT AVAILABLE | DATA NOT AVAILABLE | DATA NOT AVAILABLE | DATA NOT AVAILABLE | DATA NOT AVAILABLE | DATA NOT AVAILABLE | DATA NOT AVAILABLE | DATA NOT AVAILABLE | DATA NOT AVAILABLE | DATA NOT AVAILABLE | DATA NOT AVAILABLE | DATA NOT AVAILABLE | CONNECTED | 0.4275 | 0.4275 | 0.45 | 0 | 0 | 2016-04-26 | DATA NOT AVAILABLE | DATA NOT AVAILABLE | DATA NOT AVAILABLE | DATA NOT AVAILABLE | DATA NOT AVAILABLE | DATA NOT AVAILABLE | DATA NOT AVAILABLE | DATA NOT AVAILABLE | DATA NOT AVAILABLE | DATA NOT AVAILABLE | DATA NOT AVAILABLE | DATA NOT AVAILABLE | DATA NOT AVAILABLE | 2023-08-10
1700052877406 | DATA NOT AVAILABLE | COOP PPA SITES | HALLMOSS FARM | HALLMOSS WINDFARM | DATA NOT AVAILABLE | FRASERBURGH | ABERDEENSHIRE | AB43 8YQ | SCOTLAND | 404563 | 863656 | FRASERBURGH | DATA NOT APPLICABLE | FRASERBURGH | 11 | SCOTTISH HYDRO ELECTRIC POWER DISTRIBUTION PLC | WIND | ONSHORE WIND TURBINES | DATA NOT AVAILABLE | DATA NOT AVAILABLE | DATA NOT AVAILABLE | 0.4 | DATA NOT AVAILABLE | DATA NOT AVAILABLE | DATA NOT AVAILABLE | DATA NOT AVAILABLE | DATA NOT AVAILABLE | DATA NOT AVAILABLE | DATA NOT AVAILABLE | DATA NOT AVAILABLE | DATA NOT AVAILABLE | DATA NOT AVAILABLE | DATA NOT AVAILABLE | DATA NOT AVAILABLE | DATA NOT AVAILABLE | CONNECTED | 0.38 | 0.38 | 0.4 | 0 | 0 | 2015-09-02 | DATA NOT AVAILABLE | DATA NOT AVAILABLE | DATA NOT AVAILABLE | DATA NOT AVAILABLE | DATA NOT AVAILABLE | DATA NOT AVAILABLE | DATA NOT AVAILABLE | DATA NOT AVAILABLE | DATA NOT AVAILABLE | DATA NOT AVAILABLE | DATA NOT AVAILABLE | DATA NOT AVAILABLE | DATA NOT AVAILABLE | 2023-08-10
1700052878906 | DATA NOT AVAILABLE | REDACTED | REDACTED | REDACTED | REDACTED | REDACTED | REDACTED | FK17 8 | SCOTLAND | REDACTED | REDACTED | KILLIN | DATA NOT APPLICABLE | LUBNAIG | 11 | SCOTTISH HYDRO ELECTRIC POWER DISTRIBUTION PLC | HYDRO (TO BE CONFIRMED) | HYDRO POWER SYSTEM | DATA NOT AVAILABLE | DATA NOT AVAILABLE | DATA NOT AVAILABLE | 0.15 | DATA NOT AVAILABLE | DATA NOT AVAILABLE | DATA NOT AVAILABLE | DATA NOT AVAILABLE | DATA NOT AVAILABLE | DATA NOT AVAILABLE | DATA NOT AVAILABLE | DATA NOT AVAILABLE | DATA NOT AVAILABLE | DATA NOT AVAILABLE | DATA NOT AVAILABLE | DATA NOT AVAILABLE | DATA NOT AVAILABLE | CONNECTED | 0.1425 | 0.1425 | 0.15 | 0 | 0 | 2015-09-22 | DATA NOT AVAILABLE | DATA NOT AVAILABLE | DATA NOT AVAILABLE | DATA NOT AVAILABLE | DATA NOT AVAILABLE | DATA NOT AVAILABLE | DATA NOT AVAILABLE | DATA NOT AVAILABLE | DATA NOT AVAILABLE | DATA NOT AVAILABLE | DATA NOT AVAILABLE | DATA NOT AVAILABLE | DATA NOT AVAILABLE | 2023-08-10
1700052878924 | DATA NOT AVAILABLE | REDACTED | REDACTED | REDACTED | REDACTED | REDACTED | REDACTED | FK17 8 | SCOTLAND | REDACTED | REDACTED | KILLIN | DATA NOT APPLICABLE | KILLIN GRID | 33 | SCOTTISH HYDRO ELECTRIC POWER DISTRIBUTION PLC | HYDRO (TO BE CONFIRMED) | HYDRO POWER SYSTEM | DATA NOT AVAILABLE | DATA NOT AVAILABLE | DATA NOT AVAILABLE | 0.06 | DATA NOT AVAILABLE | DATA NOT AVAILABLE | DATA NOT AVAILABLE | DATA NOT AVAILABLE | DATA NOT AVAILABLE | DATA NOT AVAILABLE | DATA NOT AVAILABLE | DATA NOT AVAILABLE | DATA NOT AVAILABLE | DATA NOT AVAILABLE | DATA NOT AVAILABLE | DATA NOT AVAILABLE | DATA NOT AVAILABLE | CONNECTED | 0.057 | 0.057 | 0.06 | 0 | 0 | 2015-06-18 | DATA NOT AVAILABLE | DATA NOT AVAILABLE | DATA NOT AVAILABLE | DATA NOT AVAILABLE | DATA NOT AVAILABLE | DATA NOT AVAILABLE | DATA NOT AVAILABLE | DATA NOT AVAILABLE | DATA NOT AVAILABLE | DATA NOT AVAILABLE | DATA NOT AVAILABLE | DATA NOT AVAILABLE | DATA NOT AVAILABLE | 2023-08-10
1700052878942 | DATA NOT AVAILABLE | REDACTED | REDACTED | REDACTED | REDACTED | REDACTED | REDACTED | FK17 8 | SCOTLAND | REDACTED | REDACTED | BRACO | DATA NOT APPLICABLE | CALLANDER | 11 | SCOTTISH HYDRO ELECTRIC POWER DISTRIBUTION PLC | HYDRO (TO BE CONFIRMED) | HYDRO POWER SYSTEM | DATA NOT AVAILABLE | DATA NOT AVAILABLE | DATA NOT AVAILABLE | 0.1 | DATA NOT AVAILABLE | DATA NOT AVAILABLE | DATA NOT AVAILABLE | DATA NOT AVAILABLE | DATA NOT AVAILABLE | DATA NOT AVAILABLE | DATA NOT AVAILABLE | DATA NOT AVAILABLE | DATA NOT AVAILABLE | DATA NOT AVAILABLE | DATA NOT AVAILABLE | DATA NOT AVAILABLE | DATA NOT AVAILABLE | CONNECTED | 0.095 | 0.095 | 0.1 | 0 | 0 | 2015-08-20 | DATA NOT AVAILABLE | DATA NOT AVAILABLE | DATA NOT AVAILABLE | DATA NOT AVAILABLE | DATA NOT AVAILABLE | DATA NOT AVAILABLE | DATA NOT AVAILABLE | DATA NOT AVAILABLE | DATA NOT AVAILABLE | DATA NOT AVAILABLE | DATA NOT AVAILABLE | DATA NOT AVAILABLE | DATA NOT AVAILABLE | 2023-08-10
1700052878960 | DATA NOT AVAILABLE | WINDLINE (CAIRNBEG) LIMITED | WEST CAIRNBEG FARM | WEST CAIRNBEG WIND | DATA NOT AVAILABLE | LAURENCEKIRK | ABERDIEENSHIRE | AB30 1SR | SCOTLAND | 370173 | 776168 | FIDDES | DATA NOT APPLICABLE | LAURENCEKIRK | 11 | SCOTTISH HYDRO ELECTRIC POWER DISTRIBUTION PLC | WIND | ONSHORE WIND TURBINES | DATA NOT AVAILABLE | DATA NOT AVAILABLE | DATA NOT AVAILABLE | 0.5 | DATA NOT AVAILABLE | DATA NOT AVAILABLE | DATA NOT AVAILABLE | DATA NOT AVAILABLE | DATA NOT AVAILABLE | DATA NOT AVAILABLE | DATA NOT AVAILABLE | DATA NOT AVAILABLE | DATA NOT AVAILABLE | DATA NOT AVAILABLE | DATA NOT AVAILABLE | DATA NOT AVAILABLE | DATA NOT AVAILABLE | CONNECTED | 0.475 | 0.475 | 0.5 | 0 | 0 | 2015-09-11 | DATA NOT AVAILABLE | DATA NOT AVAILABLE | DATA NOT AVAILABLE | DATA NOT AVAILABLE | DATA NOT AVAILABLE | DATA NOT AVAILABLE | DATA NOT AVAILABLE | DATA NOT AVAILABLE | DATA NOT AVAILABLE | DATA NOT AVAILABLE | DATA NOT AVAILABLE | DATA NOT AVAILABLE | DATA NOT AVAILABLE | 2023-08-10
1700052878989 | DATA NOT AVAILABLE | REDACTED | REDACTED | REDACTED | REDACTED | REDACTED | REDACTED | DD10 0 | SCOTLAND | REDACTED | REDACTED | BRIDGE OF DUN | DATA NOT APPLICABLE | ST CYRUS | 11 | SCOTTISH HYDRO ELECTRIC POWER DISTRIBUTION PLC | WIND | ONSHORE WIND TURBINES | DATA NOT AVAILABLE | DATA NOT AVAILABLE | DATA NOT AVAILABLE | 0.8 | DATA NOT AVAILABLE | DATA NOT AVAILABLE | DATA NOT AVAILABLE | DATA NOT AVAILABLE | DATA NOT AVAILABLE | DATA NOT AVAILABLE | DATA NOT AVAILABLE | DATA NOT AVAILABLE | DATA NOT AVAILABLE | DATA NOT AVAILABLE | DATA NOT AVAILABLE | DATA NOT AVAILABLE | DATA NOT AVAILABLE | CONNECTED | 0.76 | 0.76 | 0.8 | 0 | 0 | 2015-08-13 | DATA NOT AVAILABLE | DATA NOT AVAILABLE | DATA NOT AVAILABLE | DATA NOT AVAILABLE | DATA NOT AVAILABLE | DATA NOT AVAILABLE | DATA NOT AVAILABLE | DATA NOT AVAILABLE | DATA NOT AVAILABLE | DATA NOT AVAILABLE | DATA NOT AVAILABLE | DATA NOT AVAILABLE | DATA NOT AVAILABLE | 2023-08-10
1700052879583 | DATA NOT AVAILABLE | BRAHAN HYDRO PARTNERSHIP | BRAHAN HYDRO | DATA NOT AVAILABLE | BRAHAN ESTATE | DINGWALL | HIGHLAND | IV7 8EQ | SCOTLAND | 253757 | 855988 | BEAULY | DATA NOT APPLICABLE | CONON BRIDGE | 11 | SCOTTISH HYDRO ELECTRIC POWER DISTRIBUTION PLC | HYDRO (TO BE CONFIRMED) | HYDRO POWER SYSTEM | DATA NOT AVAILABLE | DATA NOT AVAILABLE | DATA NOT AVAILABLE | 0.2 | DATA NOT AVAILABLE | DATA NOT AVAILABLE | DATA NOT AVAILABLE | DATA NOT AVAILABLE | DATA NOT AVAILABLE | DATA NOT AVAILABLE | DATA NOT AVAILABLE | DATA NOT AVAILABLE | DATA NOT AVAILABLE | DATA NOT AVAILABLE | DATA NOT AVAILABLE | DATA NOT AVAILABLE | DATA NOT AVAILABLE | CONNECTED | 0.095 | 0.095 | 0.1 | 0.07125 | 0.075 | 2015-08-14 | DATA NOT AVAILABLE | DATA NOT AVAILABLE | DATA NOT AVAILABLE | DATA NOT AVAILABLE | DATA NOT AVAILABLE | DATA NOT AVAILABLE | DATA NOT AVAILABLE | DATA NOT AVAILABLE | DATA NOT AVAILABLE | DATA NOT AVAILABLE | DATA NOT AVAILABLE | DATA NOT AVAILABLE | DATA NOT AVAILABLE | 2023-08-10
1700052879608 | DATA NOT AVAILABLE | REDACTED | REDACTED | REDACTED | REDACTED | REDACTED | REDACTED | PH36 4 | SCOTLAND | REDACTED | REDACTED | FORT WILLIAM | DATA NOT APPLICABLE | FORT WILLIAM GRID | 33 | SCOTTISH HYDRO ELECTRIC POWER DISTRIBUTION PLC | DATA NOT AVAILABLE | DATA NOT AVAILABLE | DATA NOT AVAILABLE | DATA NOT AVAILABLE | DATA NOT AVAILABLE | DATA NOT AVAILABLE | DATA NOT AVAILABLE | DATA NOT AVAILABLE | DATA NOT AVAILABLE | DATA NOT AVAILABLE | DATA NOT AVAILABLE | DATA NOT AVAILABLE | DATA NOT AVAILABLE | DATA NOT AVAILABLE | DATA NOT AVAILABLE | DATA NOT AVAILABLE | DATA NOT AVAILABLE | DATA NOT AVAILABLE | DATA NOT AVAILABLE | CONNECTED | 0.09405 | 0.09405 | 0.099 | DATA NOT AVAILABLE | DATA NOT AVAILABLE | DATA NOT AVAILABLE | DATA NOT AVAILABLE | DATA NOT AVAILABLE | DATA NOT AVAILABLE | DATA NOT AVAILABLE | DATA NOT AVAILABLE | DATA NOT AVAILABLE | DATA NOT AVAILABLE | DATA NOT AVAILABLE | DATA NOT AVAILABLE | DATA NOT AVAILABLE | DATA NOT AVAILABLE | DATA NOT AVAILABLE | DATA NOT AVAILABLE | 2023-08-10
1700052879723 | DATA NOT AVAILABLE | REDACTED | REDACTED | REDACTED | REDACTED | REDACTED | REDACTED | AB43 6 | SCOTLAND | REDACTED | REDACTED | STRICHEN | DATA NOT APPLICABLE | STRICHEN GRID | 33 | SCOTTISH HYDRO ELECTRIC POWER DISTRIBUTION PLC | WIND | ONSHORE WIND TURBINES | DATA NOT AVAILABLE | DATA NOT AVAILABLE | DATA NOT AVAILABLE | 0.8 | DATA NOT AVAILABLE | DATA NOT AVAILABLE | DATA NOT AVAILABLE | DATA NOT AVAILABLE | DATA NOT AVAILABLE | DATA NOT AVAILABLE | DATA NOT AVAILABLE | DATA NOT AVAILABLE | DATA NOT AVAILABLE | DATA NOT AVAILABLE | DATA NOT AVAILABLE | DATA NOT AVAILABLE | DATA NOT AVAILABLE | CONNECTED | 0.76 | 0.76 | 0.8 | 0.01045 | 0.011 | 2015-09-18 | DATA NOT AVAILABLE | DATA NOT AVAILABLE | DATA NOT AVAILABLE | DATA NOT AVAILABLE | DATA NOT AVAILABLE | DATA NOT AVAILABLE | DATA NOT AVAILABLE | DATA NOT AVAILABLE | DATA NOT AVAILABLE | DATA NOT AVAILABLE | DATA NOT AVAILABLE | DATA NOT AVAILABLE | DATA NOT AVAILABLE | 2023-08-10
1700052879741 | DATA NOT AVAILABLE | COOP PPA SITES | MIDTOWN OF GLASS WIND | DATA NOT AVAILABLE | DATA NOT AVAILABLE | HUNTLY | ABERDEENSHIRE | AB55 4XS | SCOTLAND | 332367 | 840357 | KEITH | DATA NOT APPLICABLE | KEITH | 11 | SCOTTISH HYDRO ELECTRIC POWER DISTRIBUTION PLC | WIND | ONSHORE WIND TURBINES | DATA NOT AVAILABLE | DATA NOT AVAILABLE | DATA NOT AVAILABLE | 0.8 | DATA NOT AVAILABLE | DATA NOT AVAILABLE | DATA NOT AVAILABLE | DATA NOT AVAILABLE | DATA NOT AVAILABLE | DATA NOT AVAILABLE | DATA NOT AVAILABLE | DATA NOT AVAILABLE | DATA NOT AVAILABLE | DATA NOT AVAILABLE | DATA NOT AVAILABLE | DATA NOT AVAILABLE | DATA NOT AVAILABLE | CONNECTED | 0.475 | 0.475 | 0.5 | 0 | 0 | 2015-09-01 | DATA NOT AVAILABLE | DATA NOT AVAILABLE | DATA NOT AVAILABLE | DATA NOT AVAILABLE | DATA NOT AVAILABLE | DATA NOT AVAILABLE | DATA NOT AVAILABLE | DATA NOT AVAILABLE | DATA NOT AVAILABLE | DATA NOT AVAILABLE | DATA NOT AVAILABLE | DATA NOT AVAILABLE | DATA NOT AVAILABLE | 2023-08-10
1700052879760 | DATA NOT AVAILABLE | COOP PPA SITES | NEWTON OF EDINGIGHT WINDFARM | DATA NOT AVAILABLE | DATA NOT AVAILABLE | KEITH | ABERDEENSHIRE | AB55 6TE | SCOTLAND | 352769 | 855048 | KEITH | DATA NOT APPLICABLE | LIMEHILLOCKS | 11 | SCOTTISH HYDRO ELECTRIC POWER DISTRIBUTION PLC | WIND | ONSHORE WIND TURBINES | DATA NOT AVAILABLE | DATA NOT AVAILABLE | DATA NOT AVAILABLE | 0.8 | DATA NOT AVAILABLE | DATA NOT AVAILABLE | DATA NOT AVAILABLE | DATA NOT AVAILABLE | DATA NOT AVAILABLE | DATA NOT AVAILABLE | DATA NOT AVAILABLE | DATA NOT AVAILABLE | DATA NOT AVAILABLE | DATA NOT AVAILABLE | DATA NOT AVAILABLE | DATA NOT AVAILABLE | DATA NOT AVAILABLE | CONNECTED | 0.76 | 0.76 | 0.8 | 0 | 0 | 2015-09-09 | DATA NOT AVAILABLE | DATA NOT AVAILABLE | DATA NOT AVAILABLE | DATA NOT AVAILABLE | DATA NOT AVAILABLE | DATA NOT AVAILABLE | DATA NOT AVAILABLE | DATA NOT AVAILABLE | DATA NOT AVAILABLE | DATA NOT AVAILABLE | DATA NOT AVAILABLE | DATA NOT AVAILABLE | DATA NOT AVAILABLE | 2023-08-10
1700052879788 | DATA NOT AVAILABLE | COOP PPA SITES | WAIRDS OF ALPITY WINDFARM | DATA NOT AVAILABLE | DATA NOT AVAILABLE | LAURENCEKIRK | ABERDIEENSHIRE | AB30 1PJ | SCOTLAND | 378769 | 777324 | FIDDES | DATA NOT APPLICABLE | FIDDES | 33 | SCOTTISH HYDRO ELECTRIC POWER DISTRIBUTION PLC | WIND | ONSHORE WIND TURBINES | DATA NOT AVAILABLE | DATA NOT AVAILABLE | DATA NOT AVAILABLE | 0.8 | DATA NOT AVAILABLE | DATA NOT AVAILABLE | DATA NOT AVAILABLE | DATA NOT AVAILABLE | DATA NOT AVAILABLE | DATA NOT AVAILABLE | DATA NOT AVAILABLE | DATA NOT AVAILABLE | DATA NOT AVAILABLE | DATA NOT AVAILABLE | DATA NOT AVAILABLE | DATA NOT AVAILABLE | DATA NOT AVAILABLE | CONNECTED | 0.475 | 0.475 | 0.5 | 0 | 0 | 2015-09-07 | DATA NOT AVAILABLE | DATA NOT AVAILABLE | DATA NOT AVAILABLE | DATA NOT AVAILABLE | DATA NOT AVAILABLE | DATA NOT AVAILABLE | DATA NOT AVAILABLE | DATA NOT AVAILABLE | DATA NOT AVAILABLE | DATA NOT AVAILABLE | DATA NOT AVAILABLE | DATA NOT AVAILABLE | DATA NOT AVAILABLE | 2023-08-10
1700052880310 | DATA NOT AVAILABLE | CULLISSE PARTNERS | CULLISSE FARM WIND | DATA NOT AVAILABLE | DATA NOT AVAILABLE | TAIN | HIGHLAND | IV19 1QN | SCOTLAND | 282600 | 875089 | ALNESS | DATA NOT APPLICABLE | GLASTULLICH | 11 | SCOTTISH HYDRO ELECTRIC POWER DISTRIBUTION PLC | WIND | ONSHORE WIND TURBINES | DATA NOT AVAILABLE | DATA NOT AVAILABLE | DATA NOT AVAILABLE | 0.33 | DATA NOT AVAILABLE | DATA NOT AVAILABLE | DATA NOT AVAILABLE | DATA NOT AVAILABLE | DATA NOT AVAILABLE | DATA NOT AVAILABLE | DATA NOT AVAILABLE | DATA NOT AVAILABLE | DATA NOT AVAILABLE | DATA NOT AVAILABLE | DATA NOT AVAILABLE | DATA NOT AVAILABLE | DATA NOT AVAILABLE | CONNECTED | 0.3135 | 0.3135 | 0.33 | 0 | 0 | 2015-09-02 | DATA NOT AVAILABLE | DATA NOT AVAILABLE | DATA NOT AVAILABLE | DATA NOT AVAILABLE | DATA NOT AVAILABLE | DATA NOT AVAILABLE | DATA NOT AVAILABLE | DATA NOT AVAILABLE | DATA NOT AVAILABLE | DATA NOT AVAILABLE | DATA NOT AVAILABLE | DATA NOT AVAILABLE | DATA NOT AVAILABLE | 2023-08-10
1700052880427 | DATA NOT AVAILABLE | MESSRS F D A & D MCVICAR | LEPHINCHAPEL FARM HYDRO | DATA NOT AVAILABLE | STRACHUR | OBAN | HIGHLAND | DATA NOT AVAILABLE | SCOTLAND | 208924 | 699345 | DUNOON | DATA NOT APPLICABLE | OTTER FERRY | 11 | SCOTTISH HYDRO ELECTRIC POWER DISTRIBUTION PLC | HYDRO (TO BE CONFIRMED) | HYDRO POWER SYSTEM | DATA NOT AVAILABLE | DATA NOT AVAILABLE | DATA NOT AVAILABLE | 0.09 | DATA NOT AVAILABLE | DATA NOT AVAILABLE | DATA NOT AVAILABLE | DATA NOT AVAILABLE | DATA NOT AVAILABLE | DATA NOT AVAILABLE | DATA NOT AVAILABLE | DATA NOT AVAILABLE | DATA NOT AVAILABLE | DATA NOT AVAILABLE | DATA NOT AVAILABLE | DATA NOT AVAILABLE | DATA NOT AVAILABLE | CONNECTED | 0.0855 | 0.0855 | 0.09 | 0 | 0 | 2016-08-11 | DATA NOT AVAILABLE | DATA NOT AVAILABLE | DATA NOT AVAILABLE | DATA NOT AVAILABLE | DATA NOT AVAILABLE | DATA NOT AVAILABLE | DATA NOT AVAILABLE | DATA NOT AVAILABLE | DATA NOT AVAILABLE | DATA NOT AVAILABLE | DATA NOT AVAILABLE | DATA NOT AVAILABLE | DATA NOT AVAILABLE | 2023-08-10
1700052881030 | DATA NOT AVAILABLE | G&B RENEWABLES LTD | SOUTH LASTS WIND PHASE 2 | DATA NOT AVAILABLE | MILLTIMBER | ABERDEEN | ABERDEEN | AB13 0ES | SCOTLAND | 383432 | 803498 | CRAIGIEBUCKLER | DATA NOT APPLICABLE | CULTER | 11 | SCOTTISH HYDRO ELECTRIC POWER DISTRIBUTION PLC | WIND | ONSHORE WIND TURBINES | DATA NOT AVAILABLE | DATA NOT AVAILABLE | DATA NOT AVAILABLE | 0.8 | DATA NOT AVAILABLE | DATA NOT AVAILABLE | DATA NOT AVAILABLE | DATA NOT AVAILABLE | DATA NOT AVAILABLE | DATA NOT AVAILABLE | DATA NOT AVAILABLE | DATA NOT AVAILABLE | DATA NOT AVAILABLE | DATA NOT AVAILABLE | DATA NOT AVAILABLE | DATA NOT AVAILABLE | DATA NOT AVAILABLE | CONNECTED | 0.475 | 0.475 | 0.5 | 0 | 0 | 2015-11-04 | DATA NOT AVAILABLE | DATA NOT AVAILABLE | DATA NOT AVAILABLE | DATA NOT AVAILABLE | DATA NOT AVAILABLE | DATA NOT AVAILABLE | DATA NOT AVAILABLE | DATA NOT AVAILABLE | DATA NOT AVAILABLE | DATA NOT AVAILABLE | DATA NOT AVAILABLE | DATA NOT AVAILABLE | DATA NOT AVAILABLE | 2023-08-10
1700052885220 | DATA NOT AVAILABLE | BENMORE ESTATE LIMITED | BEMORE HYDRO | DATA NOT AVAILABLE | LOCH NA KEAL | ISLE OF MULL | ARGYLL AND BUTE | PA68 6EJ | SCOTLAND | 145471 | 735319 | TAYNUILT | DATA NOT APPLICABLE | TAYNUILT GRID | 33 | SCOTTISH HYDRO ELECTRIC POWER DISTRIBUTION PLC | HYDRO (TO BE CONFIRMED) | HYDRO POWER SYSTEM | DATA NOT AVAILABLE | DATA NOT AVAILABLE | DATA NOT AVAILABLE | 0.75 | DATA NOT AVAILABLE | DATA NOT AVAILABLE | DATA NOT AVAILABLE | DATA NOT AVAILABLE | DATA NOT AVAILABLE | DATA NOT AVAILABLE | DATA NOT AVAILABLE | DATA NOT AVAILABLE | DATA NOT AVAILABLE | DATA NOT AVAILABLE | DATA NOT AVAILABLE | DATA NOT AVAILABLE | DATA NOT AVAILABLE | CONNECTED | 0.475 | 0.475 | 0.5 | 0 | 0 | 2015-09-16 | DATA NOT AVAILABLE | DATA NOT AVAILABLE | DATA NOT AVAILABLE | DATA NOT AVAILABLE | DATA NOT AVAILABLE | DATA NOT AVAILABLE | DATA NOT AVAILABLE | DATA NOT AVAILABLE | DATA NOT AVAILABLE | DATA NOT AVAILABLE | DATA NOT AVAILABLE | DATA NOT AVAILABLE | DATA NOT AVAILABLE | 2023-08-10
1700052885727 | DATA NOT AVAILABLE | ATHOLL HYDRO LIMITED | TULLIEMET HYDRO | DATA NOT AVAILABLE | KINDALLAGHAN | PITLOCHRY | PERTHSHIRE AND KINROSS | PH9 0NW | SCOTLAND | 299565 | 749874 | TUMMEL BRIDGE | DATA NOT APPLICABLE | PITLOCHRY | 11 | SCOTTISH HYDRO ELECTRIC POWER DISTRIBUTION PLC | HYDRO (TO BE CONFIRMED) | HYDRO POWER SYSTEM | DATA NOT AVAILABLE | DATA NOT AVAILABLE | DATA NOT AVAILABLE | 0.259 | DATA NOT AVAILABLE | DATA NOT AVAILABLE | DATA NOT AVAILABLE | DATA NOT AVAILABLE | DATA NOT AVAILABLE | DATA NOT AVAILABLE | DATA NOT AVAILABLE | DATA NOT AVAILABLE | DATA NOT AVAILABLE | DATA NOT AVAILABLE | DATA NOT AVAILABLE | DATA NOT AVAILABLE | DATA NOT AVAILABLE | CONNECTED | 0.24605 | 0.24605 | 0.259 | 0 | 0 | 2015-08-25 | DATA NOT AVAILABLE | DATA NOT AVAILABLE | DATA NOT AVAILABLE | DATA NOT AVAILABLE | DATA NOT AVAILABLE | DATA NOT AVAILABLE | DATA NOT AVAILABLE | DATA NOT AVAILABLE | DATA NOT AVAILABLE | DATA NOT AVAILABLE | DATA NOT AVAILABLE | DATA NOT AVAILABLE | DATA NOT AVAILABLE | 2023-08-10
1700052886429 | DATA NOT AVAILABLE | COOP PPA SITES | REDFORD FARM | REDFORD WIND | GARVOCK | LAURENCEKIRK | ABERDIEENSHIRE | AB30 1HS | SCOTLAND | 375826 | 770593 | FIDDES | DATA NOT APPLICABLE | INVERBERVIE | 11 | SCOTTISH HYDRO ELECTRIC POWER DISTRIBUTION PLC | WIND | ONSHORE WIND TURBINES | DATA NOT AVAILABLE | DATA NOT AVAILABLE | DATA NOT AVAILABLE | 0.3 | DATA NOT AVAILABLE | DATA NOT AVAILABLE | DATA NOT AVAILABLE | DATA NOT AVAILABLE | DATA NOT AVAILABLE | DATA NOT AVAILABLE | DATA NOT AVAILABLE | DATA NOT AVAILABLE | DATA NOT AVAILABLE | DATA NOT AVAILABLE | DATA NOT AVAILABLE | DATA NOT AVAILABLE | DATA NOT AVAILABLE | CONNECTED | 0.19 | 0.19 | 0.2 | 0 | 0 | 2015-09-07 | DATA NOT AVAILABLE | DATA NOT AVAILABLE | DATA NOT AVAILABLE | DATA NOT AVAILABLE | DATA NOT AVAILABLE | DATA NOT AVAILABLE | DATA NOT AVAILABLE | DATA NOT AVAILABLE | DATA NOT AVAILABLE | DATA NOT AVAILABLE | DATA NOT AVAILABLE | DATA NOT AVAILABLE | DATA NOT AVAILABLE | 2023-08-10
1700052887194 | DATA NOT AVAILABLE | THE MERK HYDRO PROJECT LLP | MERK HYDRO | DATA NOT AVAILABLE | DATA NOT AVAILABLE | INVERARAY | ARGYLL AND BUTE | PA26 8BJ | SCOTLAND | 220734 | 714649 | CLACHAN | DATA NOT APPLICABLE | CLACHAN GRID | 33 | SCOTTISH HYDRO ELECTRIC POWER DISTRIBUTION PLC | HYDRO (TO BE CONFIRMED) | HYDRO POWER SYSTEM | DATA NOT AVAILABLE | DATA NOT AVAILABLE | DATA NOT AVAILABLE | 0.99 | DATA NOT AVAILABLE | DATA NOT AVAILABLE | DATA NOT AVAILABLE | DATA NOT AVAILABLE | DATA NOT AVAILABLE | DATA NOT AVAILABLE | DATA NOT AVAILABLE | DATA NOT AVAILABLE | DATA NOT AVAILABLE | DATA NOT AVAILABLE | DATA NOT AVAILABLE | DATA NOT AVAILABLE | DATA NOT AVAILABLE | CONNECTED | 0.855 | 0.855 | 0.9 | 0.0095 | 0.01 | 2015-07-09 | DATA NOT AVAILABLE | DATA NOT AVAILABLE | DATA NOT AVAILABLE | DATA NOT AVAILABLE | DATA NOT AVAILABLE | DATA NOT AVAILABLE | DATA NOT AVAILABLE | DATA NOT AVAILABLE | DATA NOT AVAILABLE | DATA NOT AVAILABLE | DATA NOT AVAILABLE | DATA NOT AVAILABLE | DATA NOT AVAILABLE | 2023-08-10
1700052887246 | DATA NOT AVAILABLE | FARR HYDRO SCHEME LLP | FARR HYDRO | DATA NOT AVAILABLE | FARR ESTATE | INVERNESS | HIGHLAND | IV2 6XB | SCOTLAND | 267929 | 831828 | INVERNESS | DATA NOT APPLICABLE | INVERARNIE | 11 | SCOTTISH HYDRO ELECTRIC POWER DISTRIBUTION PLC | HYDRO (TO BE CONFIRMED) | HYDRO POWER SYSTEM | DATA NOT AVAILABLE | DATA NOT AVAILABLE | DATA NOT AVAILABLE | 0.5 | DATA NOT AVAILABLE | DATA NOT AVAILABLE | DATA NOT AVAILABLE | DATA NOT AVAILABLE | DATA NOT AVAILABLE | DATA NOT AVAILABLE | DATA NOT AVAILABLE | DATA NOT AVAILABLE | DATA NOT AVAILABLE | DATA NOT AVAILABLE | DATA NOT AVAILABLE | DATA NOT AVAILABLE | DATA NOT AVAILABLE | CONNECTED | 0.475 | 0.475 | 0.5 | 0 | 0 | 2015-11-24 | DATA NOT AVAILABLE | DATA NOT AVAILABLE | DATA NOT AVAILABLE | DATA NOT AVAILABLE | DATA NOT AVAILABLE | DATA NOT AVAILABLE | DATA NOT AVAILABLE | DATA NOT AVAILABLE | DATA NOT AVAILABLE | DATA NOT AVAILABLE | DATA NOT AVAILABLE | DATA NOT AVAILABLE | DATA NOT AVAILABLE | 2023-08-10
1700052887404 | DATA NOT AVAILABLE | GLENKILN HYDRO | BENLISTER GLEN | DATA NOT AVAILABLE | DATA NOT AVAILABLE | ISLE OF ARRAN | NORTH AYRSHIRE | PA23 9AF | SCOTLAND | 217268 | 676997 | CARRADALE | DATA NOT APPLICABLE | BRODICK | 11 | SCOTTISH HYDRO ELECTRIC POWER DISTRIBUTION PLC | HYDRO (TO BE CONFIRMED) | HYDRO POWER SYSTEM | DATA NOT AVAILABLE | DATA NOT AVAILABLE | DATA NOT AVAILABLE | 0.5 | DATA NOT AVAILABLE | DATA NOT AVAILABLE | DATA NOT AVAILABLE | DATA NOT AVAILABLE | DATA NOT AVAILABLE | DATA NOT AVAILABLE | DATA NOT AVAILABLE | DATA NOT AVAILABLE | DATA NOT AVAILABLE | DATA NOT AVAILABLE | DATA NOT AVAILABLE | DATA NOT AVAILABLE | DATA NOT AVAILABLE | CONNECTED | 0.475 | 0.475 | 0.5 | 0.0095 | 0.01 | 2016-05-27 | DATA NOT AVAILABLE | DATA NOT AVAILABLE | DATA NOT AVAILABLE | DATA NOT AVAILABLE | DATA NOT AVAILABLE | DATA NOT AVAILABLE | DATA NOT AVAILABLE | DATA NOT AVAILABLE | DATA NOT AVAILABLE | DATA NOT AVAILABLE | DATA NOT AVAILABLE | DATA NOT AVAILABLE | DATA NOT AVAILABLE | 2023-08-10
1700052887422 | DATA NOT AVAILABLE | NIALL HALL T/A TORRISDALE CASTLE ESTATE | TORRISDALE HYDRO | DATA NOT AVAILABLE | LEPHINCORRACH | CAMPBELTOWN | ARGYLL AND BUTE | PA28 6QT | SCOTLAND | 179352 | 636144 | CARRADALE | DATA NOT APPLICABLE | CARRADALE GRID | 33 | SCOTTISH HYDRO ELECTRIC POWER DISTRIBUTION PLC | HYDRO (TO BE CONFIRMED) | HYDRO POWER SYSTEM | DATA NOT AVAILABLE | DATA NOT AVAILABLE | DATA NOT AVAILABLE | 0.1 | DATA NOT AVAILABLE | DATA NOT AVAILABLE | DATA NOT AVAILABLE | DATA NOT AVAILABLE | DATA NOT AVAILABLE | DATA NOT AVAILABLE | DATA NOT AVAILABLE | DATA NOT AVAILABLE | DATA NOT AVAILABLE | DATA NOT AVAILABLE | DATA NOT AVAILABLE | DATA NOT AVAILABLE | DATA NOT AVAILABLE | CONNECTED | 0.095 | 0.095 | 0.1 | 0 | 0 | 2015-10-21 | DATA NOT AVAILABLE | DATA NOT AVAILABLE | DATA NOT AVAILABLE | DATA NOT AVAILABLE | DATA NOT AVAILABLE | DATA NOT AVAILABLE | DATA NOT AVAILABLE | DATA NOT AVAILABLE | DATA NOT AVAILABLE | DATA NOT AVAILABLE | DATA NOT AVAILABLE | DATA NOT AVAILABLE | DATA NOT AVAILABLE | 2023-08-10
1700052888931 | DATA NOT AVAILABLE | REDACTED | REDACTED | REDACTED | REDACTED | REDACTED | REDACTED | AB41 8 | SCOTLAND | REDACTED | REDACTED | STRICHEN | DATA NOT APPLICABLE | STRICHEN GRID | 33 | SCOTTISH HYDRO ELECTRIC POWER DISTRIBUTION PLC | WIND | ONSHORE WIND TURBINES | DATA NOT AVAILABLE | DATA NOT AVAILABLE | DATA NOT AVAILABLE | 0.8 | DATA NOT AVAILABLE | DATA NOT AVAILABLE | DATA NOT AVAILABLE | DATA NOT AVAILABLE | DATA NOT AVAILABLE | DATA NOT AVAILABLE | DATA NOT AVAILABLE | DATA NOT AVAILABLE | DATA NOT AVAILABLE | DATA NOT AVAILABLE | DATA NOT AVAILABLE | DATA NOT AVAILABLE | DATA NOT AVAILABLE | CONNECTED | 0.76 | 0.76 | 0.8 | 0 | 0 | 2015-09-21 | DATA NOT AVAILABLE | DATA NOT AVAILABLE | DATA NOT AVAILABLE | DATA NOT AVAILABLE | DATA NOT AVAILABLE | DATA NOT AVAILABLE | DATA NOT AVAILABLE | DATA NOT AVAILABLE | DATA NOT AVAILABLE | DATA NOT AVAILABLE | DATA NOT AVAILABLE | DATA NOT AVAILABLE | DATA NOT AVAILABLE | 2023-08-10
1700052889030 | DATA NOT AVAILABLE | SHAND BUILDING DESIGN LIMITED | HILTON PARK FARM WIND | DATA NOT AVAILABLE | DATA NOT AVAILABLE | BANFF | ABERDEENSHIRE | AB45 3AP | SCOTLAND | 364182 | 860047 | KEITH | DATA NOT APPLICABLE | MARNOCH | 11 | SCOTTISH HYDRO ELECTRIC POWER DISTRIBUTION PLC | WIND | ONSHORE WIND TURBINES | DATA NOT AVAILABLE | DATA NOT AVAILABLE | DATA NOT AVAILABLE | 0.053 | DATA NOT AVAILABLE | DATA NOT AVAILABLE | DATA NOT AVAILABLE | DATA NOT AVAILABLE | DATA NOT AVAILABLE | DATA NOT AVAILABLE | DATA NOT AVAILABLE | DATA NOT AVAILABLE | DATA NOT AVAILABLE | DATA NOT AVAILABLE | DATA NOT AVAILABLE | DATA NOT AVAILABLE | DATA NOT AVAILABLE | CONNECTED | 0.05035 | 0.05035 | 0.053 | 0 | 0 | 2015-06-05 | DATA NOT AVAILABLE | DATA NOT AVAILABLE | DATA NOT AVAILABLE | DATA NOT AVAILABLE | DATA NOT AVAILABLE | DATA NOT AVAILABLE | DATA NOT AVAILABLE | DATA NOT AVAILABLE | DATA NOT AVAILABLE | DATA NOT AVAILABLE | DATA NOT AVAILABLE | DATA NOT AVAILABLE | DATA NOT AVAILABLE | 2023-08-10
1700052889730 | DATA NOT AVAILABLE | FF WIND ENERGY LIMITED | INVERQUHOMERY FARM | INVERQUHOMERY WINDFARM | LONGSIDE | PETERHEAD | ABERDEENSHIRE | AB42 4TU | SCOTLAND | 401932 | 846531 | STRICHEN | DATA NOT APPLICABLE | STRICHEN GRID | 33 | SCOTTISH HYDRO ELECTRIC POWER DISTRIBUTION PLC | WIND | ONSHORE WIND TURBINES | DATA NOT AVAILABLE | DATA NOT AVAILABLE | DATA NOT AVAILABLE | 0.999 | DATA NOT AVAILABLE | DATA NOT AVAILABLE | DATA NOT AVAILABLE | DATA NOT AVAILABLE | DATA NOT AVAILABLE | DATA NOT AVAILABLE | DATA NOT AVAILABLE | DATA NOT AVAILABLE | DATA NOT AVAILABLE | DATA NOT AVAILABLE | DATA NOT AVAILABLE | DATA NOT AVAILABLE | DATA NOT AVAILABLE | CONNECTED | 0.94905 | 0.94905 | 0.999 | 0 | 0 | 2015-10-19 | DATA NOT AVAILABLE | DATA NOT AVAILABLE | DATA NOT AVAILABLE | DATA NOT AVAILABLE | DATA NOT AVAILABLE | DATA NOT AVAILABLE | DATA NOT AVAILABLE | DATA NOT AVAILABLE | DATA NOT AVAILABLE | DATA NOT AVAILABLE | DATA NOT AVAILABLE | DATA NOT AVAILABLE | DATA NOT AVAILABLE | 2023-08-10
1700052891970 | DATA NOT AVAILABLE | COOP PPA SITES | PEATTIE FARM WIND | DATA NOT AVAILABLE | DATA NOT AVAILABLE | MONTROSE | ANGUS | DD10 0PP | SCOTLAND | 380711 | 773141 | FIDDES | DATA NOT APPLICABLE | INVERBERVIE | 11 | SCOTTISH HYDRO ELECTRIC POWER DISTRIBUTION PLC | WIND | ONSHORE WIND TURBINES | DATA NOT AVAILABLE | DATA NOT AVAILABLE | DATA NOT AVAILABLE | 0.5 | DATA NOT AVAILABLE | DATA NOT AVAILABLE | DATA NOT AVAILABLE | DATA NOT AVAILABLE | DATA NOT AVAILABLE | DATA NOT AVAILABLE | DATA NOT AVAILABLE | DATA NOT AVAILABLE | DATA NOT AVAILABLE | DATA NOT AVAILABLE | DATA NOT AVAILABLE | DATA NOT AVAILABLE | DATA NOT AVAILABLE | CONNECTED | 0.475 | 0.475 | 0.5 | 0 | 0 | 2015-10-27 | DATA NOT AVAILABLE | DATA NOT AVAILABLE | DATA NOT AVAILABLE | DATA NOT AVAILABLE | DATA NOT AVAILABLE | DATA NOT AVAILABLE | DATA NOT AVAILABLE | DATA NOT AVAILABLE | DATA NOT AVAILABLE | DATA NOT AVAILABLE | DATA NOT AVAILABLE | DATA NOT AVAILABLE | DATA NOT AVAILABLE | 2023-08-10
1700052894207 | DATA NOT AVAILABLE | J RHIND & CO | WOODSIDE FARM | WOODSIDE GENERATION | DATA NOT AVAILABLE | FORRES | MORAY | IV36 3UA | SCOTLAND | 307978 | 862460 | NAIRN | DATA NOT APPLICABLE | FORRES | 11 | SCOTTISH HYDRO ELECTRIC POWER DISTRIBUTION PLC | OTHER | OTHER | DATA NOT AVAILABLE | DATA NOT AVAILABLE | DATA NOT AVAILABLE | 0.499 | DATA NOT AVAILABLE | DATA NOT AVAILABLE | DATA NOT AVAILABLE | DATA NOT AVAILABLE | DATA NOT AVAILABLE | DATA NOT AVAILABLE | DATA NOT AVAILABLE | DATA NOT AVAILABLE | DATA NOT AVAILABLE | DATA NOT AVAILABLE | DATA NOT AVAILABLE | DATA NOT AVAILABLE | DATA NOT AVAILABLE | CONNECTED | 0.475 | 0.475 | 0.5 | 0 | 0 | 2015-08-21 | DATA NOT AVAILABLE | DATA NOT AVAILABLE | DATA NOT AVAILABLE | DATA NOT AVAILABLE | DATA NOT AVAILABLE | DATA NOT AVAILABLE | DATA NOT AVAILABLE | DATA NOT AVAILABLE | DATA NOT AVAILABLE | DATA NOT AVAILABLE | DATA NOT AVAILABLE | DATA NOT AVAILABLE | DATA NOT AVAILABLE | 2023-08-10
1700052894466 | DATA NOT AVAILABLE | REDACTED | REDACTED | REDACTED | REDACTED | REDACTED | REDACTED | AB45 2 | SCOTLAND | REDACTED | REDACTED | KEITH | DATA NOT APPLICABLE | CULLEN | 11 | SCOTTISH HYDRO ELECTRIC POWER DISTRIBUTION PLC | WIND | ONSHORE WIND TURBINES | DATA NOT AVAILABLE | DATA NOT AVAILABLE | DATA NOT AVAILABLE | 0.5 | DATA NOT AVAILABLE | DATA NOT AVAILABLE | DATA NOT AVAILABLE | DATA NOT AVAILABLE | DATA NOT AVAILABLE | DATA NOT AVAILABLE | DATA NOT AVAILABLE | DATA NOT AVAILABLE | DATA NOT AVAILABLE | DATA NOT AVAILABLE | DATA NOT AVAILABLE | DATA NOT AVAILABLE | DATA NOT AVAILABLE | CONNECTED | 0.475 | 0.475 | 0.5 | 0.0095 | 0.01 | 2016-03-24 | DATA NOT AVAILABLE | DATA NOT AVAILABLE | DATA NOT AVAILABLE | DATA NOT AVAILABLE | DATA NOT AVAILABLE | DATA NOT AVAILABLE | DATA NOT AVAILABLE | DATA NOT AVAILABLE | DATA NOT AVAILABLE | DATA NOT AVAILABLE | DATA NOT AVAILABLE | DATA NOT AVAILABLE | DATA NOT AVAILABLE | 2023-08-10
1700052894917 | DATA NOT AVAILABLE | REDACTED | REDACTED | REDACTED | REDACTED | REDACTED | REDACTED | AB51 0 | SCOTLAND | REDACTED | REDACTED | KINTORE | DATA NOT APPLICABLE | OLDMELDRUM | 11 | SCOTTISH HYDRO ELECTRIC POWER DISTRIBUTION PLC | WIND | ONSHORE WIND TURBINES | DATA NOT AVAILABLE | DATA NOT AVAILABLE | DATA NOT AVAILABLE | 0.8 | DATA NOT AVAILABLE | DATA NOT AVAILABLE | DATA NOT AVAILABLE | DATA NOT AVAILABLE | DATA NOT AVAILABLE | DATA NOT AVAILABLE | DATA NOT AVAILABLE | DATA NOT AVAILABLE | DATA NOT AVAILABLE | DATA NOT AVAILABLE | DATA NOT AVAILABLE | DATA NOT AVAILABLE | DATA NOT AVAILABLE | CONNECTED | 0.76 | 0.76 | 0.8 | 0 | 0 | 2016-07-08 | DATA NOT AVAILABLE | DATA NOT AVAILABLE | DATA NOT AVAILABLE | DATA NOT AVAILABLE | DATA NOT AVAILABLE | DATA NOT AVAILABLE | DATA NOT AVAILABLE | DATA NOT AVAILABLE | DATA NOT AVAILABLE | DATA NOT AVAILABLE | DATA NOT AVAILABLE | DATA NOT AVAILABLE | DATA NOT AVAILABLE | 2023-08-10
1700052895441 | DATA NOT AVAILABLE | JOHN RENNIE & SONS (FARMERS) LTD | GASK FARM | GASK WINDFARM | DATA NOT AVAILABLE | TURRIFF | ABERDEENSHIRE | AB53 8BP | SCOTLAND | 373296 | 847482 | MACDUFF | DATA NOT APPLICABLE | TURRIFF | 11 | SCOTTISH HYDRO ELECTRIC POWER DISTRIBUTION PLC | WIND | ONSHORE WIND TURBINES | DATA NOT AVAILABLE | DATA NOT AVAILABLE | DATA NOT AVAILABLE | 0.45 | DATA NOT AVAILABLE | DATA NOT AVAILABLE | DATA NOT AVAILABLE | DATA NOT AVAILABLE | DATA NOT AVAILABLE | DATA NOT AVAILABLE | DATA NOT AVAILABLE | DATA NOT AVAILABLE | DATA NOT AVAILABLE | DATA NOT AVAILABLE | DATA NOT AVAILABLE | DATA NOT AVAILABLE | DATA NOT AVAILABLE | CONNECTED | 0.4275 | 0.4275 | 0.45 | 0.095 | 0.1 | 2015-11-24 | DATA NOT AVAILABLE | DATA NOT AVAILABLE | DATA NOT AVAILABLE | DATA NOT AVAILABLE | DATA NOT AVAILABLE | DATA NOT AVAILABLE | DATA NOT AVAILABLE | DATA NOT AVAILABLE | DATA NOT AVAILABLE | DATA NOT AVAILABLE | DATA NOT AVAILABLE | DATA NOT AVAILABLE | DATA NOT AVAILABLE | 2023-08-10
1700052895619 | DATA NOT AVAILABLE | WESTER KERROWGAIR FARM ENERGY LTD | WEST KERROWGAIR FARM BIOGAS | DATA NOT AVAILABLE | DATA NOT AVAILABLE | INVERNESS | HIGHLAND | IV2 7JE | SCOTLAND | 275194 | 851844 | NAIRN | DATA NOT APPLICABLE | DALCROSS | 11 | SCOTTISH HYDRO ELECTRIC POWER DISTRIBUTION PLC | OTHER | OTHER | DATA NOT AVAILABLE | DATA NOT AVAILABLE | DATA NOT AVAILABLE | 0.499 | DATA NOT AVAILABLE | DATA NOT AVAILABLE | DATA NOT AVAILABLE | DATA NOT AVAILABLE | DATA NOT AVAILABLE | DATA NOT AVAILABLE | DATA NOT AVAILABLE | DATA NOT AVAILABLE | DATA NOT AVAILABLE | DATA NOT AVAILABLE | DATA NOT AVAILABLE | DATA NOT AVAILABLE | DATA NOT AVAILABLE | CONNECTED | 0.47405 | 0.47405 | 0.499 | 0 | 0 | 2015-09-18 | DATA NOT AVAILABLE | DATA NOT AVAILABLE | DATA NOT AVAILABLE | DATA NOT AVAILABLE | DATA NOT AVAILABLE | DATA NOT AVAILABLE | DATA NOT AVAILABLE | DATA NOT AVAILABLE | DATA NOT AVAILABLE | DATA NOT AVAILABLE | DATA NOT AVAILABLE | DATA NOT AVAILABLE | DATA NOT AVAILABLE | 2023-08-10
1700052895646 | DATA NOT AVAILABLE | BROADLAND ENERGY (MOY) LTD | MOY HYDRO GENERATING STATION | DATA NOT AVAILABLE | DATA NOT AVAILABLE | FORT WILLIAM | HIGHLAND | PH33 7PD | SCOTLAND | 214538 | 781932 | FORT WILLIAM | DATA NOT APPLICABLE | FORT WILLIAM GRID | 33 | SCOTTISH HYDRO ELECTRIC POWER DISTRIBUTION PLC | HYDRO (TO BE CONFIRMED) | HYDRO POWER SYSTEM | DATA NOT AVAILABLE | DATA NOT AVAILABLE | DATA NOT AVAILABLE | 0.4 | DATA NOT AVAILABLE | DATA NOT AVAILABLE | DATA NOT AVAILABLE | DATA NOT AVAILABLE | DATA NOT AVAILABLE | DATA NOT AVAILABLE | DATA NOT AVAILABLE | DATA NOT AVAILABLE | DATA NOT AVAILABLE | DATA NOT AVAILABLE | DATA NOT AVAILABLE | DATA NOT AVAILABLE | DATA NOT AVAILABLE | CONNECTED | 0.38 | 0.38 | 0.4 | 0.0095 | 0.01 | 2016-01-14 | DATA NOT AVAILABLE | DATA NOT AVAILABLE | DATA NOT AVAILABLE | DATA NOT AVAILABLE | DATA NOT AVAILABLE | DATA NOT AVAILABLE | DATA NOT AVAILABLE | DATA NOT AVAILABLE | DATA NOT AVAILABLE | DATA NOT AVAILABLE | DATA NOT AVAILABLE | DATA NOT AVAILABLE | DATA NOT AVAILABLE | 2023-08-10
1700052896997 | DATA NOT AVAILABLE | CHAMP POWER LTD | WIND GENERATING STATION | DRUMDELGIE FOREST | DATA NOT AVAILABLE | HUNTLY | ABERDEENSHIRE | AB54 4TH | SCOTLAND | 348473 | 842306 | KEITH | DATA NOT APPLICABLE | HUNTLY | 11 | SCOTTISH HYDRO ELECTRIC POWER DISTRIBUTION PLC | WIND | ONSHORE WIND TURBINES | DATA NOT AVAILABLE | DATA NOT AVAILABLE | DATA NOT AVAILABLE | 0.5 | DATA NOT AVAILABLE | DATA NOT AVAILABLE | DATA NOT AVAILABLE | DATA NOT AVAILABLE | DATA NOT AVAILABLE | DATA NOT AVAILABLE | DATA NOT AVAILABLE | DATA NOT AVAILABLE | DATA NOT AVAILABLE | DATA NOT AVAILABLE | DATA NOT AVAILABLE | DATA NOT AVAILABLE | DATA NOT AVAILABLE | CONNECTED | 0.475 | 0.475 | 0.5 | 0.019 | 0.02 | 2015-09-24 | DATA NOT AVAILABLE | DATA NOT AVAILABLE | DATA NOT AVAILABLE | DATA NOT AVAILABLE | DATA NOT AVAILABLE | DATA NOT AVAILABLE | DATA NOT AVAILABLE | DATA NOT AVAILABLE | DATA NOT AVAILABLE | DATA NOT AVAILABLE | DATA NOT AVAILABLE | DATA NOT AVAILABLE | DATA NOT AVAILABLE | 2023-08-10
1700052897893 | DATA NOT AVAILABLE | ALBION CAPITAL GROUP LLP | BRUACHAIG HYDRO | DATA NOT AVAILABLE | DATA NOT AVAILABLE | ACHNASHEEN | ROSS-SHIRE | IV22 2PA | SCOTLAND | 202973 | 862071 | GRUDIE BRIDGE | DATA NOT APPLICABLE | KINLOCHEWE | 11 | SCOTTISH HYDRO ELECTRIC POWER DISTRIBUTION PLC | HYDRO (TO BE CONFIRMED) | HYDRO POWER SYSTEM | DATA NOT AVAILABLE | DATA NOT AVAILABLE | DATA NOT AVAILABLE | 0.5 | DATA NOT AVAILABLE | DATA NOT AVAILABLE | DATA NOT AVAILABLE | DATA NOT AVAILABLE | DATA NOT AVAILABLE | DATA NOT AVAILABLE | DATA NOT AVAILABLE | DATA NOT AVAILABLE | DATA NOT AVAILABLE | DATA NOT AVAILABLE | DATA NOT AVAILABLE | DATA NOT AVAILABLE | DATA NOT AVAILABLE | CONNECTED | 0.475 | 0.475 | 0.5 | 0.01425 | 0.015 | 2016-12-19 | DATA NOT AVAILABLE | DATA NOT AVAILABLE | DATA NOT AVAILABLE | DATA NOT AVAILABLE | DATA NOT AVAILABLE | DATA NOT AVAILABLE | DATA NOT AVAILABLE | DATA NOT AVAILABLE | DATA NOT AVAILABLE | DATA NOT AVAILABLE | DATA NOT AVAILABLE | DATA NOT AVAILABLE | DATA NOT AVAILABLE | 2023-08-10
1700052898577 | DATA NOT AVAILABLE | ANNAT BURN HYDRO LIMITED | MILTON OF CAMBUS FARM | ANNET BURN HYDRO | DATA NOT AVAILABLE | DOUNE | STIRLING | FK16 6HG | SCOTLAND | 271437 | 703944 | BRACO WEST GRID | DATA NOT APPLICABLE | BRACO WEST GRID | 33 | SCOTTISH HYDRO ELECTRIC POWER DISTRIBUTION PLC | HYDRO (TO BE CONFIRMED) | HYDRO POWER SYSTEM | DATA NOT AVAILABLE | DATA NOT AVAILABLE | DATA NOT AVAILABLE | 0.5 | DATA NOT AVAILABLE | DATA NOT AVAILABLE | DATA NOT AVAILABLE | DATA NOT AVAILABLE | DATA NOT AVAILABLE | DATA NOT AVAILABLE | DATA NOT AVAILABLE | DATA NOT AVAILABLE | DATA NOT AVAILABLE | DATA NOT AVAILABLE | DATA NOT AVAILABLE | DATA NOT AVAILABLE | DATA NOT AVAILABLE | CONNECTED | 0.475 | 0.475 | 0.5 | 0 | 0 | 2015-12-03 | DATA NOT AVAILABLE | DATA NOT AVAILABLE | DATA NOT AVAILABLE | DATA NOT AVAILABLE | DATA NOT AVAILABLE | DATA NOT AVAILABLE | DATA NOT AVAILABLE | DATA NOT AVAILABLE | DATA NOT AVAILABLE | DATA NOT AVAILABLE | DATA NOT AVAILABLE | DATA NOT AVAILABLE | DATA NOT AVAILABLE | 2023-08-10
1700052904733 | DATA NOT AVAILABLE | KILSYTH LIMITED | BURN OF MAR HYDRO | DATA NOT AVAILABLE | MILTON OF BUCHANAN | GLASGOW | GLASGOW CITY | G63 0JE | SCOTLAND | 244402 | 690355 | STRATHLEVEN | DATA NOT APPLICABLE | DRYMEN | 11 | SCOTTISH HYDRO ELECTRIC POWER DISTRIBUTION PLC | HYDRO (TO BE CONFIRMED) | HYDRO POWER SYSTEM | DATA NOT AVAILABLE | DATA NOT AVAILABLE | DATA NOT AVAILABLE | 0.5 | DATA NOT AVAILABLE | DATA NOT AVAILABLE | DATA NOT AVAILABLE | DATA NOT AVAILABLE | DATA NOT AVAILABLE | DATA NOT AVAILABLE | DATA NOT AVAILABLE | DATA NOT AVAILABLE | DATA NOT AVAILABLE | DATA NOT AVAILABLE | DATA NOT AVAILABLE | DATA NOT AVAILABLE | DATA NOT AVAILABLE | CONNECTED | 0.5225 | 0.5225 | 0.55 | 0 | 0 | 2015-10-11 | DATA NOT AVAILABLE | DATA NOT AVAILABLE | DATA NOT AVAILABLE | DATA NOT AVAILABLE | DATA NOT AVAILABLE | DATA NOT AVAILABLE | DATA NOT AVAILABLE | DATA NOT AVAILABLE | DATA NOT AVAILABLE | DATA NOT AVAILABLE | DATA NOT AVAILABLE | DATA NOT AVAILABLE | DATA NOT AVAILABLE | 2023-08-10
1700052904751 | DATA NOT AVAILABLE | REDACTED | REDACTED | REDACTED | REDACTED | REDACTED | REDACTED | AB53 | SCOTLAND | REDACTED | REDACTED | MACDUFF | DATA NOT APPLICABLE | TURRIFF | 11 | SCOTTISH HYDRO ELECTRIC POWER DISTRIBUTION PLC | WIND | ONSHORE WIND TURBINES | DATA NOT AVAILABLE | DATA NOT AVAILABLE | DATA NOT AVAILABLE | 0.225 | DATA NOT AVAILABLE | DATA NOT AVAILABLE | DATA NOT AVAILABLE | DATA NOT AVAILABLE | DATA NOT AVAILABLE | DATA NOT AVAILABLE | DATA NOT AVAILABLE | DATA NOT AVAILABLE | DATA NOT AVAILABLE | DATA NOT AVAILABLE | DATA NOT AVAILABLE | DATA NOT AVAILABLE | DATA NOT AVAILABLE | CONNECTED | 0.21375 | 0.21375 | 0.225 | 0 | 0 | 2015-09-24 | DATA NOT AVAILABLE | DATA NOT AVAILABLE | DATA NOT AVAILABLE | DATA NOT AVAILABLE | DATA NOT AVAILABLE | DATA NOT AVAILABLE | DATA NOT AVAILABLE | DATA NOT AVAILABLE | DATA NOT AVAILABLE | DATA NOT AVAILABLE | DATA NOT AVAILABLE | DATA NOT AVAILABLE | DATA NOT AVAILABLE | 2023-08-10
1700052905212 | DATA NOT AVAILABLE | GOSHAWK ENERGY LIMITED | EASTER ABERCHALDER HYDRO | DATA NOT AVAILABLE | DATA NOT AVAILABLE | INVERNESS | HIGHLAND | IV2 6UJ | SCOTLAND | 254016 | 820197 | INVERNESS | DATA NOT APPLICABLE | ERROGIE | 11 | SCOTTISH HYDRO ELECTRIC POWER DISTRIBUTION PLC | HYDRO (TO BE CONFIRMED) | HYDRO POWER SYSTEM | DATA NOT AVAILABLE | DATA NOT AVAILABLE | DATA NOT AVAILABLE | 0.75 | DATA NOT AVAILABLE | DATA NOT AVAILABLE | DATA NOT AVAILABLE | DATA NOT AVAILABLE | DATA NOT AVAILABLE | DATA NOT AVAILABLE | DATA NOT AVAILABLE | DATA NOT AVAILABLE | DATA NOT AVAILABLE | DATA NOT AVAILABLE | DATA NOT AVAILABLE | DATA NOT AVAILABLE | DATA NOT AVAILABLE | CONNECTED | 0.7125 | 0.7125 | 0.75 | 0 | 0 | 2015-10-28 | DATA NOT AVAILABLE | DATA NOT AVAILABLE | DATA NOT AVAILABLE | DATA NOT AVAILABLE | DATA NOT AVAILABLE | DATA NOT AVAILABLE | DATA NOT AVAILABLE | DATA NOT AVAILABLE | DATA NOT AVAILABLE | DATA NOT AVAILABLE | DATA NOT AVAILABLE | DATA NOT AVAILABLE | DATA NOT AVAILABLE | 2023-08-10
1700052905904 | DATA NOT AVAILABLE | RATHBANE IOM HOLDING LIMITED | AUCHORRIE FARM | AUCHORRIE WINDFARM | DATA NOT AVAILABLE | INVERURIE | ABERDEENSHIRE | AB51 7NL | SCOTLAND | 367253 | 805953 | KINTORE | DATA NOT APPLICABLE | MIDMAR | 11 | SCOTTISH HYDRO ELECTRIC POWER DISTRIBUTION PLC | WIND | ONSHORE WIND TURBINES | DATA NOT AVAILABLE | DATA NOT AVAILABLE | DATA NOT AVAILABLE | DATA NOT AVAILABLE | DATA NOT AVAILABLE | DATA NOT AVAILABLE | DATA NOT AVAILABLE | DATA NOT AVAILABLE | DATA NOT AVAILABLE | DATA NOT AVAILABLE | DATA NOT AVAILABLE | DATA NOT AVAILABLE | DATA NOT AVAILABLE | DATA NOT AVAILABLE | DATA NOT AVAILABLE | DATA NOT AVAILABLE | DATA NOT AVAILABLE | CONNECTED | 0.4275 | 0.4275 | 0.45 | DATA NOT AVAILABLE | DATA NOT AVAILABLE | DATA NOT AVAILABLE | DATA NOT AVAILABLE | DATA NOT AVAILABLE | DATA NOT AVAILABLE | DATA NOT AVAILABLE | DATA NOT AVAILABLE | DATA NOT AVAILABLE | DATA NOT AVAILABLE | DATA NOT AVAILABLE | DATA NOT AVAILABLE | DATA NOT AVAILABLE | DATA NOT AVAILABLE | DATA NOT AVAILABLE | DATA NOT AVAILABLE | 2023-08-10
1700052906234 | DATA NOT AVAILABLE | SOLARVENTUS ENERGY LTD | GLENBRAN FARM WIND | DATA NOT AVAILABLE | DATA NOT AVAILABLE | PERTH | PERTHSHIRE AND KINROSS | PH14 9TB | SCOTLAND | 323952 | 733638 | ABERNETHY | DATA NOT APPLICABLE | BALBEGGIE | 11 | SCOTTISH HYDRO ELECTRIC POWER DISTRIBUTION PLC | WIND | ONSHORE WIND TURBINES | DATA NOT AVAILABLE | DATA NOT AVAILABLE | DATA NOT AVAILABLE | 0.5 | DATA NOT AVAILABLE | DATA NOT AVAILABLE | DATA NOT AVAILABLE | DATA NOT AVAILABLE | DATA NOT AVAILABLE | DATA NOT AVAILABLE | DATA NOT AVAILABLE | DATA NOT AVAILABLE | DATA NOT AVAILABLE | DATA NOT AVAILABLE | DATA NOT AVAILABLE | DATA NOT AVAILABLE | DATA NOT AVAILABLE | CONNECTED | 0.475 | 0.475 | 0.5 | 0 | 0 | DATA NOT AVAILABLE | DATA NOT AVAILABLE | DATA NOT AVAILABLE | DATA NOT AVAILABLE | DATA NOT AVAILABLE | DATA NOT AVAILABLE | DATA NOT AVAILABLE | DATA NOT AVAILABLE | DATA NOT AVAILABLE | DATA NOT AVAILABLE | DATA NOT AVAILABLE | DATA NOT AVAILABLE | DATA NOT AVAILABLE | DATA NOT AVAILABLE | 2023-08-10
1700052907497 | DATA NOT AVAILABLE | WYVIS (HYDRO) LIMITED | UPPER WYVIS HYDRO | DATA NOT AVAILABLE | UPPER WYVIS HYDRO | STRATHPEFFER | HIGHLAND | IV14 9AE | SCOTLAND | 249181 | 860174 | BEAULY | DATA NOT APPLICABLE | DINGWALL | 11 | SCOTTISH HYDRO ELECTRIC POWER DISTRIBUTION PLC | HYDRO (TO BE CONFIRMED) | HYDRO POWER SYSTEM | DATA NOT AVAILABLE | DATA NOT AVAILABLE | DATA NOT AVAILABLE | 0.28 | DATA NOT AVAILABLE | DATA NOT AVAILABLE | DATA NOT AVAILABLE | DATA NOT AVAILABLE | DATA NOT AVAILABLE | DATA NOT AVAILABLE | DATA NOT AVAILABLE | DATA NOT AVAILABLE | DATA NOT AVAILABLE | DATA NOT AVAILABLE | DATA NOT AVAILABLE | DATA NOT AVAILABLE | DATA NOT AVAILABLE | CONNECTED | 0.266 | 0.266 | 0.28 | 0.01425 | 0.015 | 2016-01-07 | DATA NOT AVAILABLE | DATA NOT AVAILABLE | DATA NOT AVAILABLE | DATA NOT AVAILABLE | DATA NOT AVAILABLE | DATA NOT AVAILABLE | DATA NOT AVAILABLE | DATA NOT AVAILABLE | DATA NOT AVAILABLE | DATA NOT AVAILABLE | DATA NOT AVAILABLE | DATA NOT AVAILABLE | DATA NOT AVAILABLE | 2023-08-10
1700052909208 | DATA NOT AVAILABLE | BROADLAND ENERGY (LAUDALE) LTD | ALLT NA H'AIRIGH HYDRO | DATA NOT AVAILABLE | LIDDESDALE | FORT WILLIAM | HIGHLAND | PH33 7AF | SCOTLAND | 177902 | 759632 | FORT WILLIAM | DATA NOT APPLICABLE | FORT WILLIAM GRID | 33 | SCOTTISH HYDRO ELECTRIC POWER DISTRIBUTION PLC | HYDRO (TO BE CONFIRMED) | HYDRO POWER SYSTEM | DATA NOT AVAILABLE | DATA NOT AVAILABLE | DATA NOT AVAILABLE | 0.5 | DATA NOT AVAILABLE | DATA NOT AVAILABLE | DATA NOT AVAILABLE | DATA NOT AVAILABLE | DATA NOT AVAILABLE | DATA NOT AVAILABLE | DATA NOT AVAILABLE | DATA NOT AVAILABLE | DATA NOT AVAILABLE | DATA NOT AVAILABLE | DATA NOT AVAILABLE | DATA NOT AVAILABLE | DATA NOT AVAILABLE | CONNECTED | 0.475 | 0.475 | 0.5 | 0.01425 | 0.015 | 2015-12-11 | DATA NOT AVAILABLE | DATA NOT AVAILABLE | DATA NOT AVAILABLE | DATA NOT AVAILABLE | DATA NOT AVAILABLE | DATA NOT AVAILABLE | DATA NOT AVAILABLE | DATA NOT AVAILABLE | DATA NOT AVAILABLE | DATA NOT AVAILABLE | DATA NOT AVAILABLE | DATA NOT AVAILABLE | DATA NOT AVAILABLE | 2023-08-10
1700052909244 | DATA NOT AVAILABLE | BROADLAND ENERGY (LAUDALE) LTD | LIDDESDALE BURN HYDRO | DATA NOT AVAILABLE | DATA NOT AVAILABLE | FORT WILLIAM | HIGHLAND | PH33 7AF | SCOTLAND | 177902 | 759632 | FORT WILLIAM | DATA NOT APPLICABLE | FORT WILLIAM GRID | 33 | SCOTTISH HYDRO ELECTRIC POWER DISTRIBUTION PLC | HYDRO (TO BE CONFIRMED) | HYDRO POWER SYSTEM | DATA NOT AVAILABLE | DATA NOT AVAILABLE | DATA NOT AVAILABLE | 0.4 | DATA NOT AVAILABLE | DATA NOT AVAILABLE | DATA NOT AVAILABLE | DATA NOT AVAILABLE | DATA NOT AVAILABLE | DATA NOT AVAILABLE | DATA NOT AVAILABLE | DATA NOT AVAILABLE | DATA NOT AVAILABLE | DATA NOT AVAILABLE | DATA NOT AVAILABLE | DATA NOT AVAILABLE | DATA NOT AVAILABLE | CONNECTED | 0.38 | 0.38 | 0.4 | 0.01425 | 0.015 | 2016-03-31 | DATA NOT AVAILABLE | DATA NOT AVAILABLE | DATA NOT AVAILABLE | DATA NOT AVAILABLE | DATA NOT AVAILABLE | DATA NOT AVAILABLE | DATA NOT AVAILABLE | DATA NOT AVAILABLE | DATA NOT AVAILABLE | DATA NOT AVAILABLE | DATA NOT AVAILABLE | DATA NOT AVAILABLE | DATA NOT AVAILABLE | 2023-08-10
1700052910203 | DATA NOT AVAILABLE | BROADLAND ENERGY (LAUDALE) LTD | ALLT NA CLOICHE HYDRO | DATA NOT AVAILABLE | DATA NOT AVAILABLE | FORT WILLIAM | HIGHLAND | PH33 7AF | SCOTLAND | 177902 | 759632 | FORT WILLIAM | DATA NOT APPLICABLE | FORT WILLIAM GRID | 33 | SCOTTISH HYDRO ELECTRIC POWER DISTRIBUTION PLC | HYDRO (TO BE CONFIRMED) | HYDRO POWER SYSTEM | DATA NOT AVAILABLE | DATA NOT AVAILABLE | DATA NOT AVAILABLE | 0.9 | DATA NOT AVAILABLE | DATA NOT AVAILABLE | DATA NOT AVAILABLE | DATA NOT AVAILABLE | DATA NOT AVAILABLE | DATA NOT AVAILABLE | DATA NOT AVAILABLE | DATA NOT AVAILABLE | DATA NOT AVAILABLE | DATA NOT AVAILABLE | DATA NOT AVAILABLE | DATA NOT AVAILABLE | DATA NOT AVAILABLE | CONNECTED | 0.855 | 0.855 | 0.9 | 0.01425 | 0.015 | 2016-06-01 | DATA NOT AVAILABLE | DATA NOT AVAILABLE | DATA NOT AVAILABLE | DATA NOT AVAILABLE | DATA NOT AVAILABLE | DATA NOT AVAILABLE | DATA NOT AVAILABLE | DATA NOT AVAILABLE | DATA NOT AVAILABLE | DATA NOT AVAILABLE | DATA NOT AVAILABLE | DATA NOT AVAILABLE | DATA NOT AVAILABLE | 2023-08-10
1700052910746 | DATA NOT AVAILABLE | COOP PPA SITES | EAST DRUMS FARM | DATA NOT AVAILABLE | DATA NOT AVAILABLE | BRECHIN | ANGUS | DD9 6TP | SCOTLAND | 360729 | 758083 | BRIDGE OF DUN | DATA NOT APPLICABLE | BRECHIN | 11 | SCOTTISH HYDRO ELECTRIC POWER DISTRIBUTION PLC | WIND | ONSHORE WIND TURBINES | DATA NOT AVAILABLE | DATA NOT AVAILABLE | DATA NOT AVAILABLE | 0.8 | DATA NOT AVAILABLE | DATA NOT AVAILABLE | DATA NOT AVAILABLE | DATA NOT AVAILABLE | DATA NOT AVAILABLE | DATA NOT AVAILABLE | DATA NOT AVAILABLE | DATA NOT AVAILABLE | DATA NOT AVAILABLE | DATA NOT AVAILABLE | DATA NOT AVAILABLE | DATA NOT AVAILABLE | DATA NOT AVAILABLE | CONNECTED | 0.76 | 0.76 | 0.8 | 0 | 0 | 2015-11-25 | DATA NOT AVAILABLE | DATA NOT AVAILABLE | DATA NOT AVAILABLE | DATA NOT AVAILABLE | DATA NOT AVAILABLE | DATA NOT AVAILABLE | DATA NOT AVAILABLE | DATA NOT AVAILABLE | DATA NOT AVAILABLE | DATA NOT AVAILABLE | DATA NOT AVAILABLE | DATA NOT AVAILABLE | DATA NOT AVAILABLE | 2023-08-10
1700052912664 | DATA NOT AVAILABLE | PITNACREE HYDRO LLP | PITNACREE MICRO-HYDRO | DATA NOT AVAILABLE | DATA NOT AVAILABLE | PITLOCHRY | PERTHSHIRE AND KINROSS | PH9 0PG | SCOTLAND | 291389 | 753538 | TUMMEL BRIDGE | DATA NOT APPLICABLE | ABERFELDY | 11 | SCOTTISH HYDRO ELECTRIC POWER DISTRIBUTION PLC | HYDRO (TO BE CONFIRMED) | HYDRO POWER SYSTEM | DATA NOT AVAILABLE | DATA NOT AVAILABLE | DATA NOT AVAILABLE | 0.3 | DATA NOT AVAILABLE | DATA NOT AVAILABLE | DATA NOT AVAILABLE | DATA NOT AVAILABLE | DATA NOT AVAILABLE | DATA NOT AVAILABLE | DATA NOT AVAILABLE | DATA NOT AVAILABLE | DATA NOT AVAILABLE | DATA NOT AVAILABLE | DATA NOT AVAILABLE | DATA NOT AVAILABLE | DATA NOT AVAILABLE | CONNECTED | 0.285 | 0.285 | 0.3 | 0 | 0 | 2015-12-11 | DATA NOT AVAILABLE | DATA NOT AVAILABLE | DATA NOT AVAILABLE | DATA NOT AVAILABLE | DATA NOT AVAILABLE | DATA NOT AVAILABLE | DATA NOT AVAILABLE | DATA NOT AVAILABLE | DATA NOT AVAILABLE | DATA NOT AVAILABLE | DATA NOT AVAILABLE | DATA NOT AVAILABLE | DATA NOT AVAILABLE | 2023-08-10
1700052913542 | DATA NOT AVAILABLE | BENMORE HYDRO LIMITED | BENMORE FARM HYDRO SCHEME | DATA NOT AVAILABLE | DATA NOT AVAILABLE | CRIANLARICH | PERTHSHIRE | FK20 8QS | SCOTLAND | 241322 | 726003 | KILLIN | DATA NOT APPLICABLE | CHAORACH | 11 | SCOTTISH HYDRO ELECTRIC POWER DISTRIBUTION PLC | HYDRO (TO BE CONFIRMED) | HYDRO POWER SYSTEM | DATA NOT AVAILABLE | DATA NOT AVAILABLE | DATA NOT AVAILABLE | 0.4 | DATA NOT AVAILABLE | DATA NOT AVAILABLE | DATA NOT AVAILABLE | DATA NOT AVAILABLE | DATA NOT AVAILABLE | DATA NOT AVAILABLE | DATA NOT AVAILABLE | DATA NOT AVAILABLE | DATA NOT AVAILABLE | DATA NOT AVAILABLE | DATA NOT AVAILABLE | DATA NOT AVAILABLE | DATA NOT AVAILABLE | CONNECTED | 0.475 | 0.475 | 0.5 | 0 | 0 | 2016-08-30 | DATA NOT AVAILABLE | DATA NOT AVAILABLE | DATA NOT AVAILABLE | DATA NOT AVAILABLE | DATA NOT AVAILABLE | DATA NOT AVAILABLE | DATA NOT AVAILABLE | DATA NOT AVAILABLE | DATA NOT AVAILABLE | DATA NOT AVAILABLE | DATA NOT AVAILABLE | DATA NOT AVAILABLE | DATA NOT AVAILABLE | 2023-08-10
1700052913551 | DATA NOT AVAILABLE | GREAT GABLE ENERGY LIMITED | KENDRUM HYDRO | DATA NOT AVAILABLE | DATA NOT AVAILABLE | LOCHEARNHEAD | STIRLING | FK19 8NT | SCOTLAND | 257820 | 722391 | KILLIN | DATA NOT APPLICABLE | KILLIN GRID | 33 | SCOTTISH HYDRO ELECTRIC POWER DISTRIBUTION PLC | HYDRO (TO BE CONFIRMED) | HYDRO POWER SYSTEM | DATA NOT AVAILABLE | DATA NOT AVAILABLE | DATA NOT AVAILABLE | 0.75 | DATA NOT AVAILABLE | DATA NOT AVAILABLE | DATA NOT AVAILABLE | DATA NOT AVAILABLE | DATA NOT AVAILABLE | DATA NOT AVAILABLE | DATA NOT AVAILABLE | DATA NOT AVAILABLE | DATA NOT AVAILABLE | DATA NOT AVAILABLE | DATA NOT AVAILABLE | DATA NOT AVAILABLE | DATA NOT AVAILABLE | CONNECTED | 0.7125 | 0.7125 | 0.75 | 0 | 0 | 2016-10-21 | DATA NOT AVAILABLE | DATA NOT AVAILABLE | DATA NOT AVAILABLE | DATA NOT AVAILABLE | DATA NOT AVAILABLE | DATA NOT AVAILABLE | DATA NOT AVAILABLE | DATA NOT AVAILABLE | DATA NOT AVAILABLE | DATA NOT AVAILABLE | DATA NOT AVAILABLE | DATA NOT AVAILABLE | DATA NOT AVAILABLE | 2023-08-10
1700052914003 | DATA NOT AVAILABLE | REDACTED | REDACTED | REDACTED | REDACTED | REDACTED | REDACTED | PA32 8 | SCOTLAND | REDACTED | REDACTED | CLACHAN | DATA NOT APPLICABLE | CLACHAN GRID | 33 | SCOTTISH HYDRO ELECTRIC POWER DISTRIBUTION PLC | HYDRO (TO BE CONFIRMED) | HYDRO POWER SYSTEM | DATA NOT AVAILABLE | DATA NOT AVAILABLE | DATA NOT AVAILABLE | 0.4 | DATA NOT AVAILABLE | DATA NOT AVAILABLE | DATA NOT AVAILABLE | DATA NOT AVAILABLE | DATA NOT AVAILABLE | DATA NOT AVAILABLE | DATA NOT AVAILABLE | DATA NOT AVAILABLE | DATA NOT AVAILABLE | DATA NOT AVAILABLE | DATA NOT AVAILABLE | DATA NOT AVAILABLE | DATA NOT AVAILABLE | CONNECTED | 0.38 | 0.38 | 0.4 | 0.00475 | 0.005 | 2015-12-09 | DATA NOT AVAILABLE | DATA NOT AVAILABLE | DATA NOT AVAILABLE | DATA NOT AVAILABLE | DATA NOT AVAILABLE | DATA NOT AVAILABLE | DATA NOT AVAILABLE | DATA NOT AVAILABLE | DATA NOT AVAILABLE | DATA NOT AVAILABLE | DATA NOT AVAILABLE | DATA NOT AVAILABLE | DATA NOT AVAILABLE | 2023-08-10
1700052917876 | DATA NOT AVAILABLE | REDACTED | REDACTED | REDACTED | REDACTED | REDACTED | REDACTED | AB54 4 | SCOTLAND | REDACTED | REDACTED | KEITH | DATA NOT APPLICABLE | KEITH GRID | 33 | SCOTTISH HYDRO ELECTRIC POWER DISTRIBUTION PLC | WIND | ONSHORE WIND TURBINES | DATA NOT AVAILABLE | DATA NOT AVAILABLE | DATA NOT AVAILABLE | 0.45 | DATA NOT AVAILABLE | DATA NOT AVAILABLE | DATA NOT AVAILABLE | DATA NOT AVAILABLE | DATA NOT AVAILABLE | DATA NOT AVAILABLE | DATA NOT AVAILABLE | DATA NOT AVAILABLE | DATA NOT AVAILABLE | DATA NOT AVAILABLE | DATA NOT AVAILABLE | DATA NOT AVAILABLE | DATA NOT AVAILABLE | CONNECTED | 0.4275 | 0.4275 | 0.45 | 0 | 0 | 2015-11-20 | DATA NOT AVAILABLE | DATA NOT AVAILABLE | DATA NOT AVAILABLE | DATA NOT AVAILABLE | DATA NOT AVAILABLE | DATA NOT AVAILABLE | DATA NOT AVAILABLE | DATA NOT AVAILABLE | DATA NOT AVAILABLE | DATA NOT AVAILABLE | DATA NOT AVAILABLE | DATA NOT AVAILABLE | DATA NOT AVAILABLE | 2023-08-10
1700052917928 | DATA NOT AVAILABLE | GLEN HYDRO LEDCHARRIE LIMITED | LEDCHARRIE HYDRO | DATA NOT AVAILABLE | DATA NOT AVAILABLE | KILLIN | STIRLING | FK20 8QT | SCOTLAND | 248893 | 727919 | KILLIN | DATA NOT APPLICABLE | KILLIN GRID | 33 | SCOTTISH HYDRO ELECTRIC POWER DISTRIBUTION PLC | HYDRO (TO BE CONFIRMED) | HYDRO POWER SYSTEM | DATA NOT AVAILABLE | DATA NOT AVAILABLE | DATA NOT AVAILABLE | 0.85 | DATA NOT AVAILABLE | DATA NOT AVAILABLE | DATA NOT AVAILABLE | DATA NOT AVAILABLE | DATA NOT AVAILABLE | DATA NOT AVAILABLE | DATA NOT AVAILABLE | DATA NOT AVAILABLE | DATA NOT AVAILABLE | DATA NOT AVAILABLE | DATA NOT AVAILABLE | DATA NOT AVAILABLE | DATA NOT AVAILABLE | CONNECTED | 0.8075 | 0.8075 | 0.85 | 0 | 0 | 2016-08-17 | DATA NOT AVAILABLE | DATA NOT AVAILABLE | DATA NOT AVAILABLE | DATA NOT AVAILABLE | DATA NOT AVAILABLE | DATA NOT AVAILABLE | DATA NOT AVAILABLE | DATA NOT AVAILABLE | DATA NOT AVAILABLE | DATA NOT AVAILABLE | DATA NOT AVAILABLE | DATA NOT AVAILABLE | DATA NOT AVAILABLE | 2023-08-10
1700052918977 | DATA NOT AVAILABLE | HARMONY ENERGY 2 LIMITED | IMPORT | DATA NOT AVAILABLE | MAINS OF BALHALL WIND | BRECHIN | ANGUS | DD9 7RW | SCOTLAND | 351893 | 763797 | BRIDGE OF DUN | DATA NOT APPLICABLE | BRECHIN | 11 | SCOTTISH HYDRO ELECTRIC POWER DISTRIBUTION PLC | WIND | ONSHORE WIND TURBINES | DATA NOT AVAILABLE | DATA NOT AVAILABLE | DATA NOT AVAILABLE | 0.1 | DATA NOT AVAILABLE | DATA NOT AVAILABLE | DATA NOT AVAILABLE | DATA NOT AVAILABLE | DATA NOT AVAILABLE | DATA NOT AVAILABLE | DATA NOT AVAILABLE | DATA NOT AVAILABLE | DATA NOT AVAILABLE | DATA NOT AVAILABLE | DATA NOT AVAILABLE | DATA NOT AVAILABLE | DATA NOT AVAILABLE | CONNECTED | 0.095 | 0.095 | 0.1 | 0.04275 | 0.045 | 2016-03-01 | DATA NOT AVAILABLE | DATA NOT AVAILABLE | DATA NOT AVAILABLE | DATA NOT AVAILABLE | DATA NOT AVAILABLE | DATA NOT AVAILABLE | DATA NOT AVAILABLE | DATA NOT AVAILABLE | DATA NOT AVAILABLE | DATA NOT AVAILABLE | DATA NOT AVAILABLE | DATA NOT AVAILABLE | DATA NOT AVAILABLE | 2023-08-10
1700052918995 | DATA NOT AVAILABLE | VENTUS ENERGY 1 LIMITED | JAMESFIELD FARM WIND | DATA NOT AVAILABLE | DATA NOT AVAILABLE | CUPAR | FIFE | KY14 6EW | SCOTLAND | 319852 | 718014 | ABERNETHY | DATA NOT APPLICABLE | ABERNETHY | 11 | SCOTTISH HYDRO ELECTRIC POWER DISTRIBUTION PLC | WIND | ONSHORE WIND TURBINES | DATA NOT AVAILABLE | DATA NOT AVAILABLE | DATA NOT AVAILABLE | 0.5 | DATA NOT AVAILABLE | DATA NOT AVAILABLE | DATA NOT AVAILABLE | DATA NOT AVAILABLE | DATA NOT AVAILABLE | DATA NOT AVAILABLE | DATA NOT AVAILABLE | DATA NOT AVAILABLE | DATA NOT AVAILABLE | DATA NOT AVAILABLE | DATA NOT AVAILABLE | DATA NOT AVAILABLE | DATA NOT AVAILABLE | CONNECTED | 0.475 | 0.475 | 0.5 | 0.19 | 0.2 | 2015-12-11 | DATA NOT AVAILABLE | DATA NOT AVAILABLE | DATA NOT AVAILABLE | DATA NOT AVAILABLE | DATA NOT AVAILABLE | DATA NOT AVAILABLE | DATA NOT AVAILABLE | DATA NOT AVAILABLE | DATA NOT AVAILABLE | DATA NOT AVAILABLE | DATA NOT AVAILABLE | DATA NOT AVAILABLE | DATA NOT AVAILABLE | 2023-08-10
1700052919048 | DATA NOT AVAILABLE | COOP PPA SITES | BRANDSHILL NORTH WIND | DATA NOT AVAILABLE | MOUNT CYRUS | MONTROSE | ANGUS | DD10 0DP | SCOTLAND | 373688 | 765781 | BRIDGE OF DUN | DATA NOT APPLICABLE | BRIDGE OF DUN GRID | 33 | SCOTTISH HYDRO ELECTRIC POWER DISTRIBUTION PLC | WIND | ONSHORE WIND TURBINES | DATA NOT AVAILABLE | DATA NOT AVAILABLE | DATA NOT AVAILABLE | 0.5 | DATA NOT AVAILABLE | DATA NOT AVAILABLE | DATA NOT AVAILABLE | DATA NOT AVAILABLE | DATA NOT AVAILABLE | DATA NOT AVAILABLE | DATA NOT AVAILABLE | DATA NOT AVAILABLE | DATA NOT AVAILABLE | DATA NOT AVAILABLE | DATA NOT AVAILABLE | DATA NOT AVAILABLE | DATA NOT AVAILABLE | CONNECTED | 0.475 | 0.475 | 0.5 | 0 | 0 | 2016-02-29 | DATA NOT AVAILABLE | DATA NOT AVAILABLE | DATA NOT AVAILABLE | DATA NOT AVAILABLE | DATA NOT AVAILABLE | DATA NOT AVAILABLE | DATA NOT AVAILABLE | DATA NOT AVAILABLE | DATA NOT AVAILABLE | DATA NOT AVAILABLE | DATA NOT AVAILABLE | DATA NOT AVAILABLE | DATA NOT AVAILABLE | 2023-08-10
1700052919057 | DATA NOT AVAILABLE | STRATHLACHLAN HYDRO LTD | CASTLE LACHLAN HYDRO | DATA NOT AVAILABLE | STRATHLACHLAN | CAIRNDOW | ARGYLL | PA27 8BU | SCOTLAND | 199950 | 693963 | DUNOON | DATA NOT APPLICABLE | NEWTON | 11 | SCOTTISH HYDRO ELECTRIC POWER DISTRIBUTION PLC | HYDRO (TO BE CONFIRMED) | HYDRO POWER SYSTEM | DATA NOT AVAILABLE | DATA NOT AVAILABLE | DATA NOT AVAILABLE | 0.225 | DATA NOT AVAILABLE | DATA NOT AVAILABLE | DATA NOT AVAILABLE | DATA NOT AVAILABLE | DATA NOT AVAILABLE | DATA NOT AVAILABLE | DATA NOT AVAILABLE | DATA NOT AVAILABLE | DATA NOT AVAILABLE | DATA NOT AVAILABLE | DATA NOT AVAILABLE | DATA NOT AVAILABLE | DATA NOT AVAILABLE | CONNECTED | 0.21375 | 0.21375 | 0.225 | 0.00475 | 0.005 | 2017-03-31 | DATA NOT AVAILABLE | DATA NOT AVAILABLE | DATA NOT AVAILABLE | DATA NOT AVAILABLE | DATA NOT AVAILABLE | DATA NOT AVAILABLE | DATA NOT AVAILABLE | DATA NOT AVAILABLE | DATA NOT AVAILABLE | DATA NOT AVAILABLE | DATA NOT AVAILABLE | DATA NOT AVAILABLE | DATA NOT AVAILABLE | 2023-08-10
1700052919075 | DATA NOT AVAILABLE | GLENFINNART POWER STATION | IMPORT | ARDENTINNY HYDRO | DRYNAIN | DUNOON | ARGYLL AND BUTE | PA23 8TT | SCOTLAND | 217632 | 689237 | DUNOON | DATA NOT APPLICABLE | SANDBANK | 11 | SCOTTISH HYDRO ELECTRIC POWER DISTRIBUTION PLC | HYDRO (TO BE CONFIRMED) | HYDRO POWER SYSTEM | DATA NOT AVAILABLE | DATA NOT AVAILABLE | DATA NOT AVAILABLE | 0.1 | DATA NOT AVAILABLE | DATA NOT AVAILABLE | DATA NOT AVAILABLE | DATA NOT AVAILABLE | DATA NOT AVAILABLE | DATA NOT AVAILABLE | DATA NOT AVAILABLE | DATA NOT AVAILABLE | DATA NOT AVAILABLE | DATA NOT AVAILABLE | DATA NOT AVAILABLE | DATA NOT AVAILABLE | DATA NOT AVAILABLE | CONNECTED | 0.095 | 0.095 | 0.1 | 0 | 0 | 2017-08-24 | DATA NOT AVAILABLE | DATA NOT AVAILABLE | DATA NOT AVAILABLE | DATA NOT AVAILABLE | DATA NOT AVAILABLE | DATA NOT AVAILABLE | DATA NOT AVAILABLE | DATA NOT AVAILABLE | DATA NOT AVAILABLE | DATA NOT AVAILABLE | DATA NOT AVAILABLE | DATA NOT AVAILABLE | DATA NOT AVAILABLE | 2023-08-10
1700052928033 | DATA NOT AVAILABLE | DATA NOT AVAILABLE | DATA NOT AVAILABLE | DATA NOT AVAILABLE | DATA NOT AVAILABLE | DATA NOT AVAILABLE | DATA NOT AVAILABLE | DATA NOT AVAILABLE | SCOTLAND | DATA NOT AVAILABLE | DATA NOT AVAILABLE | DATA NOT AVAILABLE | DATA NOT APPLICABLE | DATA NOT AVAILABLE | DATA NOT AVAILABLE | SCOTTISH HYDRO ELECTRIC POWER DISTRIBUTION PLC | DATA NOT AVAILABLE | DATA NOT AVAILABLE | DATA NOT AVAILABLE | DATA NOT AVAILABLE | DATA NOT AVAILABLE | DATA NOT AVAILABLE | DATA NOT AVAILABLE | DATA NOT AVAILABLE | DATA NOT AVAILABLE | DATA NOT AVAILABLE | DATA NOT AVAILABLE | DATA NOT AVAILABLE | DATA NOT AVAILABLE | DATA NOT AVAILABLE | DATA NOT AVAILABLE | DATA NOT AVAILABLE | DATA NOT AVAILABLE | DATA NOT AVAILABLE | DATA NOT AVAILABLE | CONNECTED | 0.05985 | 0.05985 | 0.063 | DATA NOT AVAILABLE | DATA NOT AVAILABLE | DATA NOT AVAILABLE | DATA NOT AVAILABLE | DATA NOT AVAILABLE | DATA NOT AVAILABLE | DATA NOT AVAILABLE | DATA NOT AVAILABLE | DATA NOT AVAILABLE | DATA NOT AVAILABLE | DATA NOT AVAILABLE | DATA NOT AVAILABLE | DATA NOT AVAILABLE | DATA NOT AVAILABLE | DATA NOT AVAILABLE | DATA NOT AVAILABLE | 2023-08-10
1700052930023 | DATA NOT AVAILABLE | FORMARTINE RENEWABLE ENERGY LLP | CAIRNADAILLY WIND | DATA NOT AVAILABLE | DATA NOT AVAILABLE | ELLON | ABERDEENSHIRE | AB41 8QJ | SCOTLAND | 394293 | 836225 | STRICHEN | DATA NOT APPLICABLE | STRICHEN GRID | 33 | SCOTTISH HYDRO ELECTRIC POWER DISTRIBUTION PLC | WIND | ONSHORE WIND TURBINES | DATA NOT AVAILABLE | DATA NOT AVAILABLE | DATA NOT AVAILABLE | 0.8 | DATA NOT AVAILABLE | DATA NOT AVAILABLE | DATA NOT AVAILABLE | DATA NOT AVAILABLE | DATA NOT AVAILABLE | DATA NOT AVAILABLE | DATA NOT AVAILABLE | DATA NOT AVAILABLE | DATA NOT AVAILABLE | DATA NOT AVAILABLE | DATA NOT AVAILABLE | DATA NOT AVAILABLE | DATA NOT AVAILABLE | CONNECTED | 0.7999 | 0.7999 | 0.842 | 0.0057 | 0.006 | DATA NOT AVAILABLE | DATA NOT AVAILABLE | DATA NOT AVAILABLE | DATA NOT AVAILABLE | DATA NOT AVAILABLE | DATA NOT AVAILABLE | DATA NOT AVAILABLE | DATA NOT AVAILABLE | DATA NOT AVAILABLE | DATA NOT AVAILABLE | DATA NOT AVAILABLE | DATA NOT AVAILABLE | DATA NOT AVAILABLE | DATA NOT AVAILABLE | 2023-08-10
1700052932350 | DATA NOT AVAILABLE | THE GREENSPAN AGENCY LIMITED | EAST GOWKHILL WIND | DATA NOT AVAILABLE | DATA NOT AVAILABLE | PETERHEAD | ABERDEENSHIRE | AB42 5SE | SCOTLAND | 390367 | 846504 | STRICHEN | DATA NOT APPLICABLE | MAUD | 11 | SCOTTISH HYDRO ELECTRIC POWER DISTRIBUTION PLC | WIND | ONSHORE WIND TURBINES | DATA NOT AVAILABLE | DATA NOT AVAILABLE | DATA NOT AVAILABLE | 0.9 | DATA NOT AVAILABLE | DATA NOT AVAILABLE | DATA NOT AVAILABLE | DATA NOT AVAILABLE | DATA NOT AVAILABLE | DATA NOT AVAILABLE | DATA NOT AVAILABLE | DATA NOT AVAILABLE | DATA NOT AVAILABLE | DATA NOT AVAILABLE | DATA NOT AVAILABLE | DATA NOT AVAILABLE | DATA NOT AVAILABLE | CONNECTED | 0.855 | 0.855 | 0.9 | 0 | 0 | DATA NOT AVAILABLE | DATA NOT AVAILABLE | DATA NOT AVAILABLE | DATA NOT AVAILABLE | DATA NOT AVAILABLE | DATA NOT AVAILABLE | DATA NOT AVAILABLE | DATA NOT AVAILABLE | DATA NOT AVAILABLE | DATA NOT AVAILABLE | DATA NOT AVAILABLE | DATA NOT AVAILABLE | DATA NOT AVAILABLE | DATA NOT AVAILABLE | 2023-08-10
1700052933664 | DATA NOT AVAILABLE | REDACTED | REDACTED | REDACTED | REDACTED | REDACTED | REDACTED | PH15 2 | SCOTLAND | REDACTED | REDACTED | TUMMEL BRIDGE | DATA NOT APPLICABLE | ABERFELDY | 11 | SCOTTISH HYDRO ELECTRIC POWER DISTRIBUTION PLC | HYDRO (TO BE CONFIRMED) | HYDRO POWER SYSTEM | DATA NOT AVAILABLE | DATA NOT AVAILABLE | DATA NOT AVAILABLE | 0.999 | DATA NOT AVAILABLE | DATA NOT AVAILABLE | DATA NOT AVAILABLE | DATA NOT AVAILABLE | DATA NOT AVAILABLE | DATA NOT AVAILABLE | DATA NOT AVAILABLE | DATA NOT AVAILABLE | DATA NOT AVAILABLE | DATA NOT AVAILABLE | DATA NOT AVAILABLE | DATA NOT AVAILABLE | DATA NOT AVAILABLE | CONNECTED | 0.94905 | 0.94905 | 0.999 | 0 | 0 | 2016-03-23 | DATA NOT AVAILABLE | DATA NOT AVAILABLE | DATA NOT AVAILABLE | DATA NOT AVAILABLE | DATA NOT AVAILABLE | DATA NOT AVAILABLE | DATA NOT AVAILABLE | DATA NOT AVAILABLE | DATA NOT AVAILABLE | DATA NOT AVAILABLE | DATA NOT AVAILABLE | DATA NOT AVAILABLE | DATA NOT AVAILABLE | 2023-08-10
1700052935183 | DATA NOT AVAILABLE | TULCHAN OF GLENISLA FOREST LTD | TULCHAN LODGE | DATA NOT AVAILABLE | DATA NOT AVAILABLE | BLAIRGOWRIE | PERTHSHIRE AND KINROSS | PH11 8QW | SCOTLAND | 318867 | 767571 | DATA NOT AVAILABLE | DATA NOT APPLICABLE | DATA NOT AVAILABLE | DATA NOT AVAILABLE | SCOTTISH HYDRO ELECTRIC POWER DISTRIBUTION PLC | HYDRO (TO BE CONFIRMED) | HYDRO POWER SYSTEM | DATA NOT AVAILABLE | DATA NOT AVAILABLE | DATA NOT AVAILABLE | 0.12 | DATA NOT AVAILABLE | DATA NOT AVAILABLE | DATA NOT AVAILABLE | DATA NOT AVAILABLE | DATA NOT AVAILABLE | DATA NOT AVAILABLE | DATA NOT AVAILABLE | DATA NOT AVAILABLE | DATA NOT AVAILABLE | DATA NOT AVAILABLE | DATA NOT AVAILABLE | DATA NOT AVAILABLE | DATA NOT AVAILABLE | CONNECTED | 0.114 | 0.114 | 0.12 | 0.038 | 0.04 | 2015-12-24 | DATA NOT AVAILABLE | DATA NOT AVAILABLE | DATA NOT AVAILABLE | DATA NOT AVAILABLE | DATA NOT AVAILABLE | DATA NOT AVAILABLE | DATA NOT AVAILABLE | DATA NOT AVAILABLE | DATA NOT AVAILABLE | DATA NOT AVAILABLE | DATA NOT AVAILABLE | DATA NOT AVAILABLE | DATA NOT AVAILABLE | 2023-08-10
1700052935778 | DATA NOT AVAILABLE | GLEN HYDRO CHESTHILL LIMITED | CHESTHILL HYDRO SCHEME | DATA NOT AVAILABLE | CHESTHILL ESTATE | ABERFELDY | PERTHSHIRE AND KINROSS | PH15 2NH | SCOTLAND | 269392 | 747634 | TUMMEL BRIDGE | DATA NOT APPLICABLE | COSHIEVILLE | 11 | SCOTTISH HYDRO ELECTRIC POWER DISTRIBUTION PLC | HYDRO (TO BE CONFIRMED) | HYDRO POWER SYSTEM | DATA NOT AVAILABLE | DATA NOT AVAILABLE | DATA NOT AVAILABLE | 0.3 | DATA NOT AVAILABLE | DATA NOT AVAILABLE | DATA NOT AVAILABLE | DATA NOT AVAILABLE | DATA NOT AVAILABLE | DATA NOT AVAILABLE | DATA NOT AVAILABLE | DATA NOT AVAILABLE | DATA NOT AVAILABLE | DATA NOT AVAILABLE | DATA NOT AVAILABLE | DATA NOT AVAILABLE | DATA NOT AVAILABLE | CONNECTED | 0.285 | 0.285 | 0.3 | 0 | 0 | 2016-05-04 | DATA NOT AVAILABLE | DATA NOT AVAILABLE | DATA NOT AVAILABLE | DATA NOT AVAILABLE | DATA NOT AVAILABLE | DATA NOT AVAILABLE | DATA NOT AVAILABLE | DATA NOT AVAILABLE | DATA NOT AVAILABLE | DATA NOT AVAILABLE | DATA NOT AVAILABLE | DATA NOT AVAILABLE | DATA NOT AVAILABLE | 2023-08-10
1700052937074 | DATA NOT AVAILABLE | FASSFERN GRIDCO LIMITED | FASSERN HYDRO | DATA NOT AVAILABLE | DATA NOT AVAILABLE | FORT WILLIAM | HIGHLAND | PH33 7NP | SCOTLAND | 200279 | 778793 | FORT WILLIAM | DATA NOT APPLICABLE | FORT WILLIAM GRID | 33 | SCOTTISH HYDRO ELECTRIC POWER DISTRIBUTION PLC | HYDRO (TO BE CONFIRMED) | HYDRO POWER SYSTEM | DATA NOT AVAILABLE | DATA NOT AVAILABLE | DATA NOT AVAILABLE | 1 | DATA NOT AVAILABLE | DATA NOT AVAILABLE | DATA NOT AVAILABLE | DATA NOT AVAILABLE | DATA NOT AVAILABLE | DATA NOT AVAILABLE | DATA NOT AVAILABLE | DATA NOT AVAILABLE | DATA NOT AVAILABLE | DATA NOT AVAILABLE | DATA NOT AVAILABLE | DATA NOT AVAILABLE | DATA NOT AVAILABLE | CONNECTED | 0.95 | 0.95 | 1 | 0.019 | 0.02 | 2016-05-30 | DATA NOT AVAILABLE | DATA NOT AVAILABLE | DATA NOT AVAILABLE | DATA NOT AVAILABLE | DATA NOT AVAILABLE | DATA NOT AVAILABLE | DATA NOT AVAILABLE | DATA NOT AVAILABLE | DATA NOT AVAILABLE | DATA NOT AVAILABLE | DATA NOT AVAILABLE | DATA NOT AVAILABLE | DATA NOT AVAILABLE | 2023-08-10
1700052939675 | DATA NOT AVAILABLE | MAINS OF MELROSE | MAINS OF MELROSE WIND | DATA NOT AVAILABLE | DATA NOT AVAILABLE | BANFF | ABERDEENSHIRE | AB45 3EN | SCOTLAND | 373745 | 864178 | MACDUFF | DATA NOT APPLICABLE | MACDUFF | 11 | SCOTTISH HYDRO ELECTRIC POWER DISTRIBUTION PLC | WIND | ONSHORE WIND TURBINES | DATA NOT AVAILABLE | DATA NOT AVAILABLE | DATA NOT AVAILABLE | 0.8 | DATA NOT AVAILABLE | DATA NOT AVAILABLE | DATA NOT AVAILABLE | DATA NOT AVAILABLE | DATA NOT AVAILABLE | DATA NOT AVAILABLE | DATA NOT AVAILABLE | DATA NOT AVAILABLE | DATA NOT AVAILABLE | DATA NOT AVAILABLE | DATA NOT AVAILABLE | DATA NOT AVAILABLE | DATA NOT AVAILABLE | CONNECTED | 0.76 | 0.76 | 0.8 | 0 | 0 | 2016-07-28 | DATA NOT AVAILABLE | DATA NOT AVAILABLE | DATA NOT AVAILABLE | DATA NOT AVAILABLE | DATA NOT AVAILABLE | DATA NOT AVAILABLE | DATA NOT AVAILABLE | DATA NOT AVAILABLE | DATA NOT AVAILABLE | DATA NOT AVAILABLE | DATA NOT AVAILABLE | DATA NOT AVAILABLE | DATA NOT AVAILABLE | 2023-08-10
1700052940003 | DATA NOT AVAILABLE | REDACTED | REDACTED | REDACTED | REDACTED | REDACTED | REDACTED | IV4 7L | SCOTLAND | REDACTED | REDACTED | FASNAKYLE | DATA NOT APPLICABLE | FASNAKYLE PRIMARY | 11 | SCOTTISH HYDRO ELECTRIC POWER DISTRIBUTION PLC | HYDRO (TO BE CONFIRMED) | HYDRO POWER SYSTEM | DATA NOT AVAILABLE | DATA NOT AVAILABLE | DATA NOT AVAILABLE | 0.1 | DATA NOT AVAILABLE | DATA NOT AVAILABLE | DATA NOT AVAILABLE | DATA NOT AVAILABLE | DATA NOT AVAILABLE | DATA NOT AVAILABLE | DATA NOT AVAILABLE | DATA NOT AVAILABLE | DATA NOT AVAILABLE | DATA NOT AVAILABLE | DATA NOT AVAILABLE | DATA NOT AVAILABLE | DATA NOT AVAILABLE | CONNECTED | 0.095 | 0.095 | 0.1 | 0 | 0 | 2015-12-17 | DATA NOT AVAILABLE | DATA NOT AVAILABLE | DATA NOT AVAILABLE | DATA NOT AVAILABLE | DATA NOT AVAILABLE | DATA NOT AVAILABLE | DATA NOT AVAILABLE | DATA NOT AVAILABLE | DATA NOT AVAILABLE | DATA NOT AVAILABLE | DATA NOT AVAILABLE | DATA NOT AVAILABLE | DATA NOT AVAILABLE | 2023-08-10
1700052940546 | DATA NOT AVAILABLE | REDACTED | REDACTED | REDACTED | REDACTED | REDACTED | REDACTED | AB43 8 | SCOTLAND | REDACTED | REDACTED | STRICHEN | DATA NOT APPLICABLE | STRICHEN | 11 | SCOTTISH HYDRO ELECTRIC POWER DISTRIBUTION PLC | DATA NOT AVAILABLE | DATA NOT AVAILABLE | DATA NOT AVAILABLE | DATA NOT AVAILABLE | DATA NOT AVAILABLE | DATA NOT AVAILABLE | DATA NOT AVAILABLE | DATA NOT AVAILABLE | DATA NOT AVAILABLE | DATA NOT AVAILABLE | DATA NOT AVAILABLE | DATA NOT AVAILABLE | DATA NOT AVAILABLE | DATA NOT AVAILABLE | DATA NOT AVAILABLE | DATA NOT AVAILABLE | DATA NOT AVAILABLE | DATA NOT AVAILABLE | DATA NOT AVAILABLE | CONNECTED | 0.0931 | 0.0931 | 0.098 | DATA NOT AVAILABLE | DATA NOT AVAILABLE | DATA NOT AVAILABLE | DATA NOT AVAILABLE | DATA NOT AVAILABLE | DATA NOT AVAILABLE | DATA NOT AVAILABLE | DATA NOT AVAILABLE | DATA NOT AVAILABLE | DATA NOT AVAILABLE | DATA NOT AVAILABLE | DATA NOT AVAILABLE | DATA NOT AVAILABLE | DATA NOT AVAILABLE | DATA NOT AVAILABLE | DATA NOT AVAILABLE | 2023-08-10
1700052940616 | DATA NOT AVAILABLE | REDACTED | REDACTED | REDACTED | REDACTED | REDACTED | REDACTED | DD10 0 | SCOTLAND | REDACTED | REDACTED | FIDDES | DATA NOT APPLICABLE | INVERBERVIE | 11 | SCOTTISH HYDRO ELECTRIC POWER DISTRIBUTION PLC | DATA NOT AVAILABLE | DATA NOT AVAILABLE | DATA NOT AVAILABLE | DATA NOT AVAILABLE | DATA NOT AVAILABLE | DATA NOT AVAILABLE | DATA NOT AVAILABLE | DATA NOT AVAILABLE | DATA NOT AVAILABLE | DATA NOT AVAILABLE | DATA NOT AVAILABLE | DATA NOT AVAILABLE | DATA NOT AVAILABLE | DATA NOT AVAILABLE | DATA NOT AVAILABLE | DATA NOT AVAILABLE | DATA NOT AVAILABLE | DATA NOT AVAILABLE | DATA NOT AVAILABLE | CONNECTED | 0.4275 | 0.4275 | 0.45 | DATA NOT AVAILABLE | DATA NOT AVAILABLE | DATA NOT AVAILABLE | DATA NOT AVAILABLE | DATA NOT AVAILABLE | DATA NOT AVAILABLE | DATA NOT AVAILABLE | DATA NOT AVAILABLE | DATA NOT AVAILABLE | DATA NOT AVAILABLE | DATA NOT AVAILABLE | DATA NOT AVAILABLE | DATA NOT AVAILABLE | DATA NOT AVAILABLE | DATA NOT AVAILABLE | DATA NOT AVAILABLE | 2023-08-10
1700052940954 | DATA NOT AVAILABLE | THE GREENSPAN AGENCY LIMITED | TULLICH BURN HYDRO | DATA NOT AVAILABLE | DATA NOT AVAILABLE | STRATHCARRON | HIGHLAND | IV54 8YX | SCOTLAND | 192967 | 840412 | GRUDIE BRIDGE | DATA NOT APPLICABLE | GRUDIE BRIDGE | 33 | SCOTTISH HYDRO ELECTRIC POWER DISTRIBUTION PLC | HYDRO (TO BE CONFIRMED) | HYDRO POWER SYSTEM | DATA NOT AVAILABLE | DATA NOT AVAILABLE | DATA NOT AVAILABLE | 0.5 | DATA NOT AVAILABLE | DATA NOT AVAILABLE | DATA NOT AVAILABLE | DATA NOT AVAILABLE | DATA NOT AVAILABLE | DATA NOT AVAILABLE | DATA NOT AVAILABLE | DATA NOT AVAILABLE | DATA NOT AVAILABLE | DATA NOT AVAILABLE | DATA NOT AVAILABLE | DATA NOT AVAILABLE | DATA NOT AVAILABLE | CONNECTED | 0.475 | 0.475 | 0.5 | 0.00285 | 0.003 | 2016-09-03 | DATA NOT AVAILABLE | DATA NOT AVAILABLE | DATA NOT AVAILABLE | DATA NOT AVAILABLE | DATA NOT AVAILABLE | DATA NOT AVAILABLE | DATA NOT AVAILABLE | DATA NOT AVAILABLE | DATA NOT AVAILABLE | DATA NOT AVAILABLE | DATA NOT AVAILABLE | DATA NOT AVAILABLE | DATA NOT AVAILABLE | 2023-08-10
1700052943324 | DATA NOT AVAILABLE | BALNOON WIND LTD | MUIRDEN FARM | NORTH BALNOON WIND | DATA NOT AVAILABLE | TURRIFF | ABERDEENSHIRE | AB54 4NH | SCOTLAND | 355335 | 829127 | KEITH | DATA NOT APPLICABLE | MARNOCH | 11 | SCOTTISH HYDRO ELECTRIC POWER DISTRIBUTION PLC | WIND | ONSHORE WIND TURBINES | DATA NOT AVAILABLE | DATA NOT AVAILABLE | DATA NOT AVAILABLE | 0.45 | DATA NOT AVAILABLE | DATA NOT AVAILABLE | DATA NOT AVAILABLE | DATA NOT AVAILABLE | DATA NOT AVAILABLE | DATA NOT AVAILABLE | DATA NOT AVAILABLE | DATA NOT AVAILABLE | DATA NOT AVAILABLE | DATA NOT AVAILABLE | DATA NOT AVAILABLE | DATA NOT AVAILABLE | DATA NOT AVAILABLE | CONNECTED | 0.4275 | 0.4275 | 0.45 | 0.0475 | 0.05 | 2017-11-01 | DATA NOT AVAILABLE | DATA NOT AVAILABLE | DATA NOT AVAILABLE | DATA NOT AVAILABLE | DATA NOT AVAILABLE | DATA NOT AVAILABLE | DATA NOT AVAILABLE | DATA NOT AVAILABLE | DATA NOT AVAILABLE | DATA NOT AVAILABLE | DATA NOT AVAILABLE | DATA NOT AVAILABLE | DATA NOT AVAILABLE | 2023-08-10
1700052943440 | DATA NOT AVAILABLE | MULLARDOCH HYDRO LTD | ALLT MULLARDOCH HYDRO | DATA NOT AVAILABLE | GLEN CANNICH | BEAULY | HIGHLAND | IV4 7LX | SCOTLAND | 231010 | 833193 | FASNAKYLE | DATA NOT APPLICABLE | FASNAKYLE GRID | 33 | SCOTTISH HYDRO ELECTRIC POWER DISTRIBUTION PLC | HYDRO (TO BE CONFIRMED) | HYDRO POWER SYSTEM | DATA NOT AVAILABLE | DATA NOT AVAILABLE | DATA NOT AVAILABLE | 0.5 | DATA NOT AVAILABLE | DATA NOT AVAILABLE | DATA NOT AVAILABLE | DATA NOT AVAILABLE | DATA NOT AVAILABLE | DATA NOT AVAILABLE | DATA NOT AVAILABLE | DATA NOT AVAILABLE | DATA NOT AVAILABLE | DATA NOT AVAILABLE | DATA NOT AVAILABLE | DATA NOT AVAILABLE | DATA NOT AVAILABLE | CONNECTED | 0.475 | 0.475 | 0.5 | 0.01425 | 0.015 | 2016-11-14 | DATA NOT AVAILABLE | DATA NOT AVAILABLE | DATA NOT AVAILABLE | DATA NOT AVAILABLE | DATA NOT AVAILABLE | DATA NOT AVAILABLE | DATA NOT AVAILABLE | DATA NOT AVAILABLE | DATA NOT AVAILABLE | DATA NOT AVAILABLE | DATA NOT AVAILABLE | DATA NOT AVAILABLE | DATA NOT AVAILABLE | 2023-08-10
1700052944666 | DATA NOT AVAILABLE | ALBION CAPITAL | LIATRE BURN HYDRO | DATA NOT AVAILABLE | GLEN CANNICH | BEAULY | HIGHLAND | IV4 7LX | SCOTLAND | 231010 | 833193 | FASNAKYLE | DATA NOT APPLICABLE | FASNAKYLE GRID | 33 | SCOTTISH HYDRO ELECTRIC POWER DISTRIBUTION PLC | HYDRO (TO BE CONFIRMED) | HYDRO POWER SYSTEM | DATA NOT AVAILABLE | DATA NOT AVAILABLE | DATA NOT AVAILABLE | 0.5 | DATA NOT AVAILABLE | DATA NOT AVAILABLE | DATA NOT AVAILABLE | DATA NOT AVAILABLE | DATA NOT AVAILABLE | DATA NOT AVAILABLE | DATA NOT AVAILABLE | DATA NOT AVAILABLE | DATA NOT AVAILABLE | DATA NOT AVAILABLE | DATA NOT AVAILABLE | DATA NOT AVAILABLE | DATA NOT AVAILABLE | CONNECTED | 0.475 | 0.475 | 0.5 | 0.01425 | 0.015 | 2016-11-14 | DATA NOT AVAILABLE | DATA NOT AVAILABLE | DATA NOT AVAILABLE | DATA NOT AVAILABLE | DATA NOT AVAILABLE | DATA NOT AVAILABLE | DATA NOT AVAILABLE | DATA NOT AVAILABLE | DATA NOT AVAILABLE | DATA NOT AVAILABLE | DATA NOT AVAILABLE | DATA NOT AVAILABLE | DATA NOT AVAILABLE | 2023-08-10
1700052945118 | DATA NOT AVAILABLE | COOP PPA SITES | DENMOSS WIND | DATA NOT AVAILABLE | DATA NOT AVAILABLE | HUNTLY | ABERDEENSHIRE | AB54 6HT | SCOTLAND | 365462 | 841296 | KEITH | DATA NOT APPLICABLE | HUNTLY | 11 | SCOTTISH HYDRO ELECTRIC POWER DISTRIBUTION PLC | WIND | ONSHORE WIND TURBINES | DATA NOT AVAILABLE | DATA NOT AVAILABLE | DATA NOT AVAILABLE | 0.5 | DATA NOT AVAILABLE | DATA NOT AVAILABLE | DATA NOT AVAILABLE | DATA NOT AVAILABLE | DATA NOT AVAILABLE | DATA NOT AVAILABLE | DATA NOT AVAILABLE | DATA NOT AVAILABLE | DATA NOT AVAILABLE | DATA NOT AVAILABLE | DATA NOT AVAILABLE | DATA NOT AVAILABLE | DATA NOT AVAILABLE | CONNECTED | 0.475 | 0.475 | 0.5 | 0.019 | 0.02 | 2017-05-11 | DATA NOT AVAILABLE | DATA NOT AVAILABLE | DATA NOT AVAILABLE | DATA NOT AVAILABLE | DATA NOT AVAILABLE | DATA NOT AVAILABLE | DATA NOT AVAILABLE | DATA NOT AVAILABLE | DATA NOT AVAILABLE | DATA NOT AVAILABLE | DATA NOT AVAILABLE | DATA NOT AVAILABLE | DATA NOT AVAILABLE | 2023-08-10
1700052945474 | DATA NOT AVAILABLE | DATA NOT AVAILABLE | DATA NOT AVAILABLE | DATA NOT AVAILABLE | DATA NOT AVAILABLE | DATA NOT AVAILABLE | DATA NOT AVAILABLE | DATA NOT AVAILABLE | SCOTLAND | DATA NOT AVAILABLE | DATA NOT AVAILABLE | DATA NOT AVAILABLE | DATA NOT APPLICABLE | DATA NOT AVAILABLE | DATA NOT AVAILABLE | SCOTTISH HYDRO ELECTRIC POWER DISTRIBUTION PLC | DATA NOT AVAILABLE | DATA NOT AVAILABLE | DATA NOT AVAILABLE | DATA NOT AVAILABLE | DATA NOT AVAILABLE | DATA NOT AVAILABLE | DATA NOT AVAILABLE | DATA NOT AVAILABLE | DATA NOT AVAILABLE | DATA NOT AVAILABLE | DATA NOT AVAILABLE | DATA NOT AVAILABLE | DATA NOT AVAILABLE | DATA NOT AVAILABLE | DATA NOT AVAILABLE | DATA NOT AVAILABLE | DATA NOT AVAILABLE | DATA NOT AVAILABLE | DATA NOT AVAILABLE | CONNECTED | 0.13015 | 0.13015 | 0.137 | DATA NOT AVAILABLE | DATA NOT AVAILABLE | DATA NOT AVAILABLE | DATA NOT AVAILABLE | DATA NOT AVAILABLE | DATA NOT AVAILABLE | DATA NOT AVAILABLE | DATA NOT AVAILABLE | DATA NOT AVAILABLE | DATA NOT AVAILABLE | DATA NOT AVAILABLE | DATA NOT AVAILABLE | DATA NOT AVAILABLE | DATA NOT AVAILABLE | DATA NOT AVAILABLE | DATA NOT AVAILABLE | 2023-08-10
1700052945562 | DATA NOT AVAILABLE | BALDOON FARMS PARTNERSHIP | BRAEANTRA HYDRO | DATA NOT AVAILABLE | STRATH RUSDALE | ALNESS | HIGHLAND | IV17 0YQ | SCOTLAND | 258041 | 876181 | ALNESS | DATA NOT APPLICABLE | CROSSHILLS | 11 | SCOTTISH HYDRO ELECTRIC POWER DISTRIBUTION PLC | HYDRO (TO BE CONFIRMED) | HYDRO POWER SYSTEM | DATA NOT AVAILABLE | DATA NOT AVAILABLE | DATA NOT AVAILABLE | 0.096 | DATA NOT AVAILABLE | DATA NOT AVAILABLE | DATA NOT AVAILABLE | DATA NOT AVAILABLE | DATA NOT AVAILABLE | DATA NOT AVAILABLE | DATA NOT AVAILABLE | DATA NOT AVAILABLE | DATA NOT AVAILABLE | DATA NOT AVAILABLE | DATA NOT AVAILABLE | DATA NOT AVAILABLE | DATA NOT AVAILABLE | CONNECTED | 0.0912 | 0.0912 | 0.096 | 0.0038 | 0.004 | 2016-05-11 | DATA NOT AVAILABLE | DATA NOT AVAILABLE | DATA NOT AVAILABLE | DATA NOT AVAILABLE | DATA NOT AVAILABLE | DATA NOT AVAILABLE | DATA NOT AVAILABLE | DATA NOT AVAILABLE | DATA NOT AVAILABLE | DATA NOT AVAILABLE | DATA NOT AVAILABLE | DATA NOT AVAILABLE | DATA NOT AVAILABLE | 2023-08-10
1700052947356 | DATA NOT AVAILABLE | HYDRO ENERGY TRADING LIMITED | MUNERIGIE HYDRO | DATA NOT AVAILABLE | MUNERIGIE HYDRO | INVERGARRY | HIGHLAND | PH35 4HR | SCOTLAND | 219422 | 801893 | FORT AUGUSTUS | DATA NOT APPLICABLE | FORT AUGUSTUS GRID | 33 | SCOTTISH HYDRO ELECTRIC POWER DISTRIBUTION PLC | HYDRO (TO BE CONFIRMED) | HYDRO POWER SYSTEM | DATA NOT AVAILABLE | DATA NOT AVAILABLE | DATA NOT AVAILABLE | 0.99 | DATA NOT AVAILABLE | DATA NOT AVAILABLE | DATA NOT AVAILABLE | DATA NOT AVAILABLE | DATA NOT AVAILABLE | DATA NOT AVAILABLE | DATA NOT AVAILABLE | DATA NOT AVAILABLE | DATA NOT AVAILABLE | DATA NOT AVAILABLE | DATA NOT AVAILABLE | DATA NOT AVAILABLE | DATA NOT AVAILABLE | CONNECTED | 0.9405 | 0.9405 | 0.99 | 0.02375 | 0.025 | 2016-12-29 | DATA NOT AVAILABLE | DATA NOT AVAILABLE | DATA NOT AVAILABLE | DATA NOT AVAILABLE | DATA NOT AVAILABLE | DATA NOT AVAILABLE | DATA NOT AVAILABLE | DATA NOT AVAILABLE | DATA NOT AVAILABLE | DATA NOT AVAILABLE | DATA NOT AVAILABLE | DATA NOT AVAILABLE | DATA NOT AVAILABLE | 2023-08-10
1700052949619 | DATA NOT AVAILABLE | AUCHESSAN ESTATE PARTNERS | DATA NOT AVAILABLE | AUC | DATA NOT AVAILABLE | CRIANLARICH | PERTHSHIRE | FK20 8QS | SCOTLAND | 241322 | 726003 | KILLIN | DATA NOT APPLICABLE | CHAORACH | 11 | SCOTTISH HYDRO ELECTRIC POWER DISTRIBUTION PLC | HYDRO (TO BE CONFIRMED) | HYDRO POWER SYSTEM | DATA NOT AVAILABLE | DATA NOT AVAILABLE | DATA NOT AVAILABLE | 0.1 | DATA NOT AVAILABLE | DATA NOT AVAILABLE | DATA NOT AVAILABLE | DATA NOT AVAILABLE | DATA NOT AVAILABLE | DATA NOT AVAILABLE | DATA NOT AVAILABLE | DATA NOT AVAILABLE | DATA NOT AVAILABLE | DATA NOT AVAILABLE | DATA NOT AVAILABLE | DATA NOT AVAILABLE | DATA NOT AVAILABLE | CONNECTED | 0.095 | 0.095 | 0.1 | 0 | 0 | DATA NOT AVAILABLE | DATA NOT AVAILABLE | DATA NOT AVAILABLE | DATA NOT AVAILABLE | DATA NOT AVAILABLE | DATA NOT AVAILABLE | DATA NOT AVAILABLE | DATA NOT AVAILABLE | DATA NOT AVAILABLE | DATA NOT AVAILABLE | DATA NOT AVAILABLE | DATA NOT AVAILABLE | DATA NOT AVAILABLE | DATA NOT AVAILABLE | 2023-08-10
1700052949707 | DATA NOT AVAILABLE | CAIRNHILL RENEWABLE ENERGY LTD | DATA NOT AVAILABLE | DATA NOT AVAILABLE | DATA NOT AVAILABLE | TURRIFF | ABERDEENSHIRE | DATA NOT AVAILABLE | SCOTLAND | DATA NOT AVAILABLE | DATA NOT AVAILABLE | STRICHEN | DATA NOT APPLICABLE | STRICHEN GRID | 33 | SCOTTISH HYDRO ELECTRIC POWER DISTRIBUTION PLC | WIND | ONSHORE WIND TURBINES | DATA NOT AVAILABLE | DATA NOT AVAILABLE | DATA NOT AVAILABLE | 0.8 | DATA NOT AVAILABLE | DATA NOT AVAILABLE | DATA NOT AVAILABLE | DATA NOT AVAILABLE | DATA NOT AVAILABLE | DATA NOT AVAILABLE | DATA NOT AVAILABLE | DATA NOT AVAILABLE | DATA NOT AVAILABLE | DATA NOT AVAILABLE | DATA NOT AVAILABLE | DATA NOT AVAILABLE | DATA NOT AVAILABLE | CONNECTED | 0.76 | 0.76 | 0.8 | 0.0019 | 0.002 | 2016-08-05 | DATA NOT AVAILABLE | DATA NOT AVAILABLE | DATA NOT AVAILABLE | DATA NOT AVAILABLE | DATA NOT AVAILABLE | DATA NOT AVAILABLE | DATA NOT AVAILABLE | DATA NOT AVAILABLE | DATA NOT AVAILABLE | DATA NOT AVAILABLE | DATA NOT AVAILABLE | DATA NOT AVAILABLE | DATA NOT AVAILABLE | 2023-08-10
1700052953581 | DATA NOT AVAILABLE | COOP PPA SITES | LANGGLADDIE WINDFARM | DATA NOT AVAILABLE | DATA NOT AVAILABLE | DATA NOT AVAILABLE | DATA NOT AVAILABLE | DATA NOT AVAILABLE | SCOTLAND | DATA NOT AVAILABLE | DATA NOT AVAILABLE | TARLAND | DATA NOT APPLICABLE | MOSSAT | 11 | SCOTTISH HYDRO ELECTRIC POWER DISTRIBUTION PLC | WIND | ONSHORE WIND TURBINES | DATA NOT AVAILABLE | DATA NOT AVAILABLE | DATA NOT AVAILABLE | 0.225 | DATA NOT AVAILABLE | DATA NOT AVAILABLE | DATA NOT AVAILABLE | DATA NOT AVAILABLE | DATA NOT AVAILABLE | DATA NOT AVAILABLE | DATA NOT AVAILABLE | DATA NOT AVAILABLE | DATA NOT AVAILABLE | DATA NOT AVAILABLE | DATA NOT AVAILABLE | DATA NOT AVAILABLE | DATA NOT AVAILABLE | CONNECTED | 0.21375 | 0.21375 | 0.225 | 0.0475 | 0.05 | 2016-09-13 | DATA NOT AVAILABLE | DATA NOT AVAILABLE | DATA NOT AVAILABLE | DATA NOT AVAILABLE | DATA NOT AVAILABLE | DATA NOT AVAILABLE | DATA NOT AVAILABLE | DATA NOT AVAILABLE | DATA NOT AVAILABLE | DATA NOT AVAILABLE | DATA NOT AVAILABLE | DATA NOT AVAILABLE | DATA NOT AVAILABLE | 2023-08-10
1700052953990 | DATA NOT AVAILABLE | COOP PPA SITES | AUCHMORE WINDFARM | DATA NOT AVAILABLE | DATA NOT AVAILABLE | INVERURIE | ABERDEENSHIRE | AB51 7NL | SCOTLAND | 367253 | 805953 | KINTORE | DATA NOT APPLICABLE | MIDMAR | 11 | SCOTTISH HYDRO ELECTRIC POWER DISTRIBUTION PLC | WIND | ONSHORE WIND TURBINES | DATA NOT AVAILABLE | DATA NOT AVAILABLE | DATA NOT AVAILABLE | 0.45 | DATA NOT AVAILABLE | DATA NOT AVAILABLE | DATA NOT AVAILABLE | DATA NOT AVAILABLE | DATA NOT AVAILABLE | DATA NOT AVAILABLE | DATA NOT AVAILABLE | DATA NOT AVAILABLE | DATA NOT AVAILABLE | DATA NOT AVAILABLE | DATA NOT AVAILABLE | DATA NOT AVAILABLE | DATA NOT AVAILABLE | CONNECTED | 0.4275 | 0.4275 | 0.45 | 0 | 0 | 2016-04-27 | DATA NOT AVAILABLE | DATA NOT AVAILABLE | DATA NOT AVAILABLE | DATA NOT AVAILABLE | DATA NOT AVAILABLE | DATA NOT AVAILABLE | DATA NOT AVAILABLE | DATA NOT AVAILABLE | DATA NOT AVAILABLE | DATA NOT AVAILABLE | DATA NOT AVAILABLE | DATA NOT AVAILABLE | DATA NOT AVAILABLE | 2023-08-10
1700052954664 | DATA NOT AVAILABLE | DRUMS WIND LIMITED | DRUMS WIND | DATA NOT AVAILABLE | DATA NOT AVAILABLE | PETERHEAD | ABERDEENSHIRE | AB42 4TU | SCOTLAND | 401932 | 846531 | STRICHEN | DATA NOT APPLICABLE | STRICHEN GRID | 33 | SCOTTISH HYDRO ELECTRIC POWER DISTRIBUTION PLC | WIND | ONSHORE WIND TURBINES | DATA NOT AVAILABLE | DATA NOT AVAILABLE | DATA NOT AVAILABLE | 0.999 | DATA NOT AVAILABLE | DATA NOT AVAILABLE | DATA NOT AVAILABLE | DATA NOT AVAILABLE | DATA NOT AVAILABLE | DATA NOT AVAILABLE | DATA NOT AVAILABLE | DATA NOT AVAILABLE | DATA NOT AVAILABLE | DATA NOT AVAILABLE | DATA NOT AVAILABLE | DATA NOT AVAILABLE | DATA NOT AVAILABLE | CONNECTED | 0.9994 | 0.9994 | 1.052 | 0.00095 | 0.001 | 2016-03-31 | DATA NOT AVAILABLE | DATA NOT AVAILABLE | DATA NOT AVAILABLE | DATA NOT AVAILABLE | DATA NOT AVAILABLE | DATA NOT AVAILABLE | DATA NOT AVAILABLE | DATA NOT AVAILABLE | DATA NOT AVAILABLE | DATA NOT AVAILABLE | DATA NOT AVAILABLE | DATA NOT AVAILABLE | DATA NOT AVAILABLE | 2023-08-10
1700052959209 | DATA NOT AVAILABLE | REDACTED | REDACTED | REDACTED | REDACTED | REDACTED | REDACTED | HS3 3A | SCOTLAND | REDACTED | REDACTED | ARDMORE GRID | DATA NOT APPLICABLE | HARRIS GRID | 33 | SCOTTISH HYDRO ELECTRIC POWER DISTRIBUTION PLC | HYDRO (TO BE CONFIRMED) | HYDRO POWER SYSTEM | DATA NOT AVAILABLE | DATA NOT AVAILABLE | DATA NOT AVAILABLE | 0.15 | DATA NOT AVAILABLE | DATA NOT AVAILABLE | DATA NOT AVAILABLE | DATA NOT AVAILABLE | DATA NOT AVAILABLE | DATA NOT AVAILABLE | DATA NOT AVAILABLE | DATA NOT AVAILABLE | DATA NOT AVAILABLE | DATA NOT AVAILABLE | DATA NOT AVAILABLE | DATA NOT AVAILABLE | DATA NOT AVAILABLE | CONNECTED | 0.095 | 0.095 | 0.1 | 0 | 0 | 2016-05-13 | DATA NOT AVAILABLE | DATA NOT AVAILABLE | DATA NOT AVAILABLE | DATA NOT AVAILABLE | DATA NOT AVAILABLE | DATA NOT AVAILABLE | DATA NOT AVAILABLE | DATA NOT AVAILABLE | DATA NOT AVAILABLE | DATA NOT AVAILABLE | DATA NOT AVAILABLE | DATA NOT AVAILABLE | DATA NOT AVAILABLE | 2023-08-10
1700052961360 | DATA NOT AVAILABLE | REDACTED | REDACTED | REDACTED | REDACTED | REDACTED | REDACTED | PH12 8 | SCOTLAND | REDACTED | REDACTED | COUPAR ANGUS | DATA NOT APPLICABLE | LEOCH | 11 | SCOTTISH HYDRO ELECTRIC POWER DISTRIBUTION PLC | WIND | ONSHORE WIND TURBINES | DATA NOT AVAILABLE | DATA NOT AVAILABLE | DATA NOT AVAILABLE | 0.5 | DATA NOT AVAILABLE | DATA NOT AVAILABLE | DATA NOT AVAILABLE | DATA NOT AVAILABLE | DATA NOT AVAILABLE | DATA NOT AVAILABLE | DATA NOT AVAILABLE | DATA NOT AVAILABLE | DATA NOT AVAILABLE | DATA NOT AVAILABLE | DATA NOT AVAILABLE | DATA NOT AVAILABLE | DATA NOT AVAILABLE | CONNECTED | 0.475 | 0.475 | 0.5 | 0.019 | 0.02 | 2016-06-30 | DATA NOT AVAILABLE | DATA NOT AVAILABLE | DATA NOT AVAILABLE | DATA NOT AVAILABLE | DATA NOT AVAILABLE | DATA NOT AVAILABLE | DATA NOT AVAILABLE | DATA NOT AVAILABLE | DATA NOT AVAILABLE | DATA NOT AVAILABLE | DATA NOT AVAILABLE | DATA NOT AVAILABLE | DATA NOT AVAILABLE | 2023-08-10
1700052961591 | DATA NOT AVAILABLE | UCW ENERGY LTD | DATA NOT AVAILABLE | DATA NOT AVAILABLE | DATA NOT AVAILABLE | STONEHAVEN | ABERDEENSHIRE | DATA NOT AVAILABLE | SCOTLAND | DATA NOT AVAILABLE | DATA NOT AVAILABLE | FIDDES | DATA NOT APPLICABLE | STONEHAVEN | 11 | SCOTTISH HYDRO ELECTRIC POWER DISTRIBUTION PLC | WIND | ONSHORE WIND TURBINES | DATA NOT AVAILABLE | DATA NOT AVAILABLE | DATA NOT AVAILABLE | 0.8 | DATA NOT AVAILABLE | DATA NOT AVAILABLE | DATA NOT AVAILABLE | DATA NOT AVAILABLE | DATA NOT AVAILABLE | DATA NOT AVAILABLE | DATA NOT AVAILABLE | DATA NOT AVAILABLE | DATA NOT AVAILABLE | DATA NOT AVAILABLE | DATA NOT AVAILABLE | DATA NOT AVAILABLE | DATA NOT AVAILABLE | CONNECTED | 0.76 | 0.76 | 0.8 | 0 | 0 | 2016-05-16 | DATA NOT AVAILABLE | DATA NOT AVAILABLE | DATA NOT AVAILABLE | DATA NOT AVAILABLE | DATA NOT AVAILABLE | DATA NOT AVAILABLE | DATA NOT AVAILABLE | DATA NOT AVAILABLE | DATA NOT AVAILABLE | DATA NOT AVAILABLE | DATA NOT AVAILABLE | DATA NOT AVAILABLE | DATA NOT AVAILABLE | 2023-08-10
1700052962140 | DATA NOT AVAILABLE | ANNAT BURN HYDRO LIMITED | DATA NOT AVAILABLE | DATA NOT AVAILABLE | DATA NOT AVAILABLE | CALLANDER | STIRLING | DATA NOT AVAILABLE | SCOTLAND | DATA NOT AVAILABLE | DATA NOT AVAILABLE | BRACO | DATA NOT APPLICABLE | CALLANDER | 11 | SCOTTISH HYDRO ELECTRIC POWER DISTRIBUTION PLC | HYDRO (TO BE CONFIRMED) | HYDRO POWER SYSTEM | DATA NOT AVAILABLE | DATA NOT AVAILABLE | DATA NOT AVAILABLE | 0.384 | DATA NOT AVAILABLE | DATA NOT AVAILABLE | DATA NOT AVAILABLE | DATA NOT AVAILABLE | DATA NOT AVAILABLE | DATA NOT AVAILABLE | DATA NOT AVAILABLE | DATA NOT AVAILABLE | DATA NOT AVAILABLE | DATA NOT AVAILABLE | DATA NOT AVAILABLE | DATA NOT AVAILABLE | DATA NOT AVAILABLE | CONNECTED | 0.3648 | 0.3648 | 0.384 | 0 | 0 | 2016-08-24 | DATA NOT AVAILABLE | DATA NOT AVAILABLE | DATA NOT AVAILABLE | DATA NOT AVAILABLE | DATA NOT AVAILABLE | DATA NOT AVAILABLE | DATA NOT AVAILABLE | DATA NOT AVAILABLE | DATA NOT AVAILABLE | DATA NOT AVAILABLE | DATA NOT AVAILABLE | DATA NOT AVAILABLE | DATA NOT AVAILABLE | 2023-08-10
1700052962363 | DATA NOT AVAILABLE | COOP PPA SITES | DATA NOT AVAILABLE | DATA NOT AVAILABLE | DATA NOT AVAILABLE | PERTH | PERTHSHIRE AND KINROSS | PH2 9QW | SCOTLAND | 310014 | 710171 | ABERNETHY | DATA NOT APPLICABLE | MILNATHORT | 11 | SCOTTISH HYDRO ELECTRIC POWER DISTRIBUTION PLC | DATA NOT AVAILABLE | DATA NOT AVAILABLE | DATA NOT AVAILABLE | DATA NOT AVAILABLE | DATA NOT AVAILABLE | DATA NOT AVAILABLE | DATA NOT AVAILABLE | DATA NOT AVAILABLE | DATA NOT AVAILABLE | DATA NOT AVAILABLE | DATA NOT AVAILABLE | DATA NOT AVAILABLE | DATA NOT AVAILABLE | DATA NOT AVAILABLE | DATA NOT AVAILABLE | DATA NOT AVAILABLE | DATA NOT AVAILABLE | DATA NOT AVAILABLE | DATA NOT AVAILABLE | CONNECTED | 0.76 | 0.76 | 0.8 | DATA NOT AVAILABLE | DATA NOT AVAILABLE | DATA NOT AVAILABLE | DATA NOT AVAILABLE | DATA NOT AVAILABLE | DATA NOT AVAILABLE | DATA NOT AVAILABLE | DATA NOT AVAILABLE | DATA NOT AVAILABLE | DATA NOT AVAILABLE | DATA NOT AVAILABLE | DATA NOT AVAILABLE | DATA NOT AVAILABLE | DATA NOT AVAILABLE | DATA NOT AVAILABLE | DATA NOT AVAILABLE | 2023-08-10
1700052962647 | DATA NOT AVAILABLE | TORRAN TECHNOLOGIES LTD | COULIN 5 HYDRO | IMPORT | COULIN FOREST | ACHNASHEEN | ROSS-SHIRE | IV54 8YU | SCOTLAND | 200272 | 847974 | GRUDIE BRIDGE | DATA NOT APPLICABLE | GRUDIE BRIDGE | 33 | SCOTTISH HYDRO ELECTRIC POWER DISTRIBUTION PLC | HYDRO (TO BE CONFIRMED) | HYDRO POWER SYSTEM | DATA NOT AVAILABLE | DATA NOT AVAILABLE | DATA NOT AVAILABLE | DATA NOT AVAILABLE | DATA NOT AVAILABLE | DATA NOT AVAILABLE | DATA NOT AVAILABLE | DATA NOT AVAILABLE | DATA NOT AVAILABLE | DATA NOT AVAILABLE | DATA NOT AVAILABLE | DATA NOT AVAILABLE | DATA NOT AVAILABLE | DATA NOT AVAILABLE | DATA NOT AVAILABLE | DATA NOT AVAILABLE | DATA NOT AVAILABLE | CONNECTED | 0.095 | 0.095 | 0.1 | DATA NOT AVAILABLE | DATA NOT AVAILABLE | DATA NOT AVAILABLE | DATA NOT AVAILABLE | DATA NOT AVAILABLE | DATA NOT AVAILABLE | DATA NOT AVAILABLE | DATA NOT AVAILABLE | DATA NOT AVAILABLE | DATA NOT AVAILABLE | DATA NOT AVAILABLE | DATA NOT AVAILABLE | DATA NOT AVAILABLE | DATA NOT AVAILABLE | DATA NOT AVAILABLE | DATA NOT AVAILABLE | 2023-08-10
1700052963092 | DATA NOT AVAILABLE | UPPER PITFORTHIE WINDGEN PLC | UPPER PITFORTHIE WINDGEN | DATA NOT AVAILABLE | DATA NOT AVAILABLE | LAURENCEKIRK | ABERDIEENSHIRE | AB30 1LQ | SCOTLAND | 381655 | 779137 | FIDDES | DATA NOT APPLICABLE | FIDDES | 33 | SCOTTISH HYDRO ELECTRIC POWER DISTRIBUTION PLC | WIND | ONSHORE WIND TURBINES | DATA NOT AVAILABLE | DATA NOT AVAILABLE | DATA NOT AVAILABLE | 0.5 | DATA NOT AVAILABLE | DATA NOT AVAILABLE | DATA NOT AVAILABLE | DATA NOT AVAILABLE | DATA NOT AVAILABLE | DATA NOT AVAILABLE | DATA NOT AVAILABLE | DATA NOT AVAILABLE | DATA NOT AVAILABLE | DATA NOT AVAILABLE | DATA NOT AVAILABLE | DATA NOT AVAILABLE | DATA NOT AVAILABLE | CONNECTED | 0.475 | 0.475 | 0.5 | 0.01045 | 0.011 | 2016-08-18 | DATA NOT AVAILABLE | DATA NOT AVAILABLE | DATA NOT AVAILABLE | DATA NOT AVAILABLE | DATA NOT AVAILABLE | DATA NOT AVAILABLE | DATA NOT AVAILABLE | DATA NOT AVAILABLE | DATA NOT AVAILABLE | DATA NOT AVAILABLE | DATA NOT AVAILABLE | DATA NOT AVAILABLE | DATA NOT AVAILABLE | 2023-08-10
1700052963205 | DATA NOT AVAILABLE | LAURA STRACHAN | BEN MOR HYDRO | DATA NOT AVAILABLE | DATA NOT AVAILABLE | ULLAPOOL | HIGHLAND | IV26 2YL | SCOTLAND | 204688 | 904804 | GRUDIE BRIDGE | DATA NOT APPLICABLE | ACHILTIBUIE | 11 | SCOTTISH HYDRO ELECTRIC POWER DISTRIBUTION PLC | HYDRO (TO BE CONFIRMED) | HYDRO POWER SYSTEM | DATA NOT AVAILABLE | DATA NOT AVAILABLE | DATA NOT AVAILABLE | 0.42 | DATA NOT AVAILABLE | DATA NOT AVAILABLE | DATA NOT AVAILABLE | DATA NOT AVAILABLE | DATA NOT AVAILABLE | DATA NOT AVAILABLE | DATA NOT AVAILABLE | DATA NOT AVAILABLE | DATA NOT AVAILABLE | DATA NOT AVAILABLE | DATA NOT AVAILABLE | DATA NOT AVAILABLE | DATA NOT AVAILABLE | CONNECTED | 0.475 | 0.475 | 0.5 | 0.00475 | 0.005 | 2016-11-28 | DATA NOT AVAILABLE | DATA NOT AVAILABLE | DATA NOT AVAILABLE | DATA NOT AVAILABLE | DATA NOT AVAILABLE | DATA NOT AVAILABLE | DATA NOT AVAILABLE | DATA NOT AVAILABLE | DATA NOT AVAILABLE | DATA NOT AVAILABLE | DATA NOT AVAILABLE | DATA NOT AVAILABLE | DATA NOT AVAILABLE | 2023-08-10
1700052964440 | DATA NOT AVAILABLE | BRAEMAR COMMUNITY HYDRO LIMITED | LINN OF CORRIEMULZIE HYDRO | DATA NOT AVAILABLE | DATA NOT AVAILABLE | BALLATER | ABERDEENSHIRE | DATA NOT AVAILABLE | SCOTLAND | 330686 | 794794 | TARLAND | DATA NOT APPLICABLE | BALLATER | 11 | SCOTTISH HYDRO ELECTRIC POWER DISTRIBUTION PLC | HYDRO (TO BE CONFIRMED) | HYDRO POWER SYSTEM | DATA NOT AVAILABLE | DATA NOT AVAILABLE | DATA NOT AVAILABLE | 0.1 | DATA NOT AVAILABLE | DATA NOT AVAILABLE | DATA NOT AVAILABLE | DATA NOT AVAILABLE | DATA NOT AVAILABLE | DATA NOT AVAILABLE | DATA NOT AVAILABLE | DATA NOT AVAILABLE | DATA NOT AVAILABLE | DATA NOT AVAILABLE | DATA NOT AVAILABLE | DATA NOT AVAILABLE | DATA NOT AVAILABLE | CONNECTED | 0.095 | 0.095 | 0.1 | 0.095 | 0.1 | 2016-05-20 | DATA NOT AVAILABLE | DATA NOT AVAILABLE | DATA NOT AVAILABLE | DATA NOT AVAILABLE | DATA NOT AVAILABLE | DATA NOT AVAILABLE | DATA NOT AVAILABLE | DATA NOT AVAILABLE | DATA NOT AVAILABLE | DATA NOT AVAILABLE | DATA NOT AVAILABLE | DATA NOT AVAILABLE | DATA NOT AVAILABLE | 2023-08-10
1700052964468 | DATA NOT AVAILABLE | REDACTED | REDACTED | REDACTED | REDACTED | REDACTED | REDACTED | DD10 0 | SCOTLAND | REDACTED | REDACTED | BRIDGE OF DUN | DATA NOT APPLICABLE | BRIDGE OF DUN GRID | 33 | SCOTTISH HYDRO ELECTRIC POWER DISTRIBUTION PLC | DATA NOT AVAILABLE | DATA NOT AVAILABLE | DATA NOT AVAILABLE | DATA NOT AVAILABLE | DATA NOT AVAILABLE | DATA NOT AVAILABLE | DATA NOT AVAILABLE | DATA NOT AVAILABLE | DATA NOT AVAILABLE | DATA NOT AVAILABLE | DATA NOT AVAILABLE | DATA NOT AVAILABLE | DATA NOT AVAILABLE | DATA NOT AVAILABLE | DATA NOT AVAILABLE | DATA NOT AVAILABLE | DATA NOT AVAILABLE | DATA NOT AVAILABLE | DATA NOT AVAILABLE | CONNECTED | 0.475 | 0.475 | 0.5 | DATA NOT AVAILABLE | DATA NOT AVAILABLE | DATA NOT AVAILABLE | DATA NOT AVAILABLE | DATA NOT AVAILABLE | DATA NOT AVAILABLE | DATA NOT AVAILABLE | DATA NOT AVAILABLE | DATA NOT AVAILABLE | DATA NOT AVAILABLE | DATA NOT AVAILABLE | DATA NOT AVAILABLE | DATA NOT AVAILABLE | DATA NOT AVAILABLE | DATA NOT AVAILABLE | DATA NOT AVAILABLE | 2023-08-10
1700052965211 | DATA NOT AVAILABLE | COOP PPA SITES | DATA NOT AVAILABLE | DATA NOT AVAILABLE | DATA NOT AVAILABLE | LAURENCEKIRK | ABERDIEENSHIRE | AB30 1LS | SCOTLAND | 380994 | 776985 | FIDDES | DATA NOT APPLICABLE | INVERBERVIE | 11 | SCOTTISH HYDRO ELECTRIC POWER DISTRIBUTION PLC | WIND | ONSHORE WIND TURBINES | DATA NOT AVAILABLE | DATA NOT AVAILABLE | DATA NOT AVAILABLE | 0.5 | DATA NOT AVAILABLE | DATA NOT AVAILABLE | DATA NOT AVAILABLE | DATA NOT AVAILABLE | DATA NOT AVAILABLE | DATA NOT AVAILABLE | DATA NOT AVAILABLE | DATA NOT AVAILABLE | DATA NOT AVAILABLE | DATA NOT AVAILABLE | DATA NOT AVAILABLE | DATA NOT AVAILABLE | DATA NOT AVAILABLE | CONNECTED | 0.475 | 0.475 | 0.5 | 0.019 | 0.02 | 2016-07-25 | DATA NOT AVAILABLE | DATA NOT AVAILABLE | DATA NOT AVAILABLE | DATA NOT AVAILABLE | DATA NOT AVAILABLE | DATA NOT AVAILABLE | DATA NOT AVAILABLE | DATA NOT AVAILABLE | DATA NOT AVAILABLE | DATA NOT AVAILABLE | DATA NOT AVAILABLE | DATA NOT AVAILABLE | DATA NOT AVAILABLE | 2023-08-10
1700052965230 | DATA NOT AVAILABLE | COOP PPA SITES | DATA NOT AVAILABLE | DATA NOT AVAILABLE | DATA NOT AVAILABLE | LAURENCEKIRK | ABERDIEENSHIRE | DD10 0SU | SCOTLAND | 381867 | 775852 | FIDDES | DATA NOT APPLICABLE | INVERBERVIE | 11 | SCOTTISH HYDRO ELECTRIC POWER DISTRIBUTION PLC | DATA NOT AVAILABLE | DATA NOT AVAILABLE | DATA NOT AVAILABLE | DATA NOT AVAILABLE | DATA NOT AVAILABLE | DATA NOT AVAILABLE | DATA NOT AVAILABLE | DATA NOT AVAILABLE | DATA NOT AVAILABLE | DATA NOT AVAILABLE | DATA NOT AVAILABLE | DATA NOT AVAILABLE | DATA NOT AVAILABLE | DATA NOT AVAILABLE | DATA NOT AVAILABLE | DATA NOT AVAILABLE | DATA NOT AVAILABLE | DATA NOT AVAILABLE | DATA NOT AVAILABLE | CONNECTED | 0.475 | 0.475 | 0.5 | DATA NOT AVAILABLE | DATA NOT AVAILABLE | DATA NOT AVAILABLE | DATA NOT AVAILABLE | DATA NOT AVAILABLE | DATA NOT AVAILABLE | DATA NOT AVAILABLE | DATA NOT AVAILABLE | DATA NOT AVAILABLE | DATA NOT AVAILABLE | DATA NOT AVAILABLE | DATA NOT AVAILABLE | DATA NOT AVAILABLE | DATA NOT AVAILABLE | DATA NOT AVAILABLE | DATA NOT AVAILABLE | 2023-08-10
1700052965258 | DATA NOT AVAILABLE | RUMBLING BRIDGE COMMUNITY HYDRO SOCIETY LIMITED | COMMUNITY HYDRO SOCIETY LIMITED | RUMBLING BRIDGE | DATA NOT AVAILABLE | KINROSS | PERTHSHIRE AND KINROSS | KY13 0PS | SCOTLAND | 302553 | 699507 | ABERNETHY | DATA NOT APPLICABLE | GLENDEVON | 11 | SCOTTISH HYDRO ELECTRIC POWER DISTRIBUTION PLC | HYDRO (TO BE CONFIRMED) | HYDRO POWER SYSTEM | DATA NOT AVAILABLE | DATA NOT AVAILABLE | DATA NOT AVAILABLE | 0.5 | DATA NOT AVAILABLE | DATA NOT AVAILABLE | DATA NOT AVAILABLE | DATA NOT AVAILABLE | DATA NOT AVAILABLE | DATA NOT AVAILABLE | DATA NOT AVAILABLE | DATA NOT AVAILABLE | DATA NOT AVAILABLE | DATA NOT AVAILABLE | DATA NOT AVAILABLE | DATA NOT AVAILABLE | DATA NOT AVAILABLE | CONNECTED | 0.475 | 0.475 | 0.5 | 0 | 0 | 2016-08-19 | DATA NOT AVAILABLE | DATA NOT AVAILABLE | DATA NOT AVAILABLE | DATA NOT AVAILABLE | DATA NOT AVAILABLE | DATA NOT AVAILABLE | DATA NOT AVAILABLE | DATA NOT AVAILABLE | DATA NOT AVAILABLE | DATA NOT AVAILABLE | DATA NOT AVAILABLE | DATA NOT AVAILABLE | DATA NOT AVAILABLE | 2023-08-10
1700052965276 | DATA NOT AVAILABLE | DATA NOT AVAILABLE | DATA NOT AVAILABLE | DATA NOT AVAILABLE | DATA NOT AVAILABLE | DATA NOT AVAILABLE | DATA NOT AVAILABLE | DATA NOT AVAILABLE | SCOTLAND | DATA NOT AVAILABLE | DATA NOT AVAILABLE | DATA NOT AVAILABLE | DATA NOT APPLICABLE | DATA NOT AVAILABLE | DATA NOT AVAILABLE | SCOTTISH HYDRO ELECTRIC POWER DISTRIBUTION PLC | DATA NOT AVAILABLE | DATA NOT AVAILABLE | DATA NOT AVAILABLE | DATA NOT AVAILABLE | DATA NOT AVAILABLE | DATA NOT AVAILABLE | DATA NOT AVAILABLE | DATA NOT AVAILABLE | DATA NOT AVAILABLE | DATA NOT AVAILABLE | DATA NOT AVAILABLE | DATA NOT AVAILABLE | DATA NOT AVAILABLE | DATA NOT AVAILABLE | DATA NOT AVAILABLE | DATA NOT AVAILABLE | DATA NOT AVAILABLE | DATA NOT AVAILABLE | DATA NOT AVAILABLE | CONNECTED | 0.0893 | 0.0893 | 0.094 | DATA NOT AVAILABLE | DATA NOT AVAILABLE | DATA NOT AVAILABLE | DATA NOT AVAILABLE | DATA NOT AVAILABLE | DATA NOT AVAILABLE | DATA NOT AVAILABLE | DATA NOT AVAILABLE | DATA NOT AVAILABLE | DATA NOT AVAILABLE | DATA NOT AVAILABLE | DATA NOT AVAILABLE | DATA NOT AVAILABLE | DATA NOT AVAILABLE | DATA NOT AVAILABLE | DATA NOT AVAILABLE | 2023-08-10
1700052965620 | DATA NOT AVAILABLE | RIGHTFIELDS DEVELOPMENT LTD | DATA NOT AVAILABLE | DATA NOT AVAILABLE | DATA NOT AVAILABLE | ELLON | ABERDEENSHIRE | AB41 7DD | SCOTLAND | 386209 | 844522 | STRICHEN | DATA NOT APPLICABLE | MAUD | 11 | SCOTTISH HYDRO ELECTRIC POWER DISTRIBUTION PLC | WIND | ONSHORE WIND TURBINES | DATA NOT AVAILABLE | DATA NOT AVAILABLE | DATA NOT AVAILABLE | 0.1 | DATA NOT AVAILABLE | DATA NOT AVAILABLE | DATA NOT AVAILABLE | DATA NOT AVAILABLE | DATA NOT AVAILABLE | DATA NOT AVAILABLE | DATA NOT AVAILABLE | DATA NOT AVAILABLE | DATA NOT AVAILABLE | DATA NOT AVAILABLE | DATA NOT AVAILABLE | DATA NOT AVAILABLE | DATA NOT AVAILABLE | CONNECTED | 0.095 | 0.095 | 0.1 | 0.01425 | 0.015 | 2016-05-18 | DATA NOT AVAILABLE | DATA NOT AVAILABLE | DATA NOT AVAILABLE | DATA NOT AVAILABLE | DATA NOT AVAILABLE | DATA NOT AVAILABLE | DATA NOT AVAILABLE | DATA NOT AVAILABLE | DATA NOT AVAILABLE | DATA NOT AVAILABLE | DATA NOT AVAILABLE | DATA NOT AVAILABLE | DATA NOT AVAILABLE | 2023-08-10
1700052966206 | DATA NOT AVAILABLE | COOP PPA SITES | AUCHINEDEN HYDRO | DATA NOT AVAILABLE | AUCHINEDEN ESTATE | GLASGOW | GLASGOW CITY | G63 9BB | SCOTLAND | 255549 | 679604 | STRATHLEVEN | DATA NOT APPLICABLE | KILLEARN | 11 | SCOTTISH HYDRO ELECTRIC POWER DISTRIBUTION PLC | HYDRO (TO BE CONFIRMED) | HYDRO POWER SYSTEM | DATA NOT AVAILABLE | DATA NOT AVAILABLE | DATA NOT AVAILABLE | 0.1 | DATA NOT AVAILABLE | DATA NOT AVAILABLE | DATA NOT AVAILABLE | DATA NOT AVAILABLE | DATA NOT AVAILABLE | DATA NOT AVAILABLE | DATA NOT AVAILABLE | DATA NOT AVAILABLE | DATA NOT AVAILABLE | DATA NOT AVAILABLE | DATA NOT AVAILABLE | DATA NOT AVAILABLE | DATA NOT AVAILABLE | CONNECTED | 0.095 | 0.095 | 0.1 | 0 | 0 | 2016-10-06 | DATA NOT AVAILABLE | DATA NOT AVAILABLE | DATA NOT AVAILABLE | DATA NOT AVAILABLE | DATA NOT AVAILABLE | DATA NOT AVAILABLE | DATA NOT AVAILABLE | DATA NOT AVAILABLE | DATA NOT AVAILABLE | DATA NOT AVAILABLE | DATA NOT AVAILABLE | DATA NOT AVAILABLE | DATA NOT AVAILABLE | 2023-08-10
1700052967060 | DATA NOT AVAILABLE | DATA NOT AVAILABLE | DATA NOT AVAILABLE | DATA NOT AVAILABLE | DATA NOT AVAILABLE | DATA NOT AVAILABLE | DATA NOT AVAILABLE | DATA NOT AVAILABLE | SCOTLAND | DATA NOT AVAILABLE | DATA NOT AVAILABLE | DATA NOT AVAILABLE | DATA NOT APPLICABLE | DATA NOT AVAILABLE | DATA NOT AVAILABLE | SCOTTISH HYDRO ELECTRIC POWER DISTRIBUTION PLC | DATA NOT AVAILABLE | DATA NOT AVAILABLE | DATA NOT AVAILABLE | DATA NOT AVAILABLE | DATA NOT AVAILABLE | DATA NOT AVAILABLE | DATA NOT AVAILABLE | DATA NOT AVAILABLE | DATA NOT AVAILABLE | DATA NOT AVAILABLE | DATA NOT AVAILABLE | DATA NOT AVAILABLE | DATA NOT AVAILABLE | DATA NOT AVAILABLE | DATA NOT AVAILABLE | DATA NOT AVAILABLE | DATA NOT AVAILABLE | DATA NOT AVAILABLE | DATA NOT AVAILABLE | CONNECTED | 0.095 | 0.095 | 0.1 | DATA NOT AVAILABLE | DATA NOT AVAILABLE | DATA NOT AVAILABLE | DATA NOT AVAILABLE | DATA NOT AVAILABLE | DATA NOT AVAILABLE | DATA NOT AVAILABLE | DATA NOT AVAILABLE | DATA NOT AVAILABLE | DATA NOT AVAILABLE | DATA NOT AVAILABLE | DATA NOT AVAILABLE | DATA NOT AVAILABLE | DATA NOT AVAILABLE | DATA NOT AVAILABLE | DATA NOT AVAILABLE | 2023-08-10
1700052967102 | DATA NOT AVAILABLE | CLOCKEASY CONTRACTING LTD | WESTER CLOCKEASY FARM | DATA NOT AVAILABLE | DATA NOT AVAILABLE | ELGIN | MORAY | DATA NOT AVAILABLE | SCOTLAND | DATA NOT AVAILABLE | DATA NOT AVAILABLE | ELGIN | DATA NOT APPLICABLE | LHANBRYDE | 11 | SCOTTISH HYDRO ELECTRIC POWER DISTRIBUTION PLC | OTHER | OTHER | DATA NOT AVAILABLE | DATA NOT AVAILABLE | DATA NOT AVAILABLE | 0.25 | DATA NOT AVAILABLE | DATA NOT AVAILABLE | DATA NOT AVAILABLE | DATA NOT AVAILABLE | DATA NOT AVAILABLE | DATA NOT AVAILABLE | DATA NOT AVAILABLE | DATA NOT AVAILABLE | DATA NOT AVAILABLE | DATA NOT AVAILABLE | DATA NOT AVAILABLE | DATA NOT AVAILABLE | DATA NOT AVAILABLE | CONNECTED | 0.2375 | 0.2375 | 0.25 | 0.01425 | 0.015 | 2016-08-12 | DATA NOT AVAILABLE | DATA NOT AVAILABLE | DATA NOT AVAILABLE | DATA NOT AVAILABLE | DATA NOT AVAILABLE | DATA NOT AVAILABLE | DATA NOT AVAILABLE | DATA NOT AVAILABLE | DATA NOT AVAILABLE | DATA NOT AVAILABLE | DATA NOT AVAILABLE | DATA NOT AVAILABLE | DATA NOT AVAILABLE | 2023-08-10
1700052967413 | DATA NOT AVAILABLE | DATA NOT AVAILABLE | DATA NOT AVAILABLE | DATA NOT AVAILABLE | DATA NOT AVAILABLE | DATA NOT AVAILABLE | DATA NOT AVAILABLE | DATA NOT AVAILABLE | SCOTLAND | DATA NOT AVAILABLE | DATA NOT AVAILABLE | DATA NOT AVAILABLE | DATA NOT APPLICABLE | DATA NOT AVAILABLE | DATA NOT AVAILABLE | SCOTTISH HYDRO ELECTRIC POWER DISTRIBUTION PLC | WIND | ONSHORE WIND TURBINES | DATA NOT AVAILABLE | DATA NOT AVAILABLE | DATA NOT AVAILABLE | 0.5 | DATA NOT AVAILABLE | DATA NOT AVAILABLE | DATA NOT AVAILABLE | DATA NOT AVAILABLE | DATA NOT AVAILABLE | DATA NOT AVAILABLE | DATA NOT AVAILABLE | DATA NOT AVAILABLE | DATA NOT AVAILABLE | DATA NOT AVAILABLE | DATA NOT AVAILABLE | DATA NOT AVAILABLE | DATA NOT AVAILABLE | CONNECTED | 0.475 | 0.475 | 0.5 | 0 | 0 | 2016-08-15 | DATA NOT AVAILABLE | DATA NOT AVAILABLE | DATA NOT AVAILABLE | DATA NOT AVAILABLE | DATA NOT AVAILABLE | DATA NOT AVAILABLE | DATA NOT AVAILABLE | DATA NOT AVAILABLE | DATA NOT AVAILABLE | DATA NOT AVAILABLE | DATA NOT AVAILABLE | DATA NOT AVAILABLE | DATA NOT AVAILABLE | 2023-08-10
1700052967803 | DATA NOT AVAILABLE | CWE NW3 LIMITED | WIND GENERATING STATION | LITTLE ELRICK | DATA NOT AVAILABLE | PETERHEAD | ABERDEENSHIRE | AB42 5PU | SCOTLAND | 392718 | 844813 | STRICHEN | DATA NOT APPLICABLE | MAUD | 11 | SCOTTISH HYDRO ELECTRIC POWER DISTRIBUTION PLC | WIND | ONSHORE WIND TURBINES | DATA NOT AVAILABLE | DATA NOT AVAILABLE | DATA NOT AVAILABLE | 0.225 | DATA NOT AVAILABLE | DATA NOT AVAILABLE | DATA NOT AVAILABLE | DATA NOT AVAILABLE | DATA NOT AVAILABLE | DATA NOT AVAILABLE | DATA NOT AVAILABLE | DATA NOT AVAILABLE | DATA NOT AVAILABLE | DATA NOT AVAILABLE | DATA NOT AVAILABLE | DATA NOT AVAILABLE | DATA NOT AVAILABLE | CONNECTED | 0.21375 | 0.21375 | 0.225 | 0.0095 | 0.01 | 2016-08-23 | DATA NOT AVAILABLE | DATA NOT AVAILABLE | DATA NOT AVAILABLE | DATA NOT AVAILABLE | DATA NOT AVAILABLE | DATA NOT AVAILABLE | DATA NOT AVAILABLE | DATA NOT AVAILABLE | DATA NOT AVAILABLE | DATA NOT AVAILABLE | DATA NOT AVAILABLE | DATA NOT AVAILABLE | DATA NOT AVAILABLE | 2023-08-10
1700052967821 | DATA NOT AVAILABLE | LEO GROUP LIMITED | HILL OF COTTOWN | WIND TURBINE | DATA NOT AVAILABLE | INVERURIE | ABERDEENSHIRE | AB51 0YA | SCOTLAND | 376191 | 815075 | KINTORE | DATA NOT APPLICABLE | TORRYBURN | 11 | SCOTTISH HYDRO ELECTRIC POWER DISTRIBUTION PLC | WIND | ONSHORE WIND TURBINES | DATA NOT AVAILABLE | DATA NOT AVAILABLE | DATA NOT AVAILABLE | 0.5 | DATA NOT AVAILABLE | DATA NOT AVAILABLE | DATA NOT AVAILABLE | DATA NOT AVAILABLE | DATA NOT AVAILABLE | DATA NOT AVAILABLE | DATA NOT AVAILABLE | DATA NOT AVAILABLE | DATA NOT AVAILABLE | DATA NOT AVAILABLE | DATA NOT AVAILABLE | DATA NOT AVAILABLE | DATA NOT AVAILABLE | CONNECTED | 0.475 | 0.475 | 0.5 | 0.0095 | 0.01 | 2016-09-09 | DATA NOT AVAILABLE | DATA NOT AVAILABLE | DATA NOT AVAILABLE | DATA NOT AVAILABLE | DATA NOT AVAILABLE | DATA NOT AVAILABLE | DATA NOT AVAILABLE | DATA NOT AVAILABLE | DATA NOT AVAILABLE | DATA NOT AVAILABLE | DATA NOT AVAILABLE | DATA NOT AVAILABLE | DATA NOT AVAILABLE | 2023-08-10
1700052967840 | DATA NOT AVAILABLE | ALLY COIRE NAN LAOGH HYDRO SCHEME | ALLT COIRE NAN LAOGH HYDRO | DATA NOT AVAILABLE | HEIGHTS OF KINLOCHEWE | ACHNASHEEN | ROSS-SHIRE | IV22 2EE | SCOTLAND | 216218 | 858570 | GRUDIE BRIDGE | DATA NOT APPLICABLE | GRUDIE BRIDGE | 33 | SCOTTISH HYDRO ELECTRIC POWER DISTRIBUTION PLC | HYDRO (TO BE CONFIRMED) | HYDRO POWER SYSTEM | DATA NOT AVAILABLE | DATA NOT AVAILABLE | DATA NOT AVAILABLE | 0.5 | DATA NOT AVAILABLE | DATA NOT AVAILABLE | DATA NOT AVAILABLE | DATA NOT AVAILABLE | DATA NOT AVAILABLE | DATA NOT AVAILABLE | DATA NOT AVAILABLE | DATA NOT AVAILABLE | DATA NOT AVAILABLE | DATA NOT AVAILABLE | DATA NOT AVAILABLE | DATA NOT AVAILABLE | DATA NOT AVAILABLE | CONNECTED | 0.475 | 0.475 | 0.5 | 0.0475 | 0.05 | 2016-10-25 | DATA NOT AVAILABLE | DATA NOT AVAILABLE | DATA NOT AVAILABLE | DATA NOT AVAILABLE | DATA NOT AVAILABLE | DATA NOT AVAILABLE | DATA NOT AVAILABLE | DATA NOT AVAILABLE | DATA NOT AVAILABLE | DATA NOT AVAILABLE | DATA NOT AVAILABLE | DATA NOT AVAILABLE | DATA NOT AVAILABLE | 2023-08-10
1700052968356 | DATA NOT AVAILABLE | CHROMBAILL HYDRO SCHEME | ABHAINN SRATH CHROMBAILL | DATA NOT AVAILABLE | HEIGHTS OF KINLOCHEWE | ACHNASHEEN | ROSS-SHIRE | IV22 2PA | SCOTLAND | 202973 | 862071 | GRUDIE BRIDGE | DATA NOT APPLICABLE | GRUDIE BRIDGE | 33 | SCOTTISH HYDRO ELECTRIC POWER DISTRIBUTION PLC | HYDRO (TO BE CONFIRMED) | HYDRO POWER SYSTEM | DATA NOT AVAILABLE | DATA NOT AVAILABLE | DATA NOT AVAILABLE | 0.5 | DATA NOT AVAILABLE | DATA NOT AVAILABLE | DATA NOT AVAILABLE | DATA NOT AVAILABLE | DATA NOT AVAILABLE | DATA NOT AVAILABLE | DATA NOT AVAILABLE | DATA NOT AVAILABLE | DATA NOT AVAILABLE | DATA NOT AVAILABLE | DATA NOT AVAILABLE | DATA NOT AVAILABLE | DATA NOT AVAILABLE | CONNECTED | 0.475 | 0.475 | 0.5 | 0.0475 | 0.05 | 2016-12-20 | DATA NOT AVAILABLE | DATA NOT AVAILABLE | DATA NOT AVAILABLE | DATA NOT AVAILABLE | DATA NOT AVAILABLE | DATA NOT AVAILABLE | DATA NOT AVAILABLE | DATA NOT AVAILABLE | DATA NOT AVAILABLE | DATA NOT AVAILABLE | DATA NOT AVAILABLE | DATA NOT AVAILABLE | DATA NOT AVAILABLE | 2023-08-10
1700052968374 | DATA NOT AVAILABLE | GLEN HYDRO KINLOCHEWE LIMITED | ALLT AN RUIGH MHOR HYDRO | DATA NOT AVAILABLE | HEIGHTS OF KINLOCHEWE | ACHNASHEEN | ROSS-SHIRE | IV22 2PA | SCOTLAND | 202973 | 862071 | GRUDIE BRIDGE | DATA NOT APPLICABLE | GRUDIE BRIDGE | 33 | SCOTTISH HYDRO ELECTRIC POWER DISTRIBUTION PLC | HYDRO (TO BE CONFIRMED) | HYDRO POWER SYSTEM | DATA NOT AVAILABLE | DATA NOT AVAILABLE | DATA NOT AVAILABLE | 0.5 | DATA NOT AVAILABLE | DATA NOT AVAILABLE | DATA NOT AVAILABLE | DATA NOT AVAILABLE | DATA NOT AVAILABLE | DATA NOT AVAILABLE | DATA NOT AVAILABLE | DATA NOT AVAILABLE | DATA NOT AVAILABLE | DATA NOT AVAILABLE | DATA NOT AVAILABLE | DATA NOT AVAILABLE | DATA NOT AVAILABLE | CONNECTED | 0.475 | 0.475 | 0.5 | 0.0475 | 0.05 | 2016-12-20 | DATA NOT AVAILABLE | DATA NOT AVAILABLE | DATA NOT AVAILABLE | DATA NOT AVAILABLE | DATA NOT AVAILABLE | DATA NOT AVAILABLE | DATA NOT AVAILABLE | DATA NOT AVAILABLE | DATA NOT AVAILABLE | DATA NOT AVAILABLE | DATA NOT AVAILABLE | DATA NOT AVAILABLE | DATA NOT AVAILABLE | 2023-08-10
1700052968523 | DATA NOT AVAILABLE | GLEN HYDRO KINLOCHEWE LIMITED | ALLT CAOL HYDRO | DATA NOT AVAILABLE | HEIGHTS OF KINLOCHEWE | ACHNASHEEN | ROSS-SHIRE | IV22 2PA | SCOTLAND | 202973 | 862071 | GRUDIE BRIDGE | DATA NOT APPLICABLE | GRUDIE BRIDGE | 33 | SCOTTISH HYDRO ELECTRIC POWER DISTRIBUTION PLC | HYDRO (TO BE CONFIRMED) | HYDRO POWER SYSTEM | DATA NOT AVAILABLE | DATA NOT AVAILABLE | DATA NOT AVAILABLE | 0.4 | DATA NOT AVAILABLE | DATA NOT AVAILABLE | DATA NOT AVAILABLE | DATA NOT AVAILABLE | DATA NOT AVAILABLE | DATA NOT AVAILABLE | DATA NOT AVAILABLE | DATA NOT AVAILABLE | DATA NOT AVAILABLE | DATA NOT AVAILABLE | DATA NOT AVAILABLE | DATA NOT AVAILABLE | DATA NOT AVAILABLE | CONNECTED | 0.38 | 0.38 | 0.4 | 0.0475 | 0.05 | 2016-12-20 | DATA NOT AVAILABLE | DATA NOT AVAILABLE | DATA NOT AVAILABLE | DATA NOT AVAILABLE | DATA NOT AVAILABLE | DATA NOT AVAILABLE | DATA NOT AVAILABLE | DATA NOT AVAILABLE | DATA NOT AVAILABLE | DATA NOT AVAILABLE | DATA NOT AVAILABLE | DATA NOT AVAILABLE | DATA NOT AVAILABLE | 2023-08-10
1700052968579 | DATA NOT AVAILABLE | ALLT POWER | GLEANN A MUICE HYDRO | DATA NOT AVAILABLE | HEIGHTS OF KINLOCHEWE | ACHNASHEEN | ROSS-SHIRE | IV22 2PA | SCOTLAND | 202973 | 862071 | GRUDIE BRIDGE | DATA NOT APPLICABLE | GRUDIE BRIDGE | 33 | SCOTTISH HYDRO ELECTRIC POWER DISTRIBUTION PLC | HYDRO (TO BE CONFIRMED) | HYDRO POWER SYSTEM | DATA NOT AVAILABLE | DATA NOT AVAILABLE | DATA NOT AVAILABLE | 0.5 | DATA NOT AVAILABLE | DATA NOT AVAILABLE | DATA NOT AVAILABLE | DATA NOT AVAILABLE | DATA NOT AVAILABLE | DATA NOT AVAILABLE | DATA NOT AVAILABLE | DATA NOT AVAILABLE | DATA NOT AVAILABLE | DATA NOT AVAILABLE | DATA NOT AVAILABLE | DATA NOT AVAILABLE | DATA NOT AVAILABLE | CONNECTED | 0.475 | 0.475 | 0.5 | 0.0475 | 0.05 | 2016-12-20 | DATA NOT AVAILABLE | DATA NOT AVAILABLE | DATA NOT AVAILABLE | DATA NOT AVAILABLE | DATA NOT AVAILABLE | DATA NOT AVAILABLE | DATA NOT AVAILABLE | DATA NOT AVAILABLE | DATA NOT AVAILABLE | DATA NOT AVAILABLE | DATA NOT AVAILABLE | DATA NOT AVAILABLE | DATA NOT AVAILABLE | 2023-08-10
1700052969094 | DATA NOT AVAILABLE | REDACTED | REDACTED | REDACTED | REDACTED | REDACTED | REDACTED | DD8 3Q | SCOTLAND | REDACTED | REDACTED | LUNANHEAD | DATA NOT APPLICABLE | LUNANHEAD | 11 | SCOTTISH HYDRO ELECTRIC POWER DISTRIBUTION PLC | WIND | ONSHORE WIND TURBINES | DATA NOT AVAILABLE | DATA NOT AVAILABLE | DATA NOT AVAILABLE | 0.5 | DATA NOT AVAILABLE | DATA NOT AVAILABLE | DATA NOT AVAILABLE | DATA NOT AVAILABLE | DATA NOT AVAILABLE | DATA NOT AVAILABLE | DATA NOT AVAILABLE | DATA NOT AVAILABLE | DATA NOT AVAILABLE | DATA NOT AVAILABLE | DATA NOT AVAILABLE | DATA NOT AVAILABLE | DATA NOT AVAILABLE | CONNECTED | 0.475 | 0.475 | 0.5 | 0 | 0 | DATA NOT AVAILABLE | DATA NOT AVAILABLE | DATA NOT AVAILABLE | DATA NOT AVAILABLE | DATA NOT AVAILABLE | DATA NOT AVAILABLE | DATA NOT AVAILABLE | DATA NOT AVAILABLE | DATA NOT AVAILABLE | DATA NOT AVAILABLE | DATA NOT AVAILABLE | DATA NOT AVAILABLE | DATA NOT AVAILABLE | DATA NOT AVAILABLE | 2023-08-10
1700052969119 | DATA NOT AVAILABLE | ND WIND LLP | NETHER DARLEY WIND | DATA NOT AVAILABLE | DATA NOT AVAILABLE | TURRIFF | ABERDEENSHIRE | AB53 8LH | SCOTLAND | 372514 | 839694 | KINTORE | DATA NOT APPLICABLE | FYVIE | 11 | SCOTTISH HYDRO ELECTRIC POWER DISTRIBUTION PLC | WIND | ONSHORE WIND TURBINES | DATA NOT AVAILABLE | DATA NOT AVAILABLE | DATA NOT AVAILABLE | 0.5 | DATA NOT AVAILABLE | DATA NOT AVAILABLE | DATA NOT AVAILABLE | DATA NOT AVAILABLE | DATA NOT AVAILABLE | DATA NOT AVAILABLE | DATA NOT AVAILABLE | DATA NOT AVAILABLE | DATA NOT AVAILABLE | DATA NOT AVAILABLE | DATA NOT AVAILABLE | DATA NOT AVAILABLE | DATA NOT AVAILABLE | CONNECTED | 0.475 | 0.475 | 0.5 | 0.0019 | 0.002 | 2016-08-12 | DATA NOT AVAILABLE | DATA NOT AVAILABLE | DATA NOT AVAILABLE | DATA NOT AVAILABLE | DATA NOT AVAILABLE | DATA NOT AVAILABLE | DATA NOT AVAILABLE | DATA NOT AVAILABLE | DATA NOT AVAILABLE | DATA NOT AVAILABLE | DATA NOT AVAILABLE | DATA NOT AVAILABLE | DATA NOT AVAILABLE | 2023-08-10
1700052970053 | DATA NOT AVAILABLE | APPIN HYDRO LIMITED | LOCHAN BLAR HYDRO | DATA NOT AVAILABLE | KENTALLEN | APPIN | ARGYLL AND BUTE | PA38 4BB | SCOTLAND | 193596 | 747037 | TAYNUILT | DATA NOT APPLICABLE | BARCALDINE | 11 | SCOTTISH HYDRO ELECTRIC POWER DISTRIBUTION PLC | HYDRO (TO BE CONFIRMED) | HYDRO POWER SYSTEM | DATA NOT AVAILABLE | DATA NOT AVAILABLE | DATA NOT AVAILABLE | 0.5 | DATA NOT AVAILABLE | DATA NOT AVAILABLE | DATA NOT AVAILABLE | DATA NOT AVAILABLE | DATA NOT AVAILABLE | DATA NOT AVAILABLE | DATA NOT AVAILABLE | DATA NOT AVAILABLE | DATA NOT AVAILABLE | DATA NOT AVAILABLE | DATA NOT AVAILABLE | DATA NOT AVAILABLE | DATA NOT AVAILABLE | CONNECTED | 0.475 | 0.475 | 0.5 | 0.0095 | 0.01 | 2017-09-25 | DATA NOT AVAILABLE | DATA NOT AVAILABLE | DATA NOT AVAILABLE | DATA NOT AVAILABLE | DATA NOT AVAILABLE | DATA NOT AVAILABLE | DATA NOT AVAILABLE | DATA NOT AVAILABLE | DATA NOT AVAILABLE | DATA NOT AVAILABLE | DATA NOT AVAILABLE | DATA NOT AVAILABLE | DATA NOT AVAILABLE | 2023-08-10
1700052971474 | DATA NOT AVAILABLE | TEWEL WIND (WINDVESTMENTS EASTER DRUMCLAIR LTD) | ANNAMUICK FARM | DATA NOT AVAILABLE | DATA NOT AVAILABLE | STONEHAVEN | ABERDEENSHIRE | AB39 3UX | SCOTLAND | 379117 | 784668 | FIDDES | DATA NOT APPLICABLE | STONEHAVEN | 11 | SCOTTISH HYDRO ELECTRIC POWER DISTRIBUTION PLC | WIND | ONSHORE WIND TURBINES | DATA NOT AVAILABLE | DATA NOT AVAILABLE | DATA NOT AVAILABLE | 0.5 | DATA NOT AVAILABLE | DATA NOT AVAILABLE | DATA NOT AVAILABLE | DATA NOT AVAILABLE | DATA NOT AVAILABLE | DATA NOT AVAILABLE | DATA NOT AVAILABLE | DATA NOT AVAILABLE | DATA NOT AVAILABLE | DATA NOT AVAILABLE | DATA NOT AVAILABLE | DATA NOT AVAILABLE | DATA NOT AVAILABLE | CONNECTED | 0.475 | 0.475 | 0.5 | 0.0095 | 0.01 | 2016-09-12 | DATA NOT AVAILABLE | DATA NOT AVAILABLE | DATA NOT AVAILABLE | DATA NOT AVAILABLE | DATA NOT AVAILABLE | DATA NOT AVAILABLE | DATA NOT AVAILABLE | DATA NOT AVAILABLE | DATA NOT AVAILABLE | DATA NOT AVAILABLE | DATA NOT AVAILABLE | DATA NOT AVAILABLE | DATA NOT AVAILABLE | 2023-08-10
1700052975497 | DATA NOT AVAILABLE | SOUTHESK SETTLEMENT TRUST | KINNAIRD WEIR HYDRO | DATA NOT AVAILABLE | KINNAIRD | BRECHIN | ANGUS | DD9 6TU | SCOTLAND | 362040 | 757694 | BRIDGE OF DUN | DATA NOT APPLICABLE | BRIDGE OF DUN 11KV | 11 | SCOTTISH HYDRO ELECTRIC POWER DISTRIBUTION PLC | HYDRO (TO BE CONFIRMED) | HYDRO POWER SYSTEM | DATA NOT AVAILABLE | DATA NOT AVAILABLE | DATA NOT AVAILABLE | 0.1 | DATA NOT AVAILABLE | DATA NOT AVAILABLE | DATA NOT AVAILABLE | DATA NOT AVAILABLE | DATA NOT AVAILABLE | DATA NOT AVAILABLE | DATA NOT AVAILABLE | DATA NOT AVAILABLE | DATA NOT AVAILABLE | DATA NOT AVAILABLE | DATA NOT AVAILABLE | DATA NOT AVAILABLE | DATA NOT AVAILABLE | CONNECTED | 0.095 | 0.095 | 0.1 | 0 | 0 | 2016-07-06 | DATA NOT AVAILABLE | DATA NOT AVAILABLE | DATA NOT AVAILABLE | DATA NOT AVAILABLE | DATA NOT AVAILABLE | DATA NOT AVAILABLE | DATA NOT AVAILABLE | DATA NOT AVAILABLE | DATA NOT AVAILABLE | DATA NOT AVAILABLE | DATA NOT AVAILABLE | DATA NOT AVAILABLE | DATA NOT AVAILABLE | 2023-08-10
1700052976028 | DATA NOT AVAILABLE | REDACTED | REDACTED | REDACTED | REDACTED | REDACTED | REDACTED | AB54 7 | SCOTLAND | REDACTED | REDACTED | KEITH | DATA NOT APPLICABLE | MARNOCH | 11 | SCOTTISH HYDRO ELECTRIC POWER DISTRIBUTION PLC | WIND | ONSHORE WIND TURBINES | DATA NOT AVAILABLE | DATA NOT AVAILABLE | DATA NOT AVAILABLE | 0.5 | DATA NOT AVAILABLE | DATA NOT AVAILABLE | DATA NOT AVAILABLE | DATA NOT AVAILABLE | DATA NOT AVAILABLE | DATA NOT AVAILABLE | DATA NOT AVAILABLE | DATA NOT AVAILABLE | DATA NOT AVAILABLE | DATA NOT AVAILABLE | DATA NOT AVAILABLE | DATA NOT AVAILABLE | DATA NOT AVAILABLE | CONNECTED | 0.475 | 0.475 | 0.5 | 0.019 | 0.02 | 2016-08-22 | DATA NOT AVAILABLE | DATA NOT AVAILABLE | DATA NOT AVAILABLE | DATA NOT AVAILABLE | DATA NOT AVAILABLE | DATA NOT AVAILABLE | DATA NOT AVAILABLE | DATA NOT AVAILABLE | DATA NOT AVAILABLE | DATA NOT AVAILABLE | DATA NOT AVAILABLE | DATA NOT AVAILABLE | DATA NOT AVAILABLE | 2023-08-10
1700052976046 | DATA NOT AVAILABLE | DATA NOT AVAILABLE | DATA NOT AVAILABLE | DATA NOT AVAILABLE | DATA NOT AVAILABLE | DATA NOT AVAILABLE | DATA NOT AVAILABLE | DATA NOT AVAILABLE | SCOTLAND | DATA NOT AVAILABLE | DATA NOT AVAILABLE | DATA NOT AVAILABLE | DATA NOT APPLICABLE | DATA NOT AVAILABLE | DATA NOT AVAILABLE | SCOTTISH HYDRO ELECTRIC POWER DISTRIBUTION PLC | DATA NOT AVAILABLE | DATA NOT AVAILABLE | DATA NOT AVAILABLE | DATA NOT AVAILABLE | DATA NOT AVAILABLE | DATA NOT AVAILABLE | DATA NOT AVAILABLE | DATA NOT AVAILABLE | DATA NOT AVAILABLE | DATA NOT AVAILABLE | DATA NOT AVAILABLE | DATA NOT AVAILABLE | DATA NOT AVAILABLE | DATA NOT AVAILABLE | DATA NOT AVAILABLE | DATA NOT AVAILABLE | DATA NOT AVAILABLE | DATA NOT AVAILABLE | DATA NOT AVAILABLE | CONNECTED | 0.0855 | 0.0855 | 0.09 | DATA NOT AVAILABLE | DATA NOT AVAILABLE | DATA NOT AVAILABLE | DATA NOT AVAILABLE | DATA NOT AVAILABLE | DATA NOT AVAILABLE | DATA NOT AVAILABLE | DATA NOT AVAILABLE | DATA NOT AVAILABLE | DATA NOT AVAILABLE | DATA NOT AVAILABLE | DATA NOT AVAILABLE | DATA NOT AVAILABLE | DATA NOT AVAILABLE | DATA NOT AVAILABLE | DATA NOT AVAILABLE | 2023-08-10
1700052976073 | DATA NOT AVAILABLE | FAIRLIE BIOFUELS LIMITED | KIRKTON OF MONKIE FARM AD | DATA NOT AVAILABLE | DATA NOT AVAILABLE | DUNDEE | DUNDEE | DD5 3QN | SCOTLAND | 351265 | 738232 | ARBROATH | DATA NOT APPLICABLE | ARBROATH GRID | 33 | SCOTTISH HYDRO ELECTRIC POWER DISTRIBUTION PLC | OTHER | OTHER | DATA NOT AVAILABLE | DATA NOT AVAILABLE | DATA NOT AVAILABLE | 0.499 | DATA NOT AVAILABLE | DATA NOT AVAILABLE | DATA NOT AVAILABLE | DATA NOT AVAILABLE | DATA NOT AVAILABLE | DATA NOT AVAILABLE | DATA NOT AVAILABLE | DATA NOT AVAILABLE | DATA NOT AVAILABLE | DATA NOT AVAILABLE | DATA NOT AVAILABLE | DATA NOT AVAILABLE | DATA NOT AVAILABLE | CONNECTED | 0.475 | 0.475 | 0.5 | 0 | 0 | 2016-08-05 | DATA NOT AVAILABLE | DATA NOT AVAILABLE | DATA NOT AVAILABLE | DATA NOT AVAILABLE | DATA NOT AVAILABLE | DATA NOT AVAILABLE | DATA NOT AVAILABLE | DATA NOT AVAILABLE | DATA NOT AVAILABLE | DATA NOT AVAILABLE | DATA NOT AVAILABLE | DATA NOT AVAILABLE | DATA NOT AVAILABLE | 2023-08-10
1700052976269 | DATA NOT AVAILABLE | MOUNT STUART RENEWABLES LIMITED | MOUNT STUART RENEWABLES | DATA NOT AVAILABLE | DATA NOT AVAILABLE | COLINTRAIVE | ARGYLL AND BUTE | PA22 3AP | SCOTLAND | 203127 | 674569 | DUNOON | DATA NOT APPLICABLE | COLINTRAIVE | 11 | SCOTTISH HYDRO ELECTRIC POWER DISTRIBUTION PLC | HYDRO (TO BE CONFIRMED) | HYDRO POWER SYSTEM | DATA NOT AVAILABLE | DATA NOT AVAILABLE | DATA NOT AVAILABLE | 0.35 | DATA NOT AVAILABLE | DATA NOT AVAILABLE | DATA NOT AVAILABLE | DATA NOT AVAILABLE | DATA NOT AVAILABLE | DATA NOT AVAILABLE | DATA NOT AVAILABLE | DATA NOT AVAILABLE | DATA NOT AVAILABLE | DATA NOT AVAILABLE | DATA NOT AVAILABLE | DATA NOT AVAILABLE | DATA NOT AVAILABLE | CONNECTED | 0.3325 | 0.3325 | 0.35 | 0.01425 | 0.015 | 2016-11-24 | DATA NOT AVAILABLE | DATA NOT AVAILABLE | DATA NOT AVAILABLE | DATA NOT AVAILABLE | DATA NOT AVAILABLE | DATA NOT AVAILABLE | DATA NOT AVAILABLE | DATA NOT AVAILABLE | DATA NOT AVAILABLE | DATA NOT AVAILABLE | DATA NOT AVAILABLE | DATA NOT AVAILABLE | DATA NOT AVAILABLE | 2023-08-10
1700052976310 | DATA NOT AVAILABLE | AD CHESTER LIMITED | WESTER ALVES FARM | DATA NOT AVAILABLE | MORAY ESTATES | ELGIN | MORAY | IV30 8XD | SCOTLAND | 312718 | 862764 | ELGIN | DATA NOT APPLICABLE | KINLOSS | 11 | SCOTTISH HYDRO ELECTRIC POWER DISTRIBUTION PLC | BIOFUEL SEWAGE GAS | DATA NOT AVAILABLE | DATA NOT AVAILABLE | DATA NOT AVAILABLE | DATA NOT AVAILABLE | 0.999 | DATA NOT AVAILABLE | DATA NOT AVAILABLE | DATA NOT AVAILABLE | DATA NOT AVAILABLE | DATA NOT AVAILABLE | DATA NOT AVAILABLE | DATA NOT AVAILABLE | DATA NOT AVAILABLE | DATA NOT AVAILABLE | DATA NOT AVAILABLE | DATA NOT AVAILABLE | DATA NOT AVAILABLE | DATA NOT AVAILABLE | CONNECTED | 0.94905 | 0.94905 | 0.999 | 0.095 | 0.1 | 2017-02-22 | DATA NOT AVAILABLE | DATA NOT AVAILABLE | DATA NOT AVAILABLE | DATA NOT AVAILABLE | DATA NOT AVAILABLE | DATA NOT AVAILABLE | DATA NOT AVAILABLE | DATA NOT AVAILABLE | DATA NOT AVAILABLE | DATA NOT AVAILABLE | DATA NOT AVAILABLE | DATA NOT AVAILABLE | DATA NOT AVAILABLE | 2023-08-10
1700052978052 | DATA NOT AVAILABLE | REDACTED | REDACTED | REDACTED | REDACTED | REDACTED | REDACTED | AB45 2 | SCOTLAND | REDACTED | REDACTED | MACDUFF | DATA NOT APPLICABLE | PORTSOY | 11 | SCOTTISH HYDRO ELECTRIC POWER DISTRIBUTION PLC | WIND | ONSHORE WIND TURBINES | DATA NOT AVAILABLE | DATA NOT AVAILABLE | DATA NOT AVAILABLE | 0.8 | DATA NOT AVAILABLE | DATA NOT AVAILABLE | DATA NOT AVAILABLE | DATA NOT AVAILABLE | DATA NOT AVAILABLE | DATA NOT AVAILABLE | DATA NOT AVAILABLE | DATA NOT AVAILABLE | DATA NOT AVAILABLE | DATA NOT AVAILABLE | DATA NOT AVAILABLE | DATA NOT AVAILABLE | DATA NOT AVAILABLE | CONNECTED | 0.475 | 0.475 | 0.5 | 0.01805 | 0.019 | 2016-09-19 | DATA NOT AVAILABLE | DATA NOT AVAILABLE | DATA NOT AVAILABLE | DATA NOT AVAILABLE | DATA NOT AVAILABLE | DATA NOT AVAILABLE | DATA NOT AVAILABLE | DATA NOT AVAILABLE | DATA NOT AVAILABLE | DATA NOT AVAILABLE | DATA NOT AVAILABLE | DATA NOT AVAILABLE | DATA NOT AVAILABLE | 2023-08-10
1700052978266 | DATA NOT AVAILABLE | GRAMPIAN HEALTH BOARD | ABERDEEN ROYAL INFIRMARY CHP | DATA NOT AVAILABLE | NHS GRAMPIAN | ABERDEEN | ABERDEEN | AB25 2ZB | SCOTLAND | 391720 | 807262 | WOODHILL | DATA NOT APPLICABLE | WOODHILL | 11 | SCOTTISH HYDRO ELECTRIC POWER DISTRIBUTION PLC | OTHER | OTHER | DATA NOT AVAILABLE | DATA NOT AVAILABLE | DATA NOT AVAILABLE | 0.999 | DATA NOT AVAILABLE | DATA NOT AVAILABLE | DATA NOT AVAILABLE | DATA NOT AVAILABLE | DATA NOT AVAILABLE | DATA NOT AVAILABLE | DATA NOT AVAILABLE | DATA NOT AVAILABLE | DATA NOT AVAILABLE | DATA NOT AVAILABLE | DATA NOT AVAILABLE | DATA NOT AVAILABLE | DATA NOT AVAILABLE | CONNECTED | 0.94905 | 0.94905 | 0.999 | 0.0095 | 0.01 | 2017-06-08 | DATA NOT AVAILABLE | DATA NOT AVAILABLE | DATA NOT AVAILABLE | DATA NOT AVAILABLE | DATA NOT AVAILABLE | DATA NOT AVAILABLE | DATA NOT AVAILABLE | DATA NOT AVAILABLE | DATA NOT AVAILABLE | DATA NOT AVAILABLE | DATA NOT AVAILABLE | DATA NOT AVAILABLE | DATA NOT AVAILABLE | 2023-08-10
1700052979419 | DATA NOT AVAILABLE | KINLOCHTEACUIS HYDRO LIMITED | KINLOCHTEACIUS HYDRO | DATA NOT AVAILABLE | DATA NOT AVAILABLE | OBAN | HIGHLAND | DATA NOT AVAILABLE | SCOTLAND | 184243 | 728742 | FORT WILLIAM | DATA NOT APPLICABLE | RAHOY | 11 | SCOTTISH HYDRO ELECTRIC POWER DISTRIBUTION PLC | HYDRO (TO BE CONFIRMED) | HYDRO POWER SYSTEM | DATA NOT AVAILABLE | DATA NOT AVAILABLE | DATA NOT AVAILABLE | 0.3 | DATA NOT AVAILABLE | DATA NOT AVAILABLE | DATA NOT AVAILABLE | DATA NOT AVAILABLE | DATA NOT AVAILABLE | DATA NOT AVAILABLE | DATA NOT AVAILABLE | DATA NOT AVAILABLE | DATA NOT AVAILABLE | DATA NOT AVAILABLE | DATA NOT AVAILABLE | DATA NOT AVAILABLE | DATA NOT AVAILABLE | CONNECTED | 0.285 | 0.285 | 0.3 | 0.0095 | 0.01 | 2016-08-31 | DATA NOT AVAILABLE | DATA NOT AVAILABLE | DATA NOT AVAILABLE | DATA NOT AVAILABLE | DATA NOT AVAILABLE | DATA NOT AVAILABLE | DATA NOT AVAILABLE | DATA NOT AVAILABLE | DATA NOT AVAILABLE | DATA NOT AVAILABLE | DATA NOT AVAILABLE | DATA NOT AVAILABLE | DATA NOT AVAILABLE | 2023-08-10
1700052979437 | DATA NOT AVAILABLE | EWC1 PITBEADLIE LIMITED | PITBEADLIE WIND | DATA NOT AVAILABLE | MARYKIRK | LAURENCEKIRK | ABERDIEENSHIRE | DD10 0DR | SCOTLAND | 372554 | 765875 | BRIDGE OF DUN | DATA NOT APPLICABLE | ST CYRUS | 11 | SCOTTISH HYDRO ELECTRIC POWER DISTRIBUTION PLC | WIND | ONSHORE WIND TURBINES | DATA NOT AVAILABLE | DATA NOT AVAILABLE | DATA NOT AVAILABLE | 0.5 | DATA NOT AVAILABLE | DATA NOT AVAILABLE | DATA NOT AVAILABLE | DATA NOT AVAILABLE | DATA NOT AVAILABLE | DATA NOT AVAILABLE | DATA NOT AVAILABLE | DATA NOT AVAILABLE | DATA NOT AVAILABLE | DATA NOT AVAILABLE | DATA NOT AVAILABLE | DATA NOT AVAILABLE | DATA NOT AVAILABLE | CONNECTED | 0.475 | 0.475 | 0.5 | 0 | 0 | 2016-09-29 | DATA NOT AVAILABLE | DATA NOT AVAILABLE | DATA NOT AVAILABLE | DATA NOT AVAILABLE | DATA NOT AVAILABLE | DATA NOT AVAILABLE | DATA NOT AVAILABLE | DATA NOT AVAILABLE | DATA NOT AVAILABLE | DATA NOT AVAILABLE | DATA NOT AVAILABLE | DATA NOT AVAILABLE | DATA NOT AVAILABLE | 2023-08-10
1700052981835 | DATA NOT AVAILABLE | LOCHDOCHART HYDRO | ESSAN BURN HYDRO | DATA NOT AVAILABLE | DATA NOT AVAILABLE | CRIANLARICH | PERTHSHIRE | DATA NOT AVAILABLE | SCOTLAND | 239015 | 726965 | KILLIN | DATA NOT APPLICABLE | CHAORACH | 11 | SCOTTISH HYDRO ELECTRIC POWER DISTRIBUTION PLC | HYDRO (TO BE CONFIRMED) | HYDRO POWER SYSTEM | DATA NOT AVAILABLE | DATA NOT AVAILABLE | DATA NOT AVAILABLE | 0.8 | DATA NOT AVAILABLE | DATA NOT AVAILABLE | DATA NOT AVAILABLE | DATA NOT AVAILABLE | DATA NOT AVAILABLE | DATA NOT AVAILABLE | DATA NOT AVAILABLE | DATA NOT AVAILABLE | DATA NOT AVAILABLE | DATA NOT AVAILABLE | DATA NOT AVAILABLE | DATA NOT AVAILABLE | DATA NOT AVAILABLE | CONNECTED | 0.76 | 0.76 | 0.8 | 0 | 0 | 2017-06-14 | DATA NOT AVAILABLE | DATA NOT AVAILABLE | DATA NOT AVAILABLE | DATA NOT AVAILABLE | DATA NOT AVAILABLE | DATA NOT AVAILABLE | DATA NOT AVAILABLE | DATA NOT AVAILABLE | DATA NOT AVAILABLE | DATA NOT AVAILABLE | DATA NOT AVAILABLE | DATA NOT AVAILABLE | DATA NOT AVAILABLE | 2023-08-10
1700052982449 | DATA NOT AVAILABLE | BALAGOWAN HYDRO LIMITED | BALAGOWAN HYDRO | DATA NOT AVAILABLE | SANDBANK | DUNOON | ARGYLL AND BUTE | DATA NOT AVAILABLE | SCOTLAND | 216968 | 677327 | DUNOON | DATA NOT APPLICABLE | DUNOON GRID | 33 | SCOTTISH HYDRO ELECTRIC POWER DISTRIBUTION PLC | HYDRO (TO BE CONFIRMED) | HYDRO POWER SYSTEM | DATA NOT AVAILABLE | DATA NOT AVAILABLE | DATA NOT AVAILABLE | 0.3 | DATA NOT AVAILABLE | DATA NOT AVAILABLE | DATA NOT AVAILABLE | DATA NOT AVAILABLE | DATA NOT AVAILABLE | DATA NOT AVAILABLE | DATA NOT AVAILABLE | DATA NOT AVAILABLE | DATA NOT AVAILABLE | DATA NOT AVAILABLE | DATA NOT AVAILABLE | DATA NOT AVAILABLE | DATA NOT AVAILABLE | CONNECTED | 0.285 | 0.285 | 0.3 | 0 | 0 | 2016-09-14 | DATA NOT AVAILABLE | DATA NOT AVAILABLE | DATA NOT AVAILABLE | DATA NOT AVAILABLE | DATA NOT AVAILABLE | DATA NOT AVAILABLE | DATA NOT AVAILABLE | DATA NOT AVAILABLE | DATA NOT AVAILABLE | DATA NOT AVAILABLE | DATA NOT AVAILABLE | DATA NOT AVAILABLE | DATA NOT AVAILABLE | 2023-08-10
1700052983052 | DATA NOT AVAILABLE | CWE V27 LTD | KINNERMIT WIND | DATA NOT AVAILABLE | UPPER MAINS | TURRIFF | ABERDEENSHIRE | AB53 4HD | SCOTLAND | 371050 | 849476 | MACDUFF | DATA NOT APPLICABLE | TURRIFF | 11 | SCOTTISH HYDRO ELECTRIC POWER DISTRIBUTION PLC | WIND | ONSHORE WIND TURBINES | DATA NOT AVAILABLE | DATA NOT AVAILABLE | DATA NOT AVAILABLE | 0.45 | DATA NOT AVAILABLE | DATA NOT AVAILABLE | DATA NOT AVAILABLE | DATA NOT AVAILABLE | DATA NOT AVAILABLE | DATA NOT AVAILABLE | DATA NOT AVAILABLE | DATA NOT AVAILABLE | DATA NOT AVAILABLE | DATA NOT AVAILABLE | DATA NOT AVAILABLE | DATA NOT AVAILABLE | DATA NOT AVAILABLE | CONNECTED | 0.4275 | 0.4275 | 0.45 | 0.0095 | 0.01 | 2016-08-25 | DATA NOT AVAILABLE | DATA NOT AVAILABLE | DATA NOT AVAILABLE | DATA NOT AVAILABLE | DATA NOT AVAILABLE | DATA NOT AVAILABLE | DATA NOT AVAILABLE | DATA NOT AVAILABLE | DATA NOT AVAILABLE | DATA NOT AVAILABLE | DATA NOT AVAILABLE | DATA NOT AVAILABLE | DATA NOT AVAILABLE | 2023-08-10
1700052983266 | DATA NOT AVAILABLE | TURNALT HYDRO LIMITED | TURNALT FARM HYDRO | DATA NOT AVAILABLE | DATA NOT AVAILABLE | LOCHGILPHEAD | ARGYLL AND BUTE | DATA NOT AVAILABLE | SCOTLAND | 184842 | 689694 | TAYNUILT | DATA NOT APPLICABLE | KILMELFORD PS | 11 | SCOTTISH HYDRO ELECTRIC POWER DISTRIBUTION PLC | HYDRO (TO BE CONFIRMED) | HYDRO POWER SYSTEM | DATA NOT AVAILABLE | DATA NOT AVAILABLE | DATA NOT AVAILABLE | 0.25 | DATA NOT AVAILABLE | DATA NOT AVAILABLE | DATA NOT AVAILABLE | DATA NOT AVAILABLE | DATA NOT AVAILABLE | DATA NOT AVAILABLE | DATA NOT AVAILABLE | DATA NOT AVAILABLE | DATA NOT AVAILABLE | DATA NOT AVAILABLE | DATA NOT AVAILABLE | DATA NOT AVAILABLE | DATA NOT AVAILABLE | CONNECTED | 0.2375 | 0.2375 | 0.25 | 0.0095 | 0.01 | 2016-08-24 | DATA NOT AVAILABLE | DATA NOT AVAILABLE | DATA NOT AVAILABLE | DATA NOT AVAILABLE | DATA NOT AVAILABLE | DATA NOT AVAILABLE | DATA NOT AVAILABLE | DATA NOT AVAILABLE | DATA NOT AVAILABLE | DATA NOT AVAILABLE | DATA NOT AVAILABLE | DATA NOT AVAILABLE | DATA NOT AVAILABLE | 2023-08-10
1700052983372 | DATA NOT AVAILABLE | ARGYLL LAND LTD | ARDCHYLINE HYDRO | DATA NOT AVAILABLE | DATA NOT AVAILABLE | CAIRNDOW | ARGYLL | PA25 8AZ | SCOTLAND | 212149 | 707450 | CLACHAN | DATA NOT APPLICABLE | CLACHAN GRID | 33 | SCOTTISH HYDRO ELECTRIC POWER DISTRIBUTION PLC | HYDRO (TO BE CONFIRMED) | HYDRO POWER SYSTEM | DATA NOT AVAILABLE | DATA NOT AVAILABLE | DATA NOT AVAILABLE | 0.1 | DATA NOT AVAILABLE | DATA NOT AVAILABLE | DATA NOT AVAILABLE | DATA NOT AVAILABLE | DATA NOT AVAILABLE | DATA NOT AVAILABLE | DATA NOT AVAILABLE | DATA NOT AVAILABLE | DATA NOT AVAILABLE | DATA NOT AVAILABLE | DATA NOT AVAILABLE | DATA NOT AVAILABLE | DATA NOT AVAILABLE | CONNECTED | 0.095 | 0.095 | 0.1 | 0.0095 | 0.01 | 2016-10-26 | DATA NOT AVAILABLE | DATA NOT AVAILABLE | DATA NOT AVAILABLE | DATA NOT AVAILABLE | DATA NOT AVAILABLE | DATA NOT AVAILABLE | DATA NOT AVAILABLE | DATA NOT AVAILABLE | DATA NOT AVAILABLE | DATA NOT AVAILABLE | DATA NOT AVAILABLE | DATA NOT AVAILABLE | DATA NOT AVAILABLE | 2023-08-10
1700052983985 | DATA NOT AVAILABLE | SKIACK HYDRO LIMITED | SKIACH HYDRO | DATA NOT AVAILABLE | KATEWELL | DINGWALL | HIGHLAND | IV16 9UU | SCOTLAND | 259448 | 865563 | BEAULY | DATA NOT APPLICABLE | DINGWALL | 11 | SCOTTISH HYDRO ELECTRIC POWER DISTRIBUTION PLC | HYDRO (TO BE CONFIRMED) | HYDRO POWER SYSTEM | DATA NOT AVAILABLE | DATA NOT AVAILABLE | DATA NOT AVAILABLE | 0.9 | DATA NOT AVAILABLE | DATA NOT AVAILABLE | DATA NOT AVAILABLE | DATA NOT AVAILABLE | DATA NOT AVAILABLE | DATA NOT AVAILABLE | DATA NOT AVAILABLE | DATA NOT AVAILABLE | DATA NOT AVAILABLE | DATA NOT AVAILABLE | DATA NOT AVAILABLE | DATA NOT AVAILABLE | DATA NOT AVAILABLE | CONNECTED | 0.855 | 0.855 | 0.9 | 0.0095 | 0.01 | 2016-09-01 | DATA NOT AVAILABLE | DATA NOT AVAILABLE | DATA NOT AVAILABLE | DATA NOT AVAILABLE | DATA NOT AVAILABLE | DATA NOT AVAILABLE | DATA NOT AVAILABLE | DATA NOT AVAILABLE | DATA NOT AVAILABLE | DATA NOT AVAILABLE | DATA NOT AVAILABLE | DATA NOT AVAILABLE | DATA NOT AVAILABLE | 2023-08-10
1700052984065 | DATA NOT AVAILABLE | G.B.B.ESTATES LIMITED | INVERASDALE HYDRO | DATA NOT AVAILABLE | POOLEWE | ACHNASHEEN | ROSS-SHIRE | IV22 2LW | SCOTLAND | 181802 | 885581 | GRUDIE BRIDGE | DATA NOT APPLICABLE | AULTBEA | 11 | SCOTTISH HYDRO ELECTRIC POWER DISTRIBUTION PLC | HYDRO (TO BE CONFIRMED) | HYDRO POWER SYSTEM | DATA NOT AVAILABLE | DATA NOT AVAILABLE | DATA NOT AVAILABLE | 0.1 | DATA NOT AVAILABLE | DATA NOT AVAILABLE | DATA NOT AVAILABLE | DATA NOT AVAILABLE | DATA NOT AVAILABLE | DATA NOT AVAILABLE | DATA NOT AVAILABLE | DATA NOT AVAILABLE | DATA NOT AVAILABLE | DATA NOT AVAILABLE | DATA NOT AVAILABLE | DATA NOT AVAILABLE | DATA NOT AVAILABLE | CONNECTED | 0.095 | 0.095 | 0.1 | 0.0095 | 0.01 | 2016-11-03 | DATA NOT AVAILABLE | DATA NOT AVAILABLE | DATA NOT AVAILABLE | DATA NOT AVAILABLE | DATA NOT AVAILABLE | DATA NOT AVAILABLE | DATA NOT AVAILABLE | DATA NOT AVAILABLE | DATA NOT AVAILABLE | DATA NOT AVAILABLE | DATA NOT AVAILABLE | DATA NOT AVAILABLE | DATA NOT AVAILABLE | 2023-08-10
1700052988404 | DATA NOT AVAILABLE | REDACTED | REDACTED | REDACTED | REDACTED | REDACTED | REDACTED | HS3 3H | SCOTLAND | REDACTED | REDACTED | ARDMORE GRID | DATA NOT APPLICABLE | STOCKINISH | 11 | SCOTTISH HYDRO ELECTRIC POWER DISTRIBUTION PLC | HYDRO (TO BE CONFIRMED) | HYDRO POWER SYSTEM | DATA NOT AVAILABLE | DATA NOT AVAILABLE | DATA NOT AVAILABLE | 0.2 | DATA NOT AVAILABLE | DATA NOT AVAILABLE | DATA NOT AVAILABLE | DATA NOT AVAILABLE | DATA NOT AVAILABLE | DATA NOT AVAILABLE | DATA NOT AVAILABLE | DATA NOT AVAILABLE | DATA NOT AVAILABLE | DATA NOT AVAILABLE | DATA NOT AVAILABLE | DATA NOT AVAILABLE | DATA NOT AVAILABLE | CONNECTED | 0.19 | 0.19 | 0.2 | 0 | 0 | 2016-12-08 | DATA NOT AVAILABLE | DATA NOT AVAILABLE | DATA NOT AVAILABLE | DATA NOT AVAILABLE | DATA NOT AVAILABLE | DATA NOT AVAILABLE | DATA NOT AVAILABLE | DATA NOT AVAILABLE | DATA NOT AVAILABLE | DATA NOT AVAILABLE | DATA NOT AVAILABLE | DATA NOT AVAILABLE | DATA NOT AVAILABLE | 2023-08-10
1700052990849 | DATA NOT AVAILABLE | H14 ENERGY LTD - GLEANN CASAIG | GLEN FINGLAS HYDRO | DATA NOT AVAILABLE | BRIG 0'TURK | CALLANDER | STIRLING | FK17 | SCOTLAND | 262549 | 707545 | BRACO | DATA NOT APPLICABLE | CALLANDER | 11 | SCOTTISH HYDRO ELECTRIC POWER DISTRIBUTION PLC | HYDRO (TO BE CONFIRMED) | HYDRO POWER SYSTEM | DATA NOT AVAILABLE | DATA NOT AVAILABLE | DATA NOT AVAILABLE | 0.5 | DATA NOT AVAILABLE | DATA NOT AVAILABLE | DATA NOT AVAILABLE | DATA NOT AVAILABLE | DATA NOT AVAILABLE | DATA NOT AVAILABLE | DATA NOT AVAILABLE | DATA NOT AVAILABLE | DATA NOT AVAILABLE | DATA NOT AVAILABLE | DATA NOT AVAILABLE | DATA NOT AVAILABLE | DATA NOT AVAILABLE | CONNECTED | 0.475 | 0.475 | 0.5 | 0.0095 | 0.01 | 2016-11-07 | DATA NOT AVAILABLE | DATA NOT AVAILABLE | DATA NOT AVAILABLE | DATA NOT AVAILABLE | DATA NOT AVAILABLE | DATA NOT AVAILABLE | DATA NOT AVAILABLE | DATA NOT AVAILABLE | DATA NOT AVAILABLE | DATA NOT AVAILABLE | DATA NOT AVAILABLE | DATA NOT AVAILABLE | DATA NOT AVAILABLE | 2023-08-10
1700052991053 | DATA NOT AVAILABLE | THE GREENSPAN AGENCY LIMITED | BALLINLOAN HYDRO | DATA NOT AVAILABLE | TROCHRY | DUNKELD | PERTHSHIRE AND KINROSS | PH8 0BS | SCOTLAND | 297697 | 740768 | COUPAR ANGUS | DATA NOT APPLICABLE | CAPUTH | 11 | SCOTTISH HYDRO ELECTRIC POWER DISTRIBUTION PLC | HYDRO (TO BE CONFIRMED) | HYDRO POWER SYSTEM | DATA NOT AVAILABLE | DATA NOT AVAILABLE | DATA NOT AVAILABLE | 0.25 | DATA NOT AVAILABLE | DATA NOT AVAILABLE | DATA NOT AVAILABLE | DATA NOT AVAILABLE | DATA NOT AVAILABLE | DATA NOT AVAILABLE | DATA NOT AVAILABLE | DATA NOT AVAILABLE | DATA NOT AVAILABLE | DATA NOT AVAILABLE | DATA NOT AVAILABLE | DATA NOT AVAILABLE | DATA NOT AVAILABLE | CONNECTED | 0.2375 | 0.2375 | 0.25 | 0 | 0 | 2017-01-30 | DATA NOT AVAILABLE | DATA NOT AVAILABLE | DATA NOT AVAILABLE | DATA NOT AVAILABLE | DATA NOT AVAILABLE | DATA NOT AVAILABLE | DATA NOT AVAILABLE | DATA NOT AVAILABLE | DATA NOT AVAILABLE | DATA NOT AVAILABLE | DATA NOT AVAILABLE | DATA NOT AVAILABLE | DATA NOT AVAILABLE | 2023-08-10
1700052992118 | DATA NOT AVAILABLE | REDACTED | REDACTED | REDACTED | REDACTED | REDACTED | REDACTED | AB24 2 | SCOTLAND | REDACTED | REDACTED | WILLOWDALE | DATA NOT APPLICABLE | HAYTON | 11 | SCOTTISH HYDRO ELECTRIC POWER DISTRIBUTION PLC | HYDRO (TO BE CONFIRMED) | HYDRO POWER SYSTEM | DATA NOT AVAILABLE | DATA NOT AVAILABLE | DATA NOT AVAILABLE | 0.285 | DATA NOT AVAILABLE | DATA NOT AVAILABLE | DATA NOT AVAILABLE | DATA NOT AVAILABLE | DATA NOT AVAILABLE | DATA NOT AVAILABLE | DATA NOT AVAILABLE | DATA NOT AVAILABLE | DATA NOT AVAILABLE | DATA NOT AVAILABLE | DATA NOT AVAILABLE | DATA NOT AVAILABLE | DATA NOT AVAILABLE | CONNECTED | 0.27075 | 0.27075 | 0.285 | 0.07125 | 0.075 | 2016-09-27 | DATA NOT AVAILABLE | DATA NOT AVAILABLE | DATA NOT AVAILABLE | DATA NOT AVAILABLE | DATA NOT AVAILABLE | DATA NOT AVAILABLE | DATA NOT AVAILABLE | DATA NOT AVAILABLE | DATA NOT AVAILABLE | DATA NOT AVAILABLE | DATA NOT AVAILABLE | DATA NOT AVAILABLE | DATA NOT AVAILABLE | 2023-08-10
1700052993060 | DATA NOT AVAILABLE | WINDFLOW HAMMER LIMITED | LUDENHILL WIND | DATA NOT AVAILABLE | LUDENHILL FARM | ORKNEY | ORKNEY ISLANDS | KW17 2NR | SCOTLAND | 329570 | 1028108 | THURSO | DATA NOT APPLICABLE | BURGARHILL | 11 | SCOTTISH HYDRO ELECTRIC POWER DISTRIBUTION PLC | WIND | ONSHORE WIND TURBINES | DATA NOT AVAILABLE | DATA NOT AVAILABLE | DATA NOT AVAILABLE | 0.5 | DATA NOT AVAILABLE | DATA NOT AVAILABLE | DATA NOT AVAILABLE | DATA NOT AVAILABLE | DATA NOT AVAILABLE | DATA NOT AVAILABLE | DATA NOT AVAILABLE | DATA NOT AVAILABLE | DATA NOT AVAILABLE | DATA NOT AVAILABLE | DATA NOT AVAILABLE | DATA NOT AVAILABLE | DATA NOT AVAILABLE | CONNECTED | 0.475 | 0.475 | 0.5 | 0.01235 | 0.013 | 2016-09-15 | DATA NOT AVAILABLE | DATA NOT AVAILABLE | DATA NOT AVAILABLE | DATA NOT AVAILABLE | DATA NOT AVAILABLE | DATA NOT AVAILABLE | DATA NOT AVAILABLE | DATA NOT AVAILABLE | DATA NOT AVAILABLE | DATA NOT AVAILABLE | DATA NOT AVAILABLE | DATA NOT AVAILABLE | DATA NOT AVAILABLE | 2023-08-10
1700053000802 | DATA NOT AVAILABLE | GREENMYRES RENEWABLE ENERGY LTD | GREENMYRES WIND | DATA NOT AVAILABLE | DATA NOT AVAILABLE | HUNTLY | ABERDEENSHIRE | AB54 6AG | SCOTLAND | 357032 | 835431 | KEITH | DATA NOT APPLICABLE | KEITH GRID | 33 | SCOTTISH HYDRO ELECTRIC POWER DISTRIBUTION PLC | WIND | ONSHORE WIND TURBINES | DATA NOT AVAILABLE | DATA NOT AVAILABLE | DATA NOT AVAILABLE | 0.5 | DATA NOT AVAILABLE | DATA NOT AVAILABLE | DATA NOT AVAILABLE | DATA NOT AVAILABLE | DATA NOT AVAILABLE | DATA NOT AVAILABLE | DATA NOT AVAILABLE | DATA NOT AVAILABLE | DATA NOT AVAILABLE | DATA NOT AVAILABLE | DATA NOT AVAILABLE | DATA NOT AVAILABLE | DATA NOT AVAILABLE | CONNECTED | 0.475 | 0.475 | 0.5 | 0.02375 | 0.025 | 2016-10-31 | DATA NOT AVAILABLE | DATA NOT AVAILABLE | DATA NOT AVAILABLE | DATA NOT AVAILABLE | DATA NOT AVAILABLE | DATA NOT AVAILABLE | DATA NOT AVAILABLE | DATA NOT AVAILABLE | DATA NOT AVAILABLE | DATA NOT AVAILABLE | DATA NOT AVAILABLE | DATA NOT AVAILABLE | DATA NOT AVAILABLE | 2023-08-10
1700053001470 | DATA NOT AVAILABLE | COOP PPA SITES | ARDEONAIG HYDRO | DATA NOT AVAILABLE | DATA NOT AVAILABLE | KILLIN | STIRLING | DATA NOT AVAILABLE | SCOTLAND | 257109 | 732866 | KILLIN | DATA NOT APPLICABLE | KILLIN TOWN | 11 | SCOTTISH HYDRO ELECTRIC POWER DISTRIBUTION PLC | HYDRO (TO BE CONFIRMED) | HYDRO POWER SYSTEM | DATA NOT AVAILABLE | DATA NOT AVAILABLE | DATA NOT AVAILABLE | 0.1 | DATA NOT AVAILABLE | DATA NOT AVAILABLE | DATA NOT AVAILABLE | DATA NOT AVAILABLE | DATA NOT AVAILABLE | DATA NOT AVAILABLE | DATA NOT AVAILABLE | DATA NOT AVAILABLE | DATA NOT AVAILABLE | DATA NOT AVAILABLE | DATA NOT AVAILABLE | DATA NOT AVAILABLE | DATA NOT AVAILABLE | CONNECTED | 0.095 | 0.095 | 0.1 | 0 | 0 | 2017-01-16 | DATA NOT AVAILABLE | DATA NOT AVAILABLE | DATA NOT AVAILABLE | DATA NOT AVAILABLE | DATA NOT AVAILABLE | DATA NOT AVAILABLE | DATA NOT AVAILABLE | DATA NOT AVAILABLE | DATA NOT AVAILABLE | DATA NOT AVAILABLE | DATA NOT AVAILABLE | DATA NOT AVAILABLE | DATA NOT AVAILABLE | 2023-08-10
1700053005777 | DATA NOT AVAILABLE | DRONLEY FARMING LTD | SHED | DATA NOT AVAILABLE | DATA NOT AVAILABLE | DUNDEE | DUNDEE | DD3 0QJ | SCOTLAND | 334445 | 735621 | DATA NOT AVAILABLE | DATA NOT APPLICABLE | DATA NOT AVAILABLE | DATA NOT AVAILABLE | SCOTTISH HYDRO ELECTRIC POWER DISTRIBUTION PLC | DATA NOT AVAILABLE | DATA NOT AVAILABLE | DATA NOT AVAILABLE | DATA NOT AVAILABLE | DATA NOT AVAILABLE | DATA NOT AVAILABLE | DATA NOT AVAILABLE | DATA NOT AVAILABLE | DATA NOT AVAILABLE | DATA NOT AVAILABLE | DATA NOT AVAILABLE | DATA NOT AVAILABLE | DATA NOT AVAILABLE | DATA NOT AVAILABLE | DATA NOT AVAILABLE | DATA NOT AVAILABLE | DATA NOT AVAILABLE | DATA NOT AVAILABLE | DATA NOT AVAILABLE | CONNECTED | 0.07125 | 0.07125 | 0.075 | DATA NOT AVAILABLE | DATA NOT AVAILABLE | DATA NOT AVAILABLE | DATA NOT AVAILABLE | DATA NOT AVAILABLE | DATA NOT AVAILABLE | DATA NOT AVAILABLE | DATA NOT AVAILABLE | DATA NOT AVAILABLE | DATA NOT AVAILABLE | DATA NOT AVAILABLE | DATA NOT AVAILABLE | DATA NOT AVAILABLE | DATA NOT AVAILABLE | DATA NOT AVAILABLE | DATA NOT AVAILABLE | 2023-08-10
1700053005953 | DATA NOT AVAILABLE | INVERMARK HYDRO LIMITED | DATA NOT AVAILABLE | DATA NOT AVAILABLE | LAURIE HYDRO | BALLATER | ABERDEENSHIRE | DD9 7YZ | SCOTLAND | 343685 | 780556 | BRIDGE OF DUN | DATA NOT APPLICABLE | INCHBARE | 11 | SCOTTISH HYDRO ELECTRIC POWER DISTRIBUTION PLC | HYDRO (TO BE CONFIRMED) | HYDRO POWER SYSTEM | DATA NOT AVAILABLE | DATA NOT AVAILABLE | DATA NOT AVAILABLE | 0.085 | DATA NOT AVAILABLE | DATA NOT AVAILABLE | DATA NOT AVAILABLE | DATA NOT AVAILABLE | DATA NOT AVAILABLE | DATA NOT AVAILABLE | DATA NOT AVAILABLE | DATA NOT AVAILABLE | DATA NOT AVAILABLE | DATA NOT AVAILABLE | DATA NOT AVAILABLE | DATA NOT AVAILABLE | DATA NOT AVAILABLE | CONNECTED | 0.08075 | 0.08075 | 0.085 | 0 | 0 | 2016-11-21 | DATA NOT AVAILABLE | DATA NOT AVAILABLE | DATA NOT AVAILABLE | DATA NOT AVAILABLE | DATA NOT AVAILABLE | DATA NOT AVAILABLE | DATA NOT AVAILABLE | DATA NOT AVAILABLE | DATA NOT AVAILABLE | DATA NOT AVAILABLE | DATA NOT AVAILABLE | DATA NOT AVAILABLE | DATA NOT AVAILABLE | 2023-08-10
1700053008607 | DATA NOT AVAILABLE | INVERMARK HYDRO LIMITED | DATA NOT AVAILABLE | DATA NOT AVAILABLE | BRANNY HYDRO | BRECHIN | ANGUS | DD9 7YZ | SCOTLAND | 343685 | 780556 | BRIDGE OF DUN | DATA NOT APPLICABLE | INCHBARE | 11 | SCOTTISH HYDRO ELECTRIC POWER DISTRIBUTION PLC | HYDRO (TO BE CONFIRMED) | HYDRO POWER SYSTEM | DATA NOT AVAILABLE | DATA NOT AVAILABLE | DATA NOT AVAILABLE | 0.1 | DATA NOT AVAILABLE | DATA NOT AVAILABLE | DATA NOT AVAILABLE | DATA NOT AVAILABLE | DATA NOT AVAILABLE | DATA NOT AVAILABLE | DATA NOT AVAILABLE | DATA NOT AVAILABLE | DATA NOT AVAILABLE | DATA NOT AVAILABLE | DATA NOT AVAILABLE | DATA NOT AVAILABLE | DATA NOT AVAILABLE | CONNECTED | 0.095 | 0.095 | 0.1 | 0 | 0 | 2016-11-21 | DATA NOT AVAILABLE | DATA NOT AVAILABLE | DATA NOT AVAILABLE | DATA NOT AVAILABLE | DATA NOT AVAILABLE | DATA NOT AVAILABLE | DATA NOT AVAILABLE | DATA NOT AVAILABLE | DATA NOT AVAILABLE | DATA NOT AVAILABLE | DATA NOT AVAILABLE | DATA NOT AVAILABLE | DATA NOT AVAILABLE | 2023-08-10
1700053008731 | DATA NOT AVAILABLE | AUCHENCHEYNE LTD BUSINESS | DATA NOT AVAILABLE | EXPORT | ABHAINN ACHACHOISH | TARBERT | ARGYLL AND BUTE | PA29 6YF | SCOTLAND | 183835 | 665375 | CARRADALE | DATA NOT APPLICABLE | CARRADALE GRID | 33 | SCOTTISH HYDRO ELECTRIC POWER DISTRIBUTION PLC | HYDRO (TO BE CONFIRMED) | HYDRO POWER SYSTEM | DATA NOT AVAILABLE | DATA NOT AVAILABLE | DATA NOT AVAILABLE | 0.1 | DATA NOT AVAILABLE | DATA NOT AVAILABLE | DATA NOT AVAILABLE | DATA NOT AVAILABLE | DATA NOT AVAILABLE | DATA NOT AVAILABLE | DATA NOT AVAILABLE | DATA NOT AVAILABLE | DATA NOT AVAILABLE | DATA NOT AVAILABLE | DATA NOT AVAILABLE | DATA NOT AVAILABLE | DATA NOT AVAILABLE | CONNECTED | 0.095 | 0.095 | 0.1 | 0.00475 | 0.005 | 2016-11-18 | DATA NOT AVAILABLE | DATA NOT AVAILABLE | DATA NOT AVAILABLE | DATA NOT AVAILABLE | DATA NOT AVAILABLE | DATA NOT AVAILABLE | DATA NOT AVAILABLE | DATA NOT AVAILABLE | DATA NOT AVAILABLE | DATA NOT AVAILABLE | DATA NOT AVAILABLE | DATA NOT AVAILABLE | DATA NOT AVAILABLE | 2023-08-10
1700053009911 | DATA NOT AVAILABLE | REDACTED | REDACTED | REDACTED | REDACTED | REDACTED | REDACTED | PA23 8 | SCOTLAND | REDACTED | REDACTED | DUNOON | DATA NOT APPLICABLE | SANDBANK | 11 | SCOTTISH HYDRO ELECTRIC POWER DISTRIBUTION PLC | HYDRO (TO BE CONFIRMED) | HYDRO POWER SYSTEM | DATA NOT AVAILABLE | DATA NOT AVAILABLE | DATA NOT AVAILABLE | 0.2 | DATA NOT AVAILABLE | DATA NOT AVAILABLE | DATA NOT AVAILABLE | DATA NOT AVAILABLE | DATA NOT AVAILABLE | DATA NOT AVAILABLE | DATA NOT AVAILABLE | DATA NOT AVAILABLE | DATA NOT AVAILABLE | DATA NOT AVAILABLE | DATA NOT AVAILABLE | DATA NOT AVAILABLE | DATA NOT AVAILABLE | CONNECTED | 0.19 | 0.19 | 0.2 | 0.00475 | 0.005 | 2017-03-15 | DATA NOT AVAILABLE | DATA NOT AVAILABLE | DATA NOT AVAILABLE | DATA NOT AVAILABLE | DATA NOT AVAILABLE | DATA NOT AVAILABLE | DATA NOT AVAILABLE | DATA NOT AVAILABLE | DATA NOT AVAILABLE | DATA NOT AVAILABLE | DATA NOT AVAILABLE | DATA NOT AVAILABLE | DATA NOT AVAILABLE | 2023-08-10
1700053015205 | DATA NOT AVAILABLE | SW - ALLANFEARN | WASTEWATER TREATMENT WORKS | DATA NOT AVAILABLE | DATA NOT AVAILABLE | INVERNESS | HIGHLAND | IV2 7HX | SCOTLAND | 271605 | 847495 | INVERNESS | DATA NOT APPLICABLE | CULLODEN | 11 | SCOTTISH HYDRO ELECTRIC POWER DISTRIBUTION PLC | DATA NOT AVAILABLE | DATA NOT AVAILABLE | DATA NOT AVAILABLE | DATA NOT AVAILABLE | DATA NOT AVAILABLE | DATA NOT AVAILABLE | DATA NOT AVAILABLE | DATA NOT AVAILABLE | DATA NOT AVAILABLE | DATA NOT AVAILABLE | DATA NOT AVAILABLE | DATA NOT AVAILABLE | DATA NOT AVAILABLE | DATA NOT AVAILABLE | DATA NOT AVAILABLE | DATA NOT AVAILABLE | DATA NOT AVAILABLE | DATA NOT AVAILABLE | DATA NOT AVAILABLE | CONNECTED | 0.228 | 0.228 | 0.24 | DATA NOT AVAILABLE | DATA NOT AVAILABLE | DATA NOT AVAILABLE | DATA NOT AVAILABLE | DATA NOT AVAILABLE | DATA NOT AVAILABLE | DATA NOT AVAILABLE | DATA NOT AVAILABLE | DATA NOT AVAILABLE | DATA NOT AVAILABLE | DATA NOT AVAILABLE | DATA NOT AVAILABLE | DATA NOT AVAILABLE | DATA NOT AVAILABLE | DATA NOT AVAILABLE | DATA NOT AVAILABLE | 2023-08-10
1700053021004 | DATA NOT AVAILABLE | GLEN QUOICH HYDRO LIMITED | GLEN QUOICH HYDRO | DATA NOT AVAILABLE | DATA NOT AVAILABLE | FORT AUGUSTUS | HIGHLAND | DATA NOT AVAILABLE | SCOTLAND | DATA NOT AVAILABLE | DATA NOT AVAILABLE | DATA NOT AVAILABLE | DATA NOT APPLICABLE | DATA NOT AVAILABLE | DATA NOT AVAILABLE | SCOTTISH HYDRO ELECTRIC POWER DISTRIBUTION PLC | HYDRO (TO BE CONFIRMED) | HYDRO POWER SYSTEM | DATA NOT AVAILABLE | DATA NOT AVAILABLE | DATA NOT AVAILABLE | DATA NOT AVAILABLE | DATA NOT AVAILABLE | DATA NOT AVAILABLE | DATA NOT AVAILABLE | DATA NOT AVAILABLE | DATA NOT AVAILABLE | DATA NOT AVAILABLE | DATA NOT AVAILABLE | DATA NOT AVAILABLE | DATA NOT AVAILABLE | DATA NOT AVAILABLE | DATA NOT AVAILABLE | DATA NOT AVAILABLE | DATA NOT AVAILABLE | CONNECTED | 0.19 | 0.19 | 0.2 | DATA NOT AVAILABLE | DATA NOT AVAILABLE | DATA NOT AVAILABLE | DATA NOT AVAILABLE | DATA NOT AVAILABLE | DATA NOT AVAILABLE | DATA NOT AVAILABLE | DATA NOT AVAILABLE | DATA NOT AVAILABLE | DATA NOT AVAILABLE | DATA NOT AVAILABLE | DATA NOT AVAILABLE | DATA NOT AVAILABLE | DATA NOT AVAILABLE | DATA NOT AVAILABLE | DATA NOT AVAILABLE | 2023-08-10
1700053028250 | DATA NOT AVAILABLE | SAPPHIRE ENERGY LIMITED | STRATHGLASS | GLASSBURN | DATA NOT AVAILABLE | BEAULY | HIGHLAND | IV4 7LE | SCOTLAND | 238045 | 836078 | FASNAKYLE | DATA NOT APPLICABLE | FASNAKYLE GRID | 33 | SCOTTISH HYDRO ELECTRIC POWER DISTRIBUTION PLC | HYDRO (TO BE CONFIRMED) | HYDRO POWER SYSTEM | DATA NOT AVAILABLE | DATA NOT AVAILABLE | DATA NOT AVAILABLE | 0.485 | DATA NOT AVAILABLE | DATA NOT AVAILABLE | DATA NOT AVAILABLE | DATA NOT AVAILABLE | DATA NOT AVAILABLE | DATA NOT AVAILABLE | DATA NOT AVAILABLE | DATA NOT AVAILABLE | DATA NOT AVAILABLE | DATA NOT AVAILABLE | DATA NOT AVAILABLE | DATA NOT AVAILABLE | DATA NOT AVAILABLE | CONNECTED | 0.46075 | 0.46075 | 0.485 | 0.01425 | 0.015 | 2017-07-28 | DATA NOT AVAILABLE | DATA NOT AVAILABLE | DATA NOT AVAILABLE | DATA NOT AVAILABLE | DATA NOT AVAILABLE | DATA NOT AVAILABLE | DATA NOT AVAILABLE | DATA NOT AVAILABLE | DATA NOT AVAILABLE | DATA NOT AVAILABLE | DATA NOT AVAILABLE | DATA NOT AVAILABLE | DATA NOT AVAILABLE | 2023-08-10
1700053032089 | DATA NOT AVAILABLE | REDACTED | REDACTED | REDACTED | REDACTED | REDACTED | REDACTED | IV26 2 | SCOTLAND | REDACTED | REDACTED | GRUDIE BRIDGE | DATA NOT APPLICABLE | ACHILTIBUIE | 11 | SCOTTISH HYDRO ELECTRIC POWER DISTRIBUTION PLC | WIND | ONSHORE WIND TURBINES | DATA NOT AVAILABLE | DATA NOT AVAILABLE | DATA NOT AVAILABLE | 0.5 | DATA NOT AVAILABLE | DATA NOT AVAILABLE | DATA NOT AVAILABLE | DATA NOT AVAILABLE | DATA NOT AVAILABLE | DATA NOT AVAILABLE | DATA NOT AVAILABLE | DATA NOT AVAILABLE | DATA NOT AVAILABLE | DATA NOT AVAILABLE | DATA NOT AVAILABLE | DATA NOT AVAILABLE | DATA NOT AVAILABLE | CONNECTED | 0.475 | 0.475 | 0.5 | 0.0019 | 0.002 | 2017-03-13 | DATA NOT AVAILABLE | DATA NOT AVAILABLE | DATA NOT AVAILABLE | DATA NOT AVAILABLE | DATA NOT AVAILABLE | DATA NOT AVAILABLE | DATA NOT AVAILABLE | DATA NOT AVAILABLE | DATA NOT AVAILABLE | DATA NOT AVAILABLE | DATA NOT AVAILABLE | DATA NOT AVAILABLE | DATA NOT AVAILABLE | 2023-08-10
1700053034918 | DATA NOT AVAILABLE | ABERDEEN HEAT AND POWER | BEACH LEISURE CENTRE | ABERDEEN CITY COUNCIL | ESPLANADE | ABERDEEN | ABERDEEN | AB24 5NR | SCOTLAND | 395193 | 807291 | WILLOWDALE | DATA NOT APPLICABLE | GREYFRIARS | 11 | SCOTTISH HYDRO ELECTRIC POWER DISTRIBUTION PLC | DATA NOT AVAILABLE | DATA NOT AVAILABLE | DATA NOT AVAILABLE | DATA NOT AVAILABLE | DATA NOT AVAILABLE | DATA NOT AVAILABLE | DATA NOT AVAILABLE | DATA NOT AVAILABLE | DATA NOT AVAILABLE | DATA NOT AVAILABLE | DATA NOT AVAILABLE | DATA NOT AVAILABLE | DATA NOT AVAILABLE | DATA NOT AVAILABLE | DATA NOT AVAILABLE | DATA NOT AVAILABLE | DATA NOT AVAILABLE | DATA NOT AVAILABLE | DATA NOT AVAILABLE | CONNECTED | 0.94525 | 0.94525 | 0.995 | DATA NOT AVAILABLE | DATA NOT AVAILABLE | DATA NOT AVAILABLE | DATA NOT AVAILABLE | DATA NOT AVAILABLE | DATA NOT AVAILABLE | DATA NOT AVAILABLE | DATA NOT AVAILABLE | DATA NOT AVAILABLE | DATA NOT AVAILABLE | DATA NOT AVAILABLE | DATA NOT AVAILABLE | DATA NOT AVAILABLE | DATA NOT AVAILABLE | DATA NOT AVAILABLE | DATA NOT AVAILABLE | 2023-08-10
1700053035451 | DATA NOT AVAILABLE | CONAGLEANN LIMITED | DUNMAGLASS ESTATE LIMITED | DATA NOT AVAILABLE | DATA NOT AVAILABLE | INVERNESS | HIGHLAND | IV2 6UD | SCOTLAND | 260429 | 823435 | DATA NOT AVAILABLE | DATA NOT APPLICABLE | DATA NOT AVAILABLE | DATA NOT AVAILABLE | SCOTTISH HYDRO ELECTRIC POWER DISTRIBUTION PLC | DATA NOT AVAILABLE | DATA NOT AVAILABLE | DATA NOT AVAILABLE | DATA NOT AVAILABLE | DATA NOT AVAILABLE | DATA NOT AVAILABLE | DATA NOT AVAILABLE | DATA NOT AVAILABLE | DATA NOT AVAILABLE | DATA NOT AVAILABLE | DATA NOT AVAILABLE | DATA NOT AVAILABLE | DATA NOT AVAILABLE | DATA NOT AVAILABLE | DATA NOT AVAILABLE | DATA NOT AVAILABLE | DATA NOT AVAILABLE | DATA NOT AVAILABLE | DATA NOT AVAILABLE | CONNECTED | 0.475 | 0.475 | 0.5 | DATA NOT AVAILABLE | DATA NOT AVAILABLE | DATA NOT AVAILABLE | DATA NOT AVAILABLE | DATA NOT AVAILABLE | DATA NOT AVAILABLE | DATA NOT AVAILABLE | DATA NOT AVAILABLE | DATA NOT AVAILABLE | DATA NOT AVAILABLE | DATA NOT AVAILABLE | DATA NOT AVAILABLE | DATA NOT AVAILABLE | DATA NOT AVAILABLE | DATA NOT AVAILABLE | DATA NOT AVAILABLE | 2023-08-10
1700053035897 | DATA NOT AVAILABLE | SCOTTISH WATER LIMITED EXPORT | INVERCANNIE WATERWORKS | SCOTTISH WATER | DATA NOT AVAILABLE | BANCHORY | ABERDEENSHIRE | AB31 4AN | SCOTLAND | 366822 | 796381 | DATA NOT AVAILABLE | DATA NOT APPLICABLE | DATA NOT AVAILABLE | DATA NOT AVAILABLE | SCOTTISH HYDRO ELECTRIC POWER DISTRIBUTION PLC | DATA NOT AVAILABLE | DATA NOT AVAILABLE | DATA NOT AVAILABLE | DATA NOT AVAILABLE | DATA NOT AVAILABLE | DATA NOT AVAILABLE | DATA NOT AVAILABLE | DATA NOT AVAILABLE | DATA NOT AVAILABLE | DATA NOT AVAILABLE | DATA NOT AVAILABLE | DATA NOT AVAILABLE | DATA NOT AVAILABLE | DATA NOT AVAILABLE | DATA NOT AVAILABLE | DATA NOT AVAILABLE | DATA NOT AVAILABLE | DATA NOT AVAILABLE | DATA NOT AVAILABLE | CONNECTED | 0.19 | 0.19 | 0.2 | DATA NOT AVAILABLE | DATA NOT AVAILABLE | DATA NOT AVAILABLE | DATA NOT AVAILABLE | DATA NOT AVAILABLE | DATA NOT AVAILABLE | DATA NOT AVAILABLE | DATA NOT AVAILABLE | DATA NOT AVAILABLE | DATA NOT AVAILABLE | DATA NOT AVAILABLE | DATA NOT AVAILABLE | DATA NOT AVAILABLE | DATA NOT AVAILABLE | DATA NOT AVAILABLE | DATA NOT AVAILABLE | 2023-08-10
1700053037529 | DATA NOT AVAILABLE | SEL PV 09 LIMITED | PRESSOCK FARM | PRESSOCK FARM SOLAR | DATA NOT AVAILABLE | DUNDEE | DUNDEE | DD8 2SN | SCOTLAND | 356734 | 749447 | LUNANHEAD | DATA NOT APPLICABLE | FRIOCKHEIM | 11 | SCOTTISH HYDRO ELECTRIC POWER DISTRIBUTION PLC | SOLAR | PHOTOVOLTAIC | DATA NOT AVAILABLE | DATA NOT AVAILABLE | DATA NOT AVAILABLE | 5 | DATA NOT AVAILABLE | DATA NOT AVAILABLE | DATA NOT AVAILABLE | DATA NOT AVAILABLE | DATA NOT AVAILABLE | DATA NOT AVAILABLE | DATA NOT AVAILABLE | DATA NOT AVAILABLE | DATA NOT AVAILABLE | DATA NOT AVAILABLE | DATA NOT AVAILABLE | DATA NOT AVAILABLE | DATA NOT AVAILABLE | CONNECTED | 0.76 | 0.76 | 0.8 | 0 | 0 | 2017-03-27 | DATA NOT AVAILABLE | DATA NOT AVAILABLE | DATA NOT AVAILABLE | DATA NOT AVAILABLE | DATA NOT AVAILABLE | DATA NOT AVAILABLE | DATA NOT AVAILABLE | DATA NOT AVAILABLE | DATA NOT AVAILABLE | DATA NOT AVAILABLE | DATA NOT AVAILABLE | DATA NOT AVAILABLE | DATA NOT AVAILABLE | 2023-08-10
1700053040994 | DATA NOT AVAILABLE | CANTLAYHILLS ENERGY LIMITED | CANTLAYHILLS FARM WIND | DATA NOT AVAILABLE | DATA NOT AVAILABLE | STONEHAVEN | ABERDEENSHIRE | AB39 3SP | SCOTLAND | 388109 | 790492 | REDMOSS | DATA NOT APPLICABLE | NEWTONHILL | 11 | SCOTTISH HYDRO ELECTRIC POWER DISTRIBUTION PLC | WIND | ONSHORE WIND TURBINES | DATA NOT AVAILABLE | DATA NOT AVAILABLE | DATA NOT AVAILABLE | 0.5 | DATA NOT AVAILABLE | DATA NOT AVAILABLE | DATA NOT AVAILABLE | DATA NOT AVAILABLE | DATA NOT AVAILABLE | DATA NOT AVAILABLE | DATA NOT AVAILABLE | DATA NOT AVAILABLE | DATA NOT AVAILABLE | DATA NOT AVAILABLE | DATA NOT AVAILABLE | DATA NOT AVAILABLE | DATA NOT AVAILABLE | CONNECTED | 0.855 | 0.855 | 0.9 | 0.095 | 0.1 | 2017-07-12 | DATA NOT AVAILABLE | DATA NOT AVAILABLE | DATA NOT AVAILABLE | DATA NOT AVAILABLE | DATA NOT AVAILABLE | DATA NOT AVAILABLE | DATA NOT AVAILABLE | DATA NOT AVAILABLE | DATA NOT AVAILABLE | DATA NOT AVAILABLE | DATA NOT AVAILABLE | DATA NOT AVAILABLE | DATA NOT AVAILABLE | 2023-08-10
1700053043132 | DATA NOT AVAILABLE | FORDIE ESTATES LIMITED | BALMENOCH BURN HYDRO | DATA NOT AVAILABLE | COMRIE | CRIEFF | PERTHSHIRE AND KINROSS | PH6 2LT | SCOTLAND | 279435 | 722765 | BRACO | DATA NOT APPLICABLE | CRIEFF | 11 | SCOTTISH HYDRO ELECTRIC POWER DISTRIBUTION PLC | HYDRO (TO BE CONFIRMED) | HYDRO POWER SYSTEM | DATA NOT AVAILABLE | DATA NOT AVAILABLE | DATA NOT AVAILABLE | 0.095 | DATA NOT AVAILABLE | DATA NOT AVAILABLE | DATA NOT AVAILABLE | DATA NOT AVAILABLE | DATA NOT AVAILABLE | DATA NOT AVAILABLE | DATA NOT AVAILABLE | DATA NOT AVAILABLE | DATA NOT AVAILABLE | DATA NOT AVAILABLE | DATA NOT AVAILABLE | DATA NOT AVAILABLE | DATA NOT AVAILABLE | CONNECTED | 0.09025 | 0.09025 | 0.095 | 0.0095 | 0.01 | 2017-04-06 | DATA NOT AVAILABLE | DATA NOT AVAILABLE | DATA NOT AVAILABLE | DATA NOT AVAILABLE | DATA NOT AVAILABLE | DATA NOT AVAILABLE | DATA NOT AVAILABLE | DATA NOT AVAILABLE | DATA NOT AVAILABLE | DATA NOT AVAILABLE | DATA NOT AVAILABLE | DATA NOT AVAILABLE | DATA NOT AVAILABLE | 2023-08-10
1700053043294 | DATA NOT AVAILABLE | GLEDSGREEN ENERGY C.I.C. | GLEDSGREEN WIND GENERATING STATION | DATA NOT AVAILABLE | DATA NOT AVAILABLE | BANFF | ABERDEENSHIRE | AB45 3BS | SCOTLAND | 363484 | 859315 | MACDUFF | DATA NOT APPLICABLE | MACDUFF GRID | 33 | SCOTTISH HYDRO ELECTRIC POWER DISTRIBUTION PLC | WIND | ONSHORE WIND TURBINES | DATA NOT AVAILABLE | DATA NOT AVAILABLE | DATA NOT AVAILABLE | 2.4 | DATA NOT AVAILABLE | DATA NOT AVAILABLE | DATA NOT AVAILABLE | DATA NOT AVAILABLE | DATA NOT AVAILABLE | DATA NOT AVAILABLE | DATA NOT AVAILABLE | DATA NOT AVAILABLE | DATA NOT AVAILABLE | DATA NOT AVAILABLE | DATA NOT AVAILABLE | DATA NOT AVAILABLE | DATA NOT AVAILABLE | CONNECTED | 0.76 | 0.76 | 0.8 | 0.0285 | 0.03 | 2017-03-21 | DATA NOT AVAILABLE | DATA NOT AVAILABLE | DATA NOT AVAILABLE | DATA NOT AVAILABLE | DATA NOT AVAILABLE | DATA NOT AVAILABLE | DATA NOT AVAILABLE | DATA NOT AVAILABLE | DATA NOT AVAILABLE | DATA NOT AVAILABLE | DATA NOT AVAILABLE | DATA NOT AVAILABLE | DATA NOT AVAILABLE | 2023-08-10
1700053043319 | DATA NOT AVAILABLE | CAIRNHILL ENERGY C.I.C. | CAIRNHILL WIND GENERATING STATION | DATA NOT AVAILABLE | DATA NOT AVAILABLE | BANFF | ABERDEENSHIRE | AB45 3BS | SCOTLAND | 363484 | 859315 | MACDUFF | DATA NOT APPLICABLE | MACDUFF GRID | 33 | SCOTTISH HYDRO ELECTRIC POWER DISTRIBUTION PLC | WIND | ONSHORE WIND TURBINES | DATA NOT AVAILABLE | DATA NOT AVAILABLE | DATA NOT AVAILABLE | 2.4 | DATA NOT AVAILABLE | DATA NOT AVAILABLE | DATA NOT AVAILABLE | DATA NOT AVAILABLE | DATA NOT AVAILABLE | DATA NOT AVAILABLE | DATA NOT AVAILABLE | DATA NOT AVAILABLE | DATA NOT AVAILABLE | DATA NOT AVAILABLE | DATA NOT AVAILABLE | DATA NOT AVAILABLE | DATA NOT AVAILABLE | CONNECTED | 0.7999 | 0.7999 | 0.842 | 0.0285 | 0.03 | 2017-03-21 | DATA NOT AVAILABLE | DATA NOT AVAILABLE | DATA NOT AVAILABLE | DATA NOT AVAILABLE | DATA NOT AVAILABLE | DATA NOT AVAILABLE | DATA NOT AVAILABLE | DATA NOT AVAILABLE | DATA NOT AVAILABLE | DATA NOT AVAILABLE | DATA NOT AVAILABLE | DATA NOT AVAILABLE | DATA NOT AVAILABLE | 2023-08-10
1700053058608 | DATA NOT AVAILABLE | HYDRO LUDENS HOLDINGS LTD | DATA NOT AVAILABLE | DATA NOT AVAILABLE | IMPORT | STIRLING | STIRLING | FK8 3TL | SCOTLAND | 245572 | 702323 | STRATHLEVEN | DATA NOT APPLICABLE | ABERFOYLE | 11 | SCOTTISH HYDRO ELECTRIC POWER DISTRIBUTION PLC | OTHER | OTHER | DATA NOT AVAILABLE | DATA NOT AVAILABLE | DATA NOT AVAILABLE | 0.1 | DATA NOT AVAILABLE | DATA NOT AVAILABLE | DATA NOT AVAILABLE | DATA NOT AVAILABLE | DATA NOT AVAILABLE | DATA NOT AVAILABLE | DATA NOT AVAILABLE | DATA NOT AVAILABLE | DATA NOT AVAILABLE | DATA NOT AVAILABLE | DATA NOT AVAILABLE | DATA NOT AVAILABLE | DATA NOT AVAILABLE | CONNECTED | 0.095 | 0.095 | 0.1 | 0.00475 | 0.005 | 2017-08-24 | DATA NOT AVAILABLE | DATA NOT AVAILABLE | DATA NOT AVAILABLE | DATA NOT AVAILABLE | DATA NOT AVAILABLE | DATA NOT AVAILABLE | DATA NOT AVAILABLE | DATA NOT AVAILABLE | DATA NOT AVAILABLE | DATA NOT AVAILABLE | DATA NOT AVAILABLE | DATA NOT AVAILABLE | DATA NOT AVAILABLE | 2023-08-10
1700053065980 | DATA NOT AVAILABLE | LOCHBROOM COMMUNITY RENEWABLES LIMITED | ALLT A MHUILLIN HYDRO | DATA NOT AVAILABLE | GLACKOUR | ULLAPOOL | HIGHLAND | IV23 2RT | SCOTLAND | 218922 | 882321 | GRUDIE BRIDGE | DATA NOT APPLICABLE | GRUDIE BRIDGE | 33 | SCOTTISH HYDRO ELECTRIC POWER DISTRIBUTION PLC | HYDRO (TO BE CONFIRMED) | HYDRO POWER SYSTEM | DATA NOT AVAILABLE | DATA NOT AVAILABLE | DATA NOT AVAILABLE | 0.1 | DATA NOT AVAILABLE | DATA NOT AVAILABLE | DATA NOT AVAILABLE | DATA NOT AVAILABLE | DATA NOT AVAILABLE | DATA NOT AVAILABLE | DATA NOT AVAILABLE | DATA NOT AVAILABLE | DATA NOT AVAILABLE | DATA NOT AVAILABLE | DATA NOT AVAILABLE | DATA NOT AVAILABLE | DATA NOT AVAILABLE | CONNECTED | 0.095 | 0.095 | 0.1 | 0.0038 | 0.004 | 2017-09-06 | DATA NOT AVAILABLE | DATA NOT AVAILABLE | DATA NOT AVAILABLE | DATA NOT AVAILABLE | DATA NOT AVAILABLE | DATA NOT AVAILABLE | DATA NOT AVAILABLE | DATA NOT AVAILABLE | DATA NOT AVAILABLE | DATA NOT AVAILABLE | DATA NOT AVAILABLE | DATA NOT AVAILABLE | DATA NOT AVAILABLE | 2023-08-10
1700053071947 | DATA NOT AVAILABLE | H14 ENERGY LTD | DUNANS FARM HYDRO | DATA NOT AVAILABLE | DATA NOT AVAILABLE | GLENDARUEL | ARGYLL AND BUTE | PA22 3AD | SCOTLAND | 204081 | 691118 | DUNOON | DATA NOT APPLICABLE | DUNOON GRID | 33 | SCOTTISH HYDRO ELECTRIC POWER DISTRIBUTION PLC | HYDRO (TO BE CONFIRMED) | HYDRO POWER SYSTEM | DATA NOT AVAILABLE | DATA NOT AVAILABLE | DATA NOT AVAILABLE | 0.135 | DATA NOT AVAILABLE | DATA NOT AVAILABLE | DATA NOT AVAILABLE | DATA NOT AVAILABLE | DATA NOT AVAILABLE | DATA NOT AVAILABLE | DATA NOT AVAILABLE | DATA NOT AVAILABLE | DATA NOT AVAILABLE | DATA NOT AVAILABLE | DATA NOT AVAILABLE | DATA NOT AVAILABLE | DATA NOT AVAILABLE | CONNECTED | 0.12825 | 0.12825 | 0.135 | 0 | 0 | 2017-07-17 | DATA NOT AVAILABLE | DATA NOT AVAILABLE | DATA NOT AVAILABLE | DATA NOT AVAILABLE | DATA NOT AVAILABLE | DATA NOT AVAILABLE | DATA NOT AVAILABLE | DATA NOT AVAILABLE | DATA NOT AVAILABLE | DATA NOT AVAILABLE | DATA NOT AVAILABLE | DATA NOT AVAILABLE | DATA NOT AVAILABLE | 2023-08-10
1700053075853 | DATA NOT AVAILABLE | MARSHALL LEISURE | CHAPEL WORKS | DATA NOT AVAILABLE | DATA NOT AVAILABLE | ABERDEEN | ABERDEEN | AB21 9TL | SCOTLAND | 386541 | 811411 | DYCE | DATA NOT APPLICABLE | DYCE NORTH | 11 | SCOTTISH HYDRO ELECTRIC POWER DISTRIBUTION PLC | DATA NOT AVAILABLE | DATA NOT AVAILABLE | DATA NOT AVAILABLE | DATA NOT AVAILABLE | DATA NOT AVAILABLE | DATA NOT AVAILABLE | DATA NOT AVAILABLE | DATA NOT AVAILABLE | DATA NOT AVAILABLE | DATA NOT AVAILABLE | DATA NOT AVAILABLE | DATA NOT AVAILABLE | DATA NOT AVAILABLE | DATA NOT AVAILABLE | DATA NOT AVAILABLE | DATA NOT AVAILABLE | DATA NOT AVAILABLE | DATA NOT AVAILABLE | DATA NOT AVAILABLE | CONNECTED | 0.06555 | 0.06555 | 0.069 | DATA NOT AVAILABLE | DATA NOT AVAILABLE | DATA NOT AVAILABLE | DATA NOT AVAILABLE | DATA NOT AVAILABLE | DATA NOT AVAILABLE | DATA NOT AVAILABLE | DATA NOT AVAILABLE | DATA NOT AVAILABLE | DATA NOT AVAILABLE | DATA NOT AVAILABLE | DATA NOT AVAILABLE | DATA NOT AVAILABLE | DATA NOT AVAILABLE | DATA NOT AVAILABLE | DATA NOT AVAILABLE | 2023-08-10
1700053080064 | DATA NOT AVAILABLE | THE OCCUPIER | RIVER AVICH HYDRO | DATA NOT AVAILABLE | DATA NOT AVAILABLE | TAYNUILT | ARGYLL AND BUTE | PA35 1HN | SCOTLAND | 196951 | 712667 | TAYNUILT | DATA NOT APPLICABLE | KILCHRENAN | 11 | SCOTTISH HYDRO ELECTRIC POWER DISTRIBUTION PLC | HYDRO (TO BE CONFIRMED) | HYDRO POWER SYSTEM | DATA NOT AVAILABLE | DATA NOT AVAILABLE | DATA NOT AVAILABLE | 0.35 | DATA NOT AVAILABLE | DATA NOT AVAILABLE | DATA NOT AVAILABLE | DATA NOT AVAILABLE | DATA NOT AVAILABLE | DATA NOT AVAILABLE | DATA NOT AVAILABLE | DATA NOT AVAILABLE | DATA NOT AVAILABLE | DATA NOT AVAILABLE | DATA NOT AVAILABLE | DATA NOT AVAILABLE | DATA NOT AVAILABLE | CONNECTED | 0.3325 | 0.3325 | 0.35 | 0.0095 | 0.01 | 2018-01-30 | DATA NOT AVAILABLE | DATA NOT AVAILABLE | DATA NOT AVAILABLE | DATA NOT AVAILABLE | DATA NOT AVAILABLE | DATA NOT AVAILABLE | DATA NOT AVAILABLE | DATA NOT AVAILABLE | DATA NOT AVAILABLE | DATA NOT AVAILABLE | DATA NOT AVAILABLE | DATA NOT AVAILABLE | DATA NOT AVAILABLE | 2023-08-10
1700053083205 | DATA NOT AVAILABLE | MEADLE HYDRO POWER LIMITED | DATA NOT AVAILABLE | DATA NOT AVAILABLE | EXPORT | ISLE OF SKYE | HIGHLAND | IV56 8FY | SCOTLAND | 139381 | 834250 | DUNVEGAN GRID | DATA NOT APPLICABLE | DRYNOCH | 11 | SCOTTISH HYDRO ELECTRIC POWER DISTRIBUTION PLC | HYDRO (TO BE CONFIRMED) | HYDRO POWER SYSTEM | DATA NOT AVAILABLE | DATA NOT AVAILABLE | DATA NOT AVAILABLE | DATA NOT AVAILABLE | DATA NOT AVAILABLE | DATA NOT AVAILABLE | DATA NOT AVAILABLE | DATA NOT AVAILABLE | DATA NOT AVAILABLE | DATA NOT AVAILABLE | DATA NOT AVAILABLE | DATA NOT AVAILABLE | DATA NOT AVAILABLE | DATA NOT AVAILABLE | DATA NOT AVAILABLE | DATA NOT AVAILABLE | DATA NOT AVAILABLE | CONNECTED | 0.095 | 0.095 | 0.1 | DATA NOT AVAILABLE | DATA NOT AVAILABLE | DATA NOT AVAILABLE | DATA NOT AVAILABLE | DATA NOT AVAILABLE | DATA NOT AVAILABLE | DATA NOT AVAILABLE | DATA NOT AVAILABLE | DATA NOT AVAILABLE | DATA NOT AVAILABLE | DATA NOT AVAILABLE | DATA NOT AVAILABLE | DATA NOT AVAILABLE | DATA NOT AVAILABLE | DATA NOT AVAILABLE | DATA NOT AVAILABLE | 2023-08-10
1700053083543 | DATA NOT AVAILABLE | COOP PPA SITES | DATA NOT AVAILABLE | TOWIE BARCLAY WIND | DATA NOT AVAILABLE | TURRIFF | ABERDEENSHIRE | AB53 8EN | SCOTLAND | 373599 | 844775 | MACDUFF | DATA NOT APPLICABLE | TURRIFF | 11 | SCOTTISH HYDRO ELECTRIC POWER DISTRIBUTION PLC | WIND | ONSHORE WIND TURBINES | DATA NOT AVAILABLE | DATA NOT AVAILABLE | DATA NOT AVAILABLE | 0.5 | DATA NOT AVAILABLE | DATA NOT AVAILABLE | DATA NOT AVAILABLE | DATA NOT AVAILABLE | DATA NOT AVAILABLE | DATA NOT AVAILABLE | DATA NOT AVAILABLE | DATA NOT AVAILABLE | DATA NOT AVAILABLE | DATA NOT AVAILABLE | DATA NOT AVAILABLE | DATA NOT AVAILABLE | DATA NOT AVAILABLE | CONNECTED | 0.475 | 0.475 | 0.5 | 0.01045 | 0.011 | 2017-12-01 | DATA NOT AVAILABLE | DATA NOT AVAILABLE | DATA NOT AVAILABLE | DATA NOT AVAILABLE | DATA NOT AVAILABLE | DATA NOT AVAILABLE | DATA NOT AVAILABLE | DATA NOT AVAILABLE | DATA NOT AVAILABLE | DATA NOT AVAILABLE | DATA NOT AVAILABLE | DATA NOT AVAILABLE | DATA NOT AVAILABLE | 2023-08-10
1700053089554 | DATA NOT AVAILABLE | KIRSTEN MCGAUGHEY | EXPORT | DATA NOT AVAILABLE | EDINAMPLE HYDRO | LOCHEARNHEAD | STIRLING | FK19 8QE | SCOTLAND | 260596 | 722771 | KILLIN | DATA NOT APPLICABLE | LOCHEARNHEAD | 11 | SCOTTISH HYDRO ELECTRIC POWER DISTRIBUTION PLC | DATA NOT AVAILABLE | DATA NOT AVAILABLE | DATA NOT AVAILABLE | DATA NOT AVAILABLE | DATA NOT AVAILABLE | DATA NOT AVAILABLE | DATA NOT AVAILABLE | DATA NOT AVAILABLE | DATA NOT AVAILABLE | DATA NOT AVAILABLE | DATA NOT AVAILABLE | DATA NOT AVAILABLE | DATA NOT AVAILABLE | DATA NOT AVAILABLE | DATA NOT AVAILABLE | DATA NOT AVAILABLE | DATA NOT AVAILABLE | DATA NOT AVAILABLE | DATA NOT AVAILABLE | CONNECTED | 0.095 | 0.095 | 0.1 | DATA NOT AVAILABLE | DATA NOT AVAILABLE | DATA NOT AVAILABLE | DATA NOT AVAILABLE | DATA NOT AVAILABLE | DATA NOT AVAILABLE | DATA NOT AVAILABLE | DATA NOT AVAILABLE | DATA NOT AVAILABLE | DATA NOT AVAILABLE | DATA NOT AVAILABLE | DATA NOT AVAILABLE | DATA NOT AVAILABLE | DATA NOT AVAILABLE | DATA NOT AVAILABLE | DATA NOT AVAILABLE | 2023-08-10
1700053094698 | DATA NOT AVAILABLE | BURNMAKIMAN HYDRO | BURNMAKIMAN BURN | BURNMAKIMAN HYDRO | INNELLAN | DUNOON | ARGYLL AND BUTE | PA23 7SA | SCOTLAND | 215535 | 672012 | DUNOON | DATA NOT APPLICABLE | DUNOON GRID | 33 | SCOTTISH HYDRO ELECTRIC POWER DISTRIBUTION PLC | HYDRO (TO BE CONFIRMED) | HYDRO POWER SYSTEM | DATA NOT AVAILABLE | DATA NOT AVAILABLE | DATA NOT AVAILABLE | 0.1 | DATA NOT AVAILABLE | DATA NOT AVAILABLE | DATA NOT AVAILABLE | DATA NOT AVAILABLE | DATA NOT AVAILABLE | DATA NOT AVAILABLE | DATA NOT AVAILABLE | DATA NOT AVAILABLE | DATA NOT AVAILABLE | DATA NOT AVAILABLE | DATA NOT AVAILABLE | DATA NOT AVAILABLE | DATA NOT AVAILABLE | CONNECTED | 0.095 | 0.095 | 0.1 | 0.00475 | 0.005 | 2018-05-11 | DATA NOT AVAILABLE | DATA NOT AVAILABLE | DATA NOT AVAILABLE | DATA NOT AVAILABLE | DATA NOT AVAILABLE | DATA NOT AVAILABLE | DATA NOT AVAILABLE | DATA NOT AVAILABLE | DATA NOT AVAILABLE | DATA NOT AVAILABLE | DATA NOT AVAILABLE | DATA NOT AVAILABLE | DATA NOT AVAILABLE | 2023-08-10
1700053097990 | DATA NOT AVAILABLE | COOP PPA SITES | ALLT DEARG HYDRO | DATA NOT AVAILABLE | GLENSGAICH | DINGWALL | HIGHLAND | IV14 9AE | SCOTLAND | 249181 | 860174 | BEAULY | DATA NOT APPLICABLE | DINGWALL | 11 | SCOTTISH HYDRO ELECTRIC POWER DISTRIBUTION PLC | HYDRO (TO BE CONFIRMED) | HYDRO POWER SYSTEM | DATA NOT AVAILABLE | DATA NOT AVAILABLE | DATA NOT AVAILABLE | 0.1 | DATA NOT AVAILABLE | DATA NOT AVAILABLE | DATA NOT AVAILABLE | DATA NOT AVAILABLE | DATA NOT AVAILABLE | DATA NOT AVAILABLE | DATA NOT AVAILABLE | DATA NOT AVAILABLE | DATA NOT AVAILABLE | DATA NOT AVAILABLE | DATA NOT AVAILABLE | DATA NOT AVAILABLE | DATA NOT AVAILABLE | CONNECTED | 0.095 | 0.095 | 0.1 | 0.0038 | 0.004 | 2018-03-26 | DATA NOT AVAILABLE | DATA NOT AVAILABLE | DATA NOT AVAILABLE | DATA NOT AVAILABLE | DATA NOT AVAILABLE | DATA NOT AVAILABLE | DATA NOT AVAILABLE | DATA NOT AVAILABLE | DATA NOT AVAILABLE | DATA NOT AVAILABLE | DATA NOT AVAILABLE | DATA NOT AVAILABLE | DATA NOT AVAILABLE | 2023-08-10
1700053105444 | DATA NOT AVAILABLE | COOP PPA SITES | DATA NOT AVAILABLE | DATA NOT AVAILABLE | IMPORT | ARROCHAR | DUNBARTONSHIRE | G83 7AB | SCOTLAND | 229788 | 703806 | SLOY | DATA NOT APPLICABLE | SLOY POWER STATION | 11 | SCOTTISH HYDRO ELECTRIC POWER DISTRIBUTION PLC | HYDRO (TO BE CONFIRMED) | HYDRO POWER SYSTEM | DATA NOT AVAILABLE | DATA NOT AVAILABLE | DATA NOT AVAILABLE | 0.19 | DATA NOT AVAILABLE | DATA NOT AVAILABLE | DATA NOT AVAILABLE | DATA NOT AVAILABLE | DATA NOT AVAILABLE | DATA NOT AVAILABLE | DATA NOT AVAILABLE | DATA NOT AVAILABLE | DATA NOT AVAILABLE | DATA NOT AVAILABLE | DATA NOT AVAILABLE | DATA NOT AVAILABLE | DATA NOT AVAILABLE | CONNECTED | 0.1805 | 0.1805 | 0.19 | 0.0095 | 0.01 | 2018-03-27 | DATA NOT AVAILABLE | DATA NOT AVAILABLE | DATA NOT AVAILABLE | DATA NOT AVAILABLE | DATA NOT AVAILABLE | DATA NOT AVAILABLE | DATA NOT AVAILABLE | DATA NOT AVAILABLE | DATA NOT AVAILABLE | DATA NOT AVAILABLE | DATA NOT AVAILABLE | DATA NOT AVAILABLE | DATA NOT AVAILABLE | 2023-08-10
1700053113923 | DATA NOT AVAILABLE | OSPREY ENERGY LIMITED | ALLT COIRE A'BHAINIDH HYDRO | DATA NOT AVAILABLE | DATA NOT AVAILABLE | STRATHCARRON | HIGHLAND | IV54 8YU | SCOTLAND | 200272 | 847974 | GRUDIE BRIDGE | DATA NOT APPLICABLE | GRUDIE BRIDGE | 33 | SCOTTISH HYDRO ELECTRIC POWER DISTRIBUTION PLC | HYDRO (TO BE CONFIRMED) | HYDRO POWER SYSTEM | DATA NOT AVAILABLE | DATA NOT AVAILABLE | DATA NOT AVAILABLE | 0.1 | DATA NOT AVAILABLE | DATA NOT AVAILABLE | DATA NOT AVAILABLE | DATA NOT AVAILABLE | DATA NOT AVAILABLE | DATA NOT AVAILABLE | DATA NOT AVAILABLE | DATA NOT AVAILABLE | DATA NOT AVAILABLE | DATA NOT AVAILABLE | DATA NOT AVAILABLE | DATA NOT AVAILABLE | DATA NOT AVAILABLE | CONNECTED | 0.095 | 0.095 | 0.1 | 0 | 0 | 2018-03-06 | DATA NOT AVAILABLE | DATA NOT AVAILABLE | DATA NOT AVAILABLE | DATA NOT AVAILABLE | DATA NOT AVAILABLE | DATA NOT AVAILABLE | DATA NOT AVAILABLE | DATA NOT AVAILABLE | DATA NOT AVAILABLE | DATA NOT AVAILABLE | DATA NOT AVAILABLE | DATA NOT AVAILABLE | DATA NOT AVAILABLE | 2023-08-10
1700053121092 | DATA NOT AVAILABLE | COOP PPA SITES | DATA NOT AVAILABLE | DATA NOT AVAILABLE | IMPORT | INVERGARRY | HIGHLAND | PH34 4EA | SCOTLAND | 229737 | 797618 | FORT AUGUSTUS | DATA NOT APPLICABLE | INVERGARRY | 11 | SCOTTISH HYDRO ELECTRIC POWER DISTRIBUTION PLC | HYDRO (TO BE CONFIRMED) | HYDRO POWER SYSTEM | DATA NOT AVAILABLE | DATA NOT AVAILABLE | DATA NOT AVAILABLE | 0.499 | DATA NOT AVAILABLE | DATA NOT AVAILABLE | DATA NOT AVAILABLE | DATA NOT AVAILABLE | DATA NOT AVAILABLE | DATA NOT AVAILABLE | DATA NOT AVAILABLE | DATA NOT AVAILABLE | DATA NOT AVAILABLE | DATA NOT AVAILABLE | DATA NOT AVAILABLE | DATA NOT AVAILABLE | DATA NOT AVAILABLE | CONNECTED | 0.47405 | 0.47405 | 0.499 | 0.00665 | 0.007 | 2018-11-12 | DATA NOT AVAILABLE | DATA NOT AVAILABLE | DATA NOT AVAILABLE | DATA NOT AVAILABLE | DATA NOT AVAILABLE | DATA NOT AVAILABLE | DATA NOT AVAILABLE | DATA NOT AVAILABLE | DATA NOT AVAILABLE | DATA NOT AVAILABLE | DATA NOT AVAILABLE | DATA NOT AVAILABLE | DATA NOT AVAILABLE | 2023-08-10
1700053122811 | DATA NOT AVAILABLE | ARDHU POWER LTD | DATA NOT AVAILABLE | WEST ARDHU HYDRO GENERATING STATION | IMPORT | ISLE OF MULL | ARGYLL AND BUTE | DATA NOT AVAILABLE | SCOTLAND | 148117 | 754450 | TAYNUILT | DATA NOT APPLICABLE | DERVAIG | 11 | SCOTTISH HYDRO ELECTRIC POWER DISTRIBUTION PLC | HYDRO (TO BE CONFIRMED) | HYDRO POWER SYSTEM | DATA NOT AVAILABLE | DATA NOT AVAILABLE | DATA NOT AVAILABLE | 0.096 | DATA NOT AVAILABLE | DATA NOT AVAILABLE | DATA NOT AVAILABLE | DATA NOT AVAILABLE | DATA NOT AVAILABLE | DATA NOT AVAILABLE | DATA NOT AVAILABLE | DATA NOT AVAILABLE | DATA NOT AVAILABLE | DATA NOT AVAILABLE | DATA NOT AVAILABLE | DATA NOT AVAILABLE | DATA NOT AVAILABLE | CONNECTED | 0.0912 | 0.0912 | 0.096 | 0.0114 | 0.012 | 2018-03-01 | DATA NOT AVAILABLE | DATA NOT AVAILABLE | DATA NOT AVAILABLE | DATA NOT AVAILABLE | DATA NOT AVAILABLE | DATA NOT AVAILABLE | DATA NOT AVAILABLE | DATA NOT AVAILABLE | DATA NOT AVAILABLE | DATA NOT AVAILABLE | DATA NOT AVAILABLE | DATA NOT AVAILABLE | DATA NOT AVAILABLE | 2023-08-10
1700053139470 | DATA NOT AVAILABLE | REDACTED | REDACTED | REDACTED | REDACTED | REDACTED | REDACTED | PH32 4 | SCOTLAND | REDACTED | REDACTED | FORT AUGUSTUS | DATA NOT APPLICABLE | FORT AUGUSTUS GRID | 33 | SCOTTISH HYDRO ELECTRIC POWER DISTRIBUTION PLC | HYDRO (TO BE CONFIRMED) | HYDRO POWER SYSTEM | DATA NOT AVAILABLE | DATA NOT AVAILABLE | DATA NOT AVAILABLE | 0.099 | DATA NOT AVAILABLE | DATA NOT AVAILABLE | DATA NOT AVAILABLE | DATA NOT AVAILABLE | DATA NOT AVAILABLE | DATA NOT AVAILABLE | DATA NOT AVAILABLE | DATA NOT AVAILABLE | DATA NOT AVAILABLE | DATA NOT AVAILABLE | DATA NOT AVAILABLE | DATA NOT AVAILABLE | DATA NOT AVAILABLE | CONNECTED | 0.09405 | 0.09405 | 0.099 | 0.00475 | 0.005 | 2018-07-31 | DATA NOT AVAILABLE | DATA NOT AVAILABLE | DATA NOT AVAILABLE | DATA NOT AVAILABLE | DATA NOT AVAILABLE | DATA NOT AVAILABLE | DATA NOT AVAILABLE | DATA NOT AVAILABLE | DATA NOT AVAILABLE | DATA NOT AVAILABLE | DATA NOT AVAILABLE | DATA NOT AVAILABLE | DATA NOT AVAILABLE | 2023-08-10
1700053141771 | DATA NOT AVAILABLE | ABERDEEN CITY COUNCIL | DATA NOT AVAILABLE | BUCKSBURN | DATA NOT AVAILABLE | ABERDEEN | ABERDEEN | AB21 9JR | SCOTLAND | 388933 | 810998 | DYCE | DATA NOT APPLICABLE | AECC | 33 | SCOTTISH HYDRO ELECTRIC POWER DISTRIBUTION PLC | OTHER | OTHER | DATA NOT AVAILABLE | DATA NOT AVAILABLE | DATA NOT AVAILABLE | 12 | DATA NOT AVAILABLE | DATA NOT AVAILABLE | DATA NOT AVAILABLE | DATA NOT AVAILABLE | DATA NOT AVAILABLE | DATA NOT AVAILABLE | DATA NOT AVAILABLE | DATA NOT AVAILABLE | DATA NOT AVAILABLE | DATA NOT AVAILABLE | DATA NOT AVAILABLE | DATA NOT AVAILABLE | DATA NOT AVAILABLE | CONNECTED | 0.361 | 0.361 | 0.38 | 11.4 | 12 | 2018-11-16 | DATA NOT AVAILABLE | DATA NOT AVAILABLE | DATA NOT AVAILABLE | DATA NOT AVAILABLE | DATA NOT AVAILABLE | DATA NOT AVAILABLE | DATA NOT AVAILABLE | DATA NOT AVAILABLE | DATA NOT AVAILABLE | DATA NOT AVAILABLE | DATA NOT AVAILABLE | DATA NOT AVAILABLE | DATA NOT AVAILABLE | 2023-08-10
1700053141967 | DATA NOT AVAILABLE | GCP BIOGAS 2 LTD | DATA NOT AVAILABLE | DATA NOT AVAILABLE | SAVOCK FARM GAS | ABERDEEN | ABERDEEN | AB41 6AL | SCOTLAND | 397407 | 824957 | DYCE | DATA NOT APPLICABLE | BALMEDIE | 11 | SCOTTISH HYDRO ELECTRIC POWER DISTRIBUTION PLC | OTHER | OTHER | DATA NOT AVAILABLE | DATA NOT AVAILABLE | DATA NOT AVAILABLE | 0.499 | DATA NOT AVAILABLE | DATA NOT AVAILABLE | DATA NOT AVAILABLE | DATA NOT AVAILABLE | DATA NOT AVAILABLE | DATA NOT AVAILABLE | DATA NOT AVAILABLE | DATA NOT AVAILABLE | DATA NOT AVAILABLE | DATA NOT AVAILABLE | DATA NOT AVAILABLE | DATA NOT AVAILABLE | DATA NOT AVAILABLE | CONNECTED | 0.19 | 0.19 | 0.2 | 0.114 | 0.12 | 2019-02-01 | DATA NOT AVAILABLE | DATA NOT AVAILABLE | DATA NOT AVAILABLE | DATA NOT AVAILABLE | DATA NOT AVAILABLE | DATA NOT AVAILABLE | DATA NOT AVAILABLE | DATA NOT AVAILABLE | DATA NOT AVAILABLE | DATA NOT AVAILABLE | DATA NOT AVAILABLE | DATA NOT AVAILABLE | DATA NOT AVAILABLE | 2023-08-10
1700053150702 | DATA NOT AVAILABLE | ALLADALE WILDERNESS RESERVE | ALLADALE HYDRO | DATA NOT AVAILABLE | ALLADALE ESTATE | ARDGAY | HIGHLAND | IV24 3BS | SCOTLAND | 243902 | 889729 | SHIN | DATA NOT APPLICABLE | GLEDFIELD | 11 | SCOTTISH HYDRO ELECTRIC POWER DISTRIBUTION PLC | HYDRO (TO BE CONFIRMED) | HYDRO POWER SYSTEM | DATA NOT AVAILABLE | DATA NOT AVAILABLE | DATA NOT AVAILABLE | 0.087 | DATA NOT AVAILABLE | DATA NOT AVAILABLE | DATA NOT AVAILABLE | DATA NOT AVAILABLE | DATA NOT AVAILABLE | DATA NOT AVAILABLE | DATA NOT AVAILABLE | DATA NOT AVAILABLE | DATA NOT AVAILABLE | DATA NOT AVAILABLE | DATA NOT AVAILABLE | DATA NOT AVAILABLE | DATA NOT AVAILABLE | CONNECTED | 0.08265 | 0.08265 | 0.087 | 0.0874 | 0.092 | 2019-07-01 | DATA NOT AVAILABLE | DATA NOT AVAILABLE | DATA NOT AVAILABLE | DATA NOT AVAILABLE | DATA NOT AVAILABLE | DATA NOT AVAILABLE | DATA NOT AVAILABLE | DATA NOT AVAILABLE | DATA NOT AVAILABLE | DATA NOT AVAILABLE | DATA NOT AVAILABLE | DATA NOT AVAILABLE | DATA NOT AVAILABLE | 2023-08-10
1700053153606 | DATA NOT AVAILABLE | PEARSIE INTERNATIONAL SA | DATA NOT AVAILABLE | COROGLE HYDRO | GLEN PROSEN | KIRRIEMUIR | ANGUS | DD8 4YF | SCOTLAND | 336996 | 760155 | LUNANHEAD | DATA NOT APPLICABLE | MARYTON | 11 | SCOTTISH HYDRO ELECTRIC POWER DISTRIBUTION PLC | HYDRO (TO BE CONFIRMED) | HYDRO POWER SYSTEM | DATA NOT AVAILABLE | DATA NOT AVAILABLE | DATA NOT AVAILABLE | 0.1 | DATA NOT AVAILABLE | DATA NOT AVAILABLE | DATA NOT AVAILABLE | DATA NOT AVAILABLE | DATA NOT AVAILABLE | DATA NOT AVAILABLE | DATA NOT AVAILABLE | DATA NOT AVAILABLE | DATA NOT AVAILABLE | DATA NOT AVAILABLE | DATA NOT AVAILABLE | DATA NOT AVAILABLE | DATA NOT AVAILABLE | CONNECTED | 0.095 | 0.095 | 0.1 | 0.01425 | 0.015 | 2018-11-20 | DATA NOT AVAILABLE | DATA NOT AVAILABLE | DATA NOT AVAILABLE | DATA NOT AVAILABLE | DATA NOT AVAILABLE | DATA NOT AVAILABLE | DATA NOT AVAILABLE | DATA NOT AVAILABLE | DATA NOT AVAILABLE | DATA NOT AVAILABLE | DATA NOT AVAILABLE | DATA NOT AVAILABLE | DATA NOT AVAILABLE | 2023-08-10
1700053165870 | DATA NOT AVAILABLE | GLEN RIGH HYDRO LIMITED | DATA NOT AVAILABLE | DATA NOT AVAILABLE | IMPORT/EXPORT | FORT WILLIAM | HIGHLAND | DATA NOT AVAILABLE | SCOTLAND | DATA NOT AVAILABLE | DATA NOT AVAILABLE | FORT WILLIAM | DATA NOT APPLICABLE | FORT WILLIAM GRID | 33 | SCOTTISH HYDRO ELECTRIC POWER DISTRIBUTION PLC | HYDRO (TO BE CONFIRMED) | HYDRO POWER SYSTEM | DATA NOT AVAILABLE | DATA NOT AVAILABLE | DATA NOT AVAILABLE | 0.1 | DATA NOT AVAILABLE | DATA NOT AVAILABLE | DATA NOT AVAILABLE | DATA NOT AVAILABLE | DATA NOT AVAILABLE | DATA NOT AVAILABLE | DATA NOT AVAILABLE | DATA NOT AVAILABLE | DATA NOT AVAILABLE | DATA NOT AVAILABLE | DATA NOT AVAILABLE | DATA NOT AVAILABLE | DATA NOT AVAILABLE | CONNECTED | 0.095 | 0.095 | 0.1 | 0 | 0 | 2018-09-03 | DATA NOT AVAILABLE | DATA NOT AVAILABLE | DATA NOT AVAILABLE | DATA NOT AVAILABLE | DATA NOT AVAILABLE | DATA NOT AVAILABLE | DATA NOT AVAILABLE | DATA NOT AVAILABLE | DATA NOT AVAILABLE | DATA NOT AVAILABLE | DATA NOT AVAILABLE | DATA NOT AVAILABLE | DATA NOT AVAILABLE | 2023-08-10
1700053182156 | DATA NOT AVAILABLE | SAINSBURYS SUPERMARKETS LTD | SAINSBURYS SUPERMARKET | DATA NOT AVAILABLE | DATA NOT AVAILABLE | DUNDEE | DUNDEE | DD4 8TJ | SCOTLAND | 345182 | 732246 | DATA NOT AVAILABLE | DATA NOT APPLICABLE | DATA NOT AVAILABLE | DATA NOT AVAILABLE | SCOTTISH HYDRO ELECTRIC POWER DISTRIBUTION PLC | DATA NOT AVAILABLE | DATA NOT AVAILABLE | DATA NOT AVAILABLE | DATA NOT AVAILABLE | DATA NOT AVAILABLE | DATA NOT AVAILABLE | DATA NOT AVAILABLE | DATA NOT AVAILABLE | DATA NOT AVAILABLE | DATA NOT AVAILABLE | DATA NOT AVAILABLE | DATA NOT AVAILABLE | DATA NOT AVAILABLE | DATA NOT AVAILABLE | DATA NOT AVAILABLE | DATA NOT AVAILABLE | DATA NOT AVAILABLE | DATA NOT AVAILABLE | DATA NOT AVAILABLE | CONNECTED | 0.342 | 0.342 | 0.36 | DATA NOT AVAILABLE | DATA NOT AVAILABLE | DATA NOT AVAILABLE | DATA NOT AVAILABLE | DATA NOT AVAILABLE | DATA NOT AVAILABLE | DATA NOT AVAILABLE | DATA NOT AVAILABLE | DATA NOT AVAILABLE | DATA NOT AVAILABLE | DATA NOT AVAILABLE | DATA NOT AVAILABLE | DATA NOT AVAILABLE | DATA NOT AVAILABLE | DATA NOT AVAILABLE | DATA NOT AVAILABLE | 2023-08-10
1700053196673 | DATA NOT AVAILABLE | SOUTH CHESTHILL HYDRO LIMITED | DATA NOT AVAILABLE | DATA NOT AVAILABLE | IMPORT | STIRLING | STIRLING | FK8 3TY | SCOTLAND | 240340 | 710294 | SLOY | DATA NOT APPLICABLE | SLOY POWER STATION | 11 | SCOTTISH HYDRO ELECTRIC POWER DISTRIBUTION PLC | HYDRO (TO BE CONFIRMED) | HYDRO POWER SYSTEM | DATA NOT AVAILABLE | DATA NOT AVAILABLE | DATA NOT AVAILABLE | 0.097 | DATA NOT AVAILABLE | DATA NOT AVAILABLE | DATA NOT AVAILABLE | DATA NOT AVAILABLE | DATA NOT AVAILABLE | DATA NOT AVAILABLE | DATA NOT AVAILABLE | DATA NOT AVAILABLE | DATA NOT AVAILABLE | DATA NOT AVAILABLE | DATA NOT AVAILABLE | DATA NOT AVAILABLE | DATA NOT AVAILABLE | CONNECTED | 0.09215 | 0.09215 | 0.097 | 0.0095 | 0.01 | 2019-04-25 | DATA NOT AVAILABLE | DATA NOT AVAILABLE | DATA NOT AVAILABLE | DATA NOT AVAILABLE | DATA NOT AVAILABLE | DATA NOT AVAILABLE | DATA NOT AVAILABLE | DATA NOT AVAILABLE | DATA NOT AVAILABLE | DATA NOT AVAILABLE | DATA NOT AVAILABLE | DATA NOT AVAILABLE | DATA NOT AVAILABLE | 2023-08-10
1700053197515 | DATA NOT AVAILABLE | SSE GENERATION LIMITED | LUSSA POWER STATION | DATA NOT AVAILABLE | TRACK FROM B842 TO GLENLUSSA HOUSE | PENINVER | ARGYLL AND BUTE | PA28 6QP | SCOTLAND | 175850 | 624995 | CARRADALE | DATA NOT APPLICABLE | CAMPBELTOWN | 11 | SCOTTISH HYDRO ELECTRIC POWER DISTRIBUTION PLC | HYDRO (TO BE CONFIRMED) | HYDRO POWER SYSTEM | DATA NOT AVAILABLE | DATA NOT AVAILABLE | DATA NOT AVAILABLE | 0.24 | DATA NOT AVAILABLE | DATA NOT AVAILABLE | DATA NOT AVAILABLE | DATA NOT AVAILABLE | DATA NOT AVAILABLE | DATA NOT AVAILABLE | DATA NOT AVAILABLE | DATA NOT AVAILABLE | DATA NOT AVAILABLE | DATA NOT AVAILABLE | DATA NOT AVAILABLE | DATA NOT AVAILABLE | DATA NOT AVAILABLE | CONNECTED | 0.228 | 0.228 | 0.24 | 0.0095 | 0.01 | 2019-04-19 | DATA NOT AVAILABLE | DATA NOT AVAILABLE | DATA NOT AVAILABLE | DATA NOT AVAILABLE | DATA NOT AVAILABLE | DATA NOT AVAILABLE | DATA NOT AVAILABLE | DATA NOT AVAILABLE | DATA NOT AVAILABLE | DATA NOT AVAILABLE | DATA NOT AVAILABLE | DATA NOT AVAILABLE | DATA NOT AVAILABLE | 2023-08-10
1700053198217 | DATA NOT AVAILABLE | KINGAIRLOCH ESTATE LIMITED | DATA NOT AVAILABLE | DATA NOT AVAILABLE | IMPORT | FORT WILLIAM | HIGHLAND | PH33 7AE | SCOTLAND | 184408 | 752912 | FORT WILLIAM | DATA NOT APPLICABLE | FORT WILLIAM GRID | 33 | SCOTTISH HYDRO ELECTRIC POWER DISTRIBUTION PLC | DATA NOT AVAILABLE | DATA NOT AVAILABLE | DATA NOT AVAILABLE | DATA NOT AVAILABLE | DATA NOT AVAILABLE | DATA NOT AVAILABLE | DATA NOT AVAILABLE | DATA NOT AVAILABLE | DATA NOT AVAILABLE | DATA NOT AVAILABLE | DATA NOT AVAILABLE | DATA NOT AVAILABLE | DATA NOT AVAILABLE | DATA NOT AVAILABLE | DATA NOT AVAILABLE | DATA NOT AVAILABLE | DATA NOT AVAILABLE | DATA NOT AVAILABLE | DATA NOT AVAILABLE | CONNECTED | 0.095 | 0.095 | 0.1 | DATA NOT AVAILABLE | DATA NOT AVAILABLE | DATA NOT AVAILABLE | DATA NOT AVAILABLE | DATA NOT AVAILABLE | DATA NOT AVAILABLE | DATA NOT AVAILABLE | DATA NOT AVAILABLE | DATA NOT AVAILABLE | DATA NOT AVAILABLE | DATA NOT AVAILABLE | DATA NOT AVAILABLE | DATA NOT AVAILABLE | DATA NOT AVAILABLE | DATA NOT AVAILABLE | DATA NOT AVAILABLE | 2023-08-10
1700053202626 | DATA NOT AVAILABLE | CUIL BURN HYDROPOWER LTD | ARDENTINNY VILLAGE HALL | CULL BURN HYDRO | DATA NOT AVAILABLE | DUNOON | ARGYLL AND BUTE | PA23 8TT | SCOTLAND | 217632 | 689237 | DUNOON | DATA NOT APPLICABLE | SANDBANK | 11 | SCOTTISH HYDRO ELECTRIC POWER DISTRIBUTION PLC | HYDRO (TO BE CONFIRMED) | HYDRO POWER SYSTEM | DATA NOT AVAILABLE | DATA NOT AVAILABLE | DATA NOT AVAILABLE | 0.095 | DATA NOT AVAILABLE | DATA NOT AVAILABLE | DATA NOT AVAILABLE | DATA NOT AVAILABLE | DATA NOT AVAILABLE | DATA NOT AVAILABLE | DATA NOT AVAILABLE | DATA NOT AVAILABLE | DATA NOT AVAILABLE | DATA NOT AVAILABLE | DATA NOT AVAILABLE | DATA NOT AVAILABLE | DATA NOT AVAILABLE | CONNECTED | 0.09025 | 0.09025 | 0.095 | 0.0038 | 0.004 | 2020-07-22 | DATA NOT AVAILABLE | DATA NOT AVAILABLE | DATA NOT AVAILABLE | DATA NOT AVAILABLE | DATA NOT AVAILABLE | DATA NOT AVAILABLE | DATA NOT AVAILABLE | DATA NOT AVAILABLE | DATA NOT AVAILABLE | DATA NOT AVAILABLE | DATA NOT AVAILABLE | DATA NOT AVAILABLE | DATA NOT AVAILABLE | 2023-08-10
1700053209659 | DATA NOT AVAILABLE | CRAIGNATHRO FARMS LIMITED | DATA NOT AVAILABLE | DATA NOT AVAILABLE | COLD STORE | FORFAR | ANGUS | DD8 2LE | SCOTLAND | 346134 | 748908 | DATA NOT AVAILABLE | DATA NOT APPLICABLE | DATA NOT AVAILABLE | DATA NOT AVAILABLE | SCOTTISH HYDRO ELECTRIC POWER DISTRIBUTION PLC | DATA NOT AVAILABLE | DATA NOT AVAILABLE | DATA NOT AVAILABLE | DATA NOT AVAILABLE | DATA NOT AVAILABLE | DATA NOT AVAILABLE | DATA NOT AVAILABLE | DATA NOT AVAILABLE | DATA NOT AVAILABLE | DATA NOT AVAILABLE | DATA NOT AVAILABLE | DATA NOT AVAILABLE | DATA NOT AVAILABLE | DATA NOT AVAILABLE | DATA NOT AVAILABLE | DATA NOT AVAILABLE | DATA NOT AVAILABLE | DATA NOT AVAILABLE | DATA NOT AVAILABLE | CONNECTED | 0.1425 | 0.1425 | 0.15 | DATA NOT AVAILABLE | DATA NOT AVAILABLE | DATA NOT AVAILABLE | DATA NOT AVAILABLE | DATA NOT AVAILABLE | DATA NOT AVAILABLE | DATA NOT AVAILABLE | DATA NOT AVAILABLE | DATA NOT AVAILABLE | DATA NOT AVAILABLE | DATA NOT AVAILABLE | DATA NOT AVAILABLE | DATA NOT AVAILABLE | DATA NOT AVAILABLE | DATA NOT AVAILABLE | DATA NOT AVAILABLE | 2023-08-10
1700053213177 | DATA NOT AVAILABLE | HUTCHISON TECHNOLOGIES LTD | DATA NOT AVAILABLE | UNIT 1A | DATA NOT AVAILABLE | DUNDEE | DUNDEE | DD2 1TP | SCOTLAND | 334983 | 730641 | DATA NOT AVAILABLE | DATA NOT APPLICABLE | DATA NOT AVAILABLE | DATA NOT AVAILABLE | SCOTTISH HYDRO ELECTRIC POWER DISTRIBUTION PLC | DATA NOT AVAILABLE | DATA NOT AVAILABLE | DATA NOT AVAILABLE | DATA NOT AVAILABLE | DATA NOT AVAILABLE | DATA NOT AVAILABLE | DATA NOT AVAILABLE | DATA NOT AVAILABLE | DATA NOT AVAILABLE | DATA NOT AVAILABLE | DATA NOT AVAILABLE | DATA NOT AVAILABLE | DATA NOT AVAILABLE | DATA NOT AVAILABLE | DATA NOT AVAILABLE | DATA NOT AVAILABLE | DATA NOT AVAILABLE | DATA NOT AVAILABLE | DATA NOT AVAILABLE | CONNECTED | 0.1501 | 0.1501 | 0.158 | DATA NOT AVAILABLE | DATA NOT AVAILABLE | DATA NOT AVAILABLE | DATA NOT AVAILABLE | DATA NOT AVAILABLE | DATA NOT AVAILABLE | DATA NOT AVAILABLE | DATA NOT AVAILABLE | DATA NOT AVAILABLE | DATA NOT AVAILABLE | DATA NOT AVAILABLE | DATA NOT AVAILABLE | DATA NOT AVAILABLE | DATA NOT AVAILABLE | DATA NOT AVAILABLE | DATA NOT AVAILABLE | 2023-08-10
1700053231185 | DATA NOT AVAILABLE | DUNDEE CITY COUNCIL | ENERGY CENTRE | DATA NOT AVAILABLE | DATA NOT AVAILABLE | DUNDEE | DUNDEE | DD4 9BX | SCOTLAND | 341078 | 732895 | DATA NOT AVAILABLE | DATA NOT APPLICABLE | DATA NOT AVAILABLE | DATA NOT AVAILABLE | SCOTTISH HYDRO ELECTRIC POWER DISTRIBUTION PLC | DATA NOT AVAILABLE | DATA NOT AVAILABLE | DATA NOT AVAILABLE | DATA NOT AVAILABLE | DATA NOT AVAILABLE | DATA NOT AVAILABLE | DATA NOT AVAILABLE | DATA NOT AVAILABLE | DATA NOT AVAILABLE | DATA NOT AVAILABLE | DATA NOT AVAILABLE | DATA NOT AVAILABLE | DATA NOT AVAILABLE | DATA NOT AVAILABLE | DATA NOT AVAILABLE | DATA NOT AVAILABLE | DATA NOT AVAILABLE | DATA NOT AVAILABLE | DATA NOT AVAILABLE | CONNECTED | 0.1444 | 0.1444 | 0.152 | DATA NOT AVAILABLE | DATA NOT AVAILABLE | DATA NOT AVAILABLE | DATA NOT AVAILABLE | DATA NOT AVAILABLE | DATA NOT AVAILABLE | DATA NOT AVAILABLE | DATA NOT AVAILABLE | DATA NOT AVAILABLE | DATA NOT AVAILABLE | DATA NOT AVAILABLE | DATA NOT AVAILABLE | DATA NOT AVAILABLE | DATA NOT AVAILABLE | DATA NOT AVAILABLE | DATA NOT AVAILABLE | 2023-08-10
1700053234098 | DATA NOT AVAILABLE | SCOTTISH WATER | GLENCONVINTH WATER TREATMENT WORKS | DATA NOT AVAILABLE | DATA NOT AVAILABLE | INVERNESS | HIGHLAND | IV4 7HS | SCOTLAND | 251093 | 838396 | DATA NOT AVAILABLE | DATA NOT APPLICABLE | DATA NOT AVAILABLE | DATA NOT AVAILABLE | SCOTTISH HYDRO ELECTRIC POWER DISTRIBUTION PLC | DATA NOT AVAILABLE | DATA NOT AVAILABLE | DATA NOT AVAILABLE | DATA NOT AVAILABLE | DATA NOT AVAILABLE | DATA NOT AVAILABLE | DATA NOT AVAILABLE | DATA NOT AVAILABLE | DATA NOT AVAILABLE | DATA NOT AVAILABLE | DATA NOT AVAILABLE | DATA NOT AVAILABLE | DATA NOT AVAILABLE | DATA NOT AVAILABLE | DATA NOT AVAILABLE | DATA NOT AVAILABLE | DATA NOT AVAILABLE | DATA NOT AVAILABLE | DATA NOT AVAILABLE | CONNECTED | 0.1425 | 0.1425 | 0.15 | DATA NOT AVAILABLE | DATA NOT AVAILABLE | DATA NOT AVAILABLE | DATA NOT AVAILABLE | DATA NOT AVAILABLE | DATA NOT AVAILABLE | DATA NOT AVAILABLE | DATA NOT AVAILABLE | DATA NOT AVAILABLE | DATA NOT AVAILABLE | DATA NOT AVAILABLE | DATA NOT AVAILABLE | DATA NOT AVAILABLE | DATA NOT AVAILABLE | DATA NOT AVAILABLE | DATA NOT AVAILABLE | 2023-08-10
1700053241174 | DATA NOT AVAILABLE | ACHLAIN ESTATES LIMITED | ALLT A CHAITCHINN HYDRO | ACHLAIN | DATA NOT AVAILABLE | INVERNESS | HIGHLAND | IV63 7YN | SCOTLAND | 227912 | 812485 | CEANNACROC | DATA NOT APPLICABLE | CEANNACROC GRID | 33 | SCOTTISH HYDRO ELECTRIC POWER DISTRIBUTION PLC | HYDRO (TO BE CONFIRMED) | HYDRO POWER SYSTEM | DATA NOT AVAILABLE | DATA NOT AVAILABLE | DATA NOT AVAILABLE | 0.098 | DATA NOT AVAILABLE | DATA NOT AVAILABLE | DATA NOT AVAILABLE | DATA NOT AVAILABLE | DATA NOT AVAILABLE | DATA NOT AVAILABLE | DATA NOT AVAILABLE | DATA NOT AVAILABLE | DATA NOT AVAILABLE | DATA NOT AVAILABLE | DATA NOT AVAILABLE | DATA NOT AVAILABLE | DATA NOT AVAILABLE | CONNECTED | 0.0931 | 0.0931 | 0.098 | 0.01615 | 0.017 | 2019-09-04 | DATA NOT AVAILABLE | DATA NOT AVAILABLE | DATA NOT AVAILABLE | DATA NOT AVAILABLE | DATA NOT AVAILABLE | DATA NOT AVAILABLE | DATA NOT AVAILABLE | DATA NOT AVAILABLE | DATA NOT AVAILABLE | DATA NOT AVAILABLE | DATA NOT AVAILABLE | DATA NOT AVAILABLE | DATA NOT AVAILABLE | 2023-08-10
1700053251819 | DATA NOT AVAILABLE | FANNICH ESTATE LIMITED | DATA NOT AVAILABLE | DATA NOT AVAILABLE | FANNICH HYDRO | GARVE | HIGHLAND | IV23 2QE | SCOTLAND | 221976 | 865939 | GRUDIE BRIDGE | DATA NOT APPLICABLE | GRUDIE BRIDGE | 33 | SCOTTISH HYDRO ELECTRIC POWER DISTRIBUTION PLC | HYDRO (TO BE CONFIRMED) | HYDRO POWER SYSTEM | DATA NOT AVAILABLE | DATA NOT AVAILABLE | DATA NOT AVAILABLE | 0.05 | DATA NOT AVAILABLE | DATA NOT AVAILABLE | DATA NOT AVAILABLE | DATA NOT AVAILABLE | DATA NOT AVAILABLE | DATA NOT AVAILABLE | DATA NOT AVAILABLE | DATA NOT AVAILABLE | DATA NOT AVAILABLE | DATA NOT AVAILABLE | DATA NOT AVAILABLE | DATA NOT AVAILABLE | DATA NOT AVAILABLE | CONNECTED | 0.475 | 0.475 | 0.5 | 0 | 0 | 2020-01-08 | DATA NOT AVAILABLE | DATA NOT AVAILABLE | DATA NOT AVAILABLE | DATA NOT AVAILABLE | DATA NOT AVAILABLE | DATA NOT AVAILABLE | DATA NOT AVAILABLE | DATA NOT AVAILABLE | DATA NOT AVAILABLE | DATA NOT AVAILABLE | DATA NOT AVAILABLE | DATA NOT AVAILABLE | DATA NOT AVAILABLE | 2023-08-10
1700053266035 | DATA NOT AVAILABLE | COOP PPA SITES | FEORLINE BURN HYDRO | DATA NOT AVAILABLE | DATA NOT AVAILABLE | CAIRNDOW | ARGYLL | PA27 8DB | SCOTLAND | 204175 | 698023 | DUNOON | DATA NOT APPLICABLE | NEWTON | 11 | SCOTTISH HYDRO ELECTRIC POWER DISTRIBUTION PLC | HYDRO (TO BE CONFIRMED) | HYDRO POWER SYSTEM | DATA NOT AVAILABLE | DATA NOT AVAILABLE | DATA NOT AVAILABLE | 0.1 | DATA NOT AVAILABLE | DATA NOT AVAILABLE | DATA NOT AVAILABLE | DATA NOT AVAILABLE | DATA NOT AVAILABLE | DATA NOT AVAILABLE | DATA NOT AVAILABLE | DATA NOT AVAILABLE | DATA NOT AVAILABLE | DATA NOT AVAILABLE | DATA NOT AVAILABLE | DATA NOT AVAILABLE | DATA NOT AVAILABLE | CONNECTED | 0.095 | 0.095 | 0.1 | 0.0038 | 0.004 | 2020-12-22 | DATA NOT AVAILABLE | DATA NOT AVAILABLE | DATA NOT AVAILABLE | DATA NOT AVAILABLE | DATA NOT AVAILABLE | DATA NOT AVAILABLE | DATA NOT AVAILABLE | DATA NOT AVAILABLE | DATA NOT AVAILABLE | DATA NOT AVAILABLE | DATA NOT AVAILABLE | DATA NOT AVAILABLE | DATA NOT AVAILABLE | 2023-08-10
1700053267758 | DATA NOT AVAILABLE | COOP PPA SITES | LITTLE BURN HYDRO | DATA NOT AVAILABLE | DATA NOT AVAILABLE | DUNKELD | PERTHSHIRE AND KINROSS | PH8 0JS | SCOTLAND | 300058 | 744700 | TUMMEL BRIDGE | DATA NOT APPLICABLE | PITLOCHRY | 11 | SCOTTISH HYDRO ELECTRIC POWER DISTRIBUTION PLC | HYDRO (TO BE CONFIRMED) | HYDRO POWER SYSTEM | DATA NOT AVAILABLE | DATA NOT AVAILABLE | DATA NOT AVAILABLE | 0.17 | DATA NOT AVAILABLE | DATA NOT AVAILABLE | DATA NOT AVAILABLE | DATA NOT AVAILABLE | DATA NOT AVAILABLE | DATA NOT AVAILABLE | DATA NOT AVAILABLE | DATA NOT AVAILABLE | DATA NOT AVAILABLE | DATA NOT AVAILABLE | DATA NOT AVAILABLE | DATA NOT AVAILABLE | DATA NOT AVAILABLE | CONNECTED | 0.1615 | 0.1615 | 0.17 | 0 | 0 | 2020-06-19 | DATA NOT AVAILABLE | DATA NOT AVAILABLE | DATA NOT AVAILABLE | DATA NOT AVAILABLE | DATA NOT AVAILABLE | DATA NOT AVAILABLE | DATA NOT AVAILABLE | DATA NOT AVAILABLE | DATA NOT AVAILABLE | DATA NOT AVAILABLE | DATA NOT AVAILABLE | DATA NOT AVAILABLE | DATA NOT AVAILABLE | 2023-08-10
1700053268751 | DATA NOT AVAILABLE | BENMORE HYDRO LIMITED | BEN MORE FARM | GREAT GLEN HYDRO | DATA NOT AVAILABLE | CRIANLARICH | PERTHSHIRE | FK20 8QS | SCOTLAND | 241322 | 726003 | KILLIN | DATA NOT APPLICABLE | CHAORACH | 11 | SCOTTISH HYDRO ELECTRIC POWER DISTRIBUTION PLC | HYDRO (TO BE CONFIRMED) | HYDRO POWER SYSTEM | DATA NOT AVAILABLE | DATA NOT AVAILABLE | DATA NOT AVAILABLE | 0.2 | DATA NOT AVAILABLE | DATA NOT AVAILABLE | DATA NOT AVAILABLE | DATA NOT AVAILABLE | DATA NOT AVAILABLE | DATA NOT AVAILABLE | DATA NOT AVAILABLE | DATA NOT AVAILABLE | DATA NOT AVAILABLE | DATA NOT AVAILABLE | DATA NOT AVAILABLE | DATA NOT AVAILABLE | DATA NOT AVAILABLE | CONNECTED | 0.19 | 0.19 | 0.2 | 0 | 0 | 2020-06-25 | DATA NOT AVAILABLE | DATA NOT AVAILABLE | DATA NOT AVAILABLE | DATA NOT AVAILABLE | DATA NOT AVAILABLE | DATA NOT AVAILABLE | DATA NOT AVAILABLE | DATA NOT AVAILABLE | DATA NOT AVAILABLE | DATA NOT AVAILABLE | DATA NOT AVAILABLE | DATA NOT AVAILABLE | DATA NOT AVAILABLE | 2023-08-10
1700053275299 | DATA NOT AVAILABLE | INVER HOUSE DISTILLERS LIMITED | BALMENACH DISTILLERY | DATA NOT AVAILABLE | DATA NOT AVAILABLE | GRANTOWN-ON-SPEY | HIGHLAND | PH26 3PF | SCOTLAND | 307734 | 827129 | DATA NOT AVAILABLE | DATA NOT APPLICABLE | DATA NOT AVAILABLE | DATA NOT AVAILABLE | SCOTTISH HYDRO ELECTRIC POWER DISTRIBUTION PLC | DATA NOT AVAILABLE | DATA NOT AVAILABLE | DATA NOT AVAILABLE | DATA NOT AVAILABLE | DATA NOT AVAILABLE | DATA NOT AVAILABLE | DATA NOT AVAILABLE | DATA NOT AVAILABLE | DATA NOT AVAILABLE | DATA NOT AVAILABLE | DATA NOT AVAILABLE | DATA NOT AVAILABLE | DATA NOT AVAILABLE | DATA NOT AVAILABLE | DATA NOT AVAILABLE | DATA NOT AVAILABLE | DATA NOT AVAILABLE | DATA NOT AVAILABLE | DATA NOT AVAILABLE | CONNECTED | 0.1824 | 0.1824 | 0.192 | DATA NOT AVAILABLE | DATA NOT AVAILABLE | DATA NOT AVAILABLE | DATA NOT AVAILABLE | DATA NOT AVAILABLE | DATA NOT AVAILABLE | DATA NOT AVAILABLE | DATA NOT AVAILABLE | DATA NOT AVAILABLE | DATA NOT AVAILABLE | DATA NOT AVAILABLE | DATA NOT AVAILABLE | DATA NOT AVAILABLE | DATA NOT AVAILABLE | DATA NOT AVAILABLE | DATA NOT AVAILABLE | 2023-08-10
1700053275304 | DATA NOT AVAILABLE | TORISHIMA SERVICE SOLUTIONS EUROPE LTD | GLENDOVER LOWER RESERVOIR HYDRO GENERATI | DATA NOT AVAILABLE | GLENDEVON | DOLLAR | CLACKMANNANSHIRE | FK14 7JZ | SCOTLAND | 294682 | 704706 | DATA NOT AVAILABLE | DATA NOT APPLICABLE | DATA NOT AVAILABLE | DATA NOT AVAILABLE | SCOTTISH HYDRO ELECTRIC POWER DISTRIBUTION PLC | HYDRO (TO BE CONFIRMED) | HYDRO POWER SYSTEM | DATA NOT AVAILABLE | DATA NOT AVAILABLE | DATA NOT AVAILABLE | DATA NOT AVAILABLE | DATA NOT AVAILABLE | DATA NOT AVAILABLE | DATA NOT AVAILABLE | DATA NOT AVAILABLE | DATA NOT AVAILABLE | DATA NOT AVAILABLE | DATA NOT AVAILABLE | DATA NOT AVAILABLE | DATA NOT AVAILABLE | DATA NOT AVAILABLE | DATA NOT AVAILABLE | DATA NOT AVAILABLE | DATA NOT AVAILABLE | CONNECTED | 0.07125 | 0.07125 | 0.075 | DATA NOT AVAILABLE | DATA NOT AVAILABLE | DATA NOT AVAILABLE | DATA NOT AVAILABLE | DATA NOT AVAILABLE | DATA NOT AVAILABLE | DATA NOT AVAILABLE | DATA NOT AVAILABLE | DATA NOT AVAILABLE | DATA NOT AVAILABLE | DATA NOT AVAILABLE | DATA NOT AVAILABLE | DATA NOT AVAILABLE | DATA NOT AVAILABLE | DATA NOT AVAILABLE | DATA NOT AVAILABLE | 2023-08-10
1700053277231 | DATA NOT AVAILABLE | GRISSAN CARNSIDE LTD | IMPORT | DATA NOT AVAILABLE | DATA NOT AVAILABLE | CARNOUSTIE | ANGUS | DD7 6LN | SCOTLAND | 358996 | 736197 | ARBROATH | DATA NOT APPLICABLE | ELLIOT DEPOT | 11 | SCOTTISH HYDRO ELECTRIC POWER DISTRIBUTION PLC | BIOFUEL SEWAGE GAS | DATA NOT AVAILABLE | DATA NOT AVAILABLE | DATA NOT AVAILABLE | DATA NOT AVAILABLE | 0.5 | DATA NOT AVAILABLE | DATA NOT AVAILABLE | DATA NOT AVAILABLE | DATA NOT AVAILABLE | DATA NOT AVAILABLE | DATA NOT AVAILABLE | DATA NOT AVAILABLE | DATA NOT AVAILABLE | DATA NOT AVAILABLE | DATA NOT AVAILABLE | DATA NOT AVAILABLE | DATA NOT AVAILABLE | DATA NOT AVAILABLE | CONNECTED | 0.475 | 0.475 | 0.5 | 0.0627 | 0.066 | 2020-08-07 | DATA NOT AVAILABLE | DATA NOT AVAILABLE | DATA NOT AVAILABLE | DATA NOT AVAILABLE | DATA NOT AVAILABLE | DATA NOT AVAILABLE | DATA NOT AVAILABLE | DATA NOT AVAILABLE | DATA NOT AVAILABLE | DATA NOT AVAILABLE | DATA NOT AVAILABLE | DATA NOT AVAILABLE | DATA NOT AVAILABLE | 2023-08-10
1700053279266 | DATA NOT AVAILABLE | INVERAILORT ESTATE | GLENFINNAN | INVERAILORT ESTATE | DATA NOT AVAILABLE | GLENFINNAN | HIGHLAND | PH38 4LS | SCOTLAND | 176520 | 781785 | FORT WILLIAM | DATA NOT APPLICABLE | FORT WILLIAM GRID | 33 | SCOTTISH HYDRO ELECTRIC POWER DISTRIBUTION PLC | HYDRO (TO BE CONFIRMED) | HYDRO POWER SYSTEM | DATA NOT AVAILABLE | DATA NOT AVAILABLE | DATA NOT AVAILABLE | 0.1 | DATA NOT AVAILABLE | DATA NOT AVAILABLE | DATA NOT AVAILABLE | DATA NOT AVAILABLE | DATA NOT AVAILABLE | DATA NOT AVAILABLE | DATA NOT AVAILABLE | DATA NOT AVAILABLE | DATA NOT AVAILABLE | DATA NOT AVAILABLE | DATA NOT AVAILABLE | DATA NOT AVAILABLE | DATA NOT AVAILABLE | CONNECTED | 0.095 | 0.095 | 0.1 | 0.00475 | 0.005 | 2020-12-02 | DATA NOT AVAILABLE | DATA NOT AVAILABLE | DATA NOT AVAILABLE | DATA NOT AVAILABLE | DATA NOT AVAILABLE | DATA NOT AVAILABLE | DATA NOT AVAILABLE | DATA NOT AVAILABLE | DATA NOT AVAILABLE | DATA NOT AVAILABLE | DATA NOT AVAILABLE | DATA NOT AVAILABLE | DATA NOT AVAILABLE | 2023-08-10
1700053279790 | DATA NOT AVAILABLE | HYDRO LUDENS LIMITED | IMPORT | DATA NOT AVAILABLE | DATA NOT AVAILABLE | SPEAN BRIDGE | HIGHLAND | PH34 4EA | SCOTLAND | 229737 | 797618 | FORT AUGUSTUS | DATA NOT APPLICABLE | INVERGARRY | 11 | SCOTTISH HYDRO ELECTRIC POWER DISTRIBUTION PLC | HYDRO (TO BE CONFIRMED) | HYDRO POWER SYSTEM | DATA NOT AVAILABLE | DATA NOT AVAILABLE | DATA NOT AVAILABLE | 0.45 | DATA NOT AVAILABLE | DATA NOT AVAILABLE | DATA NOT AVAILABLE | DATA NOT AVAILABLE | DATA NOT AVAILABLE | DATA NOT AVAILABLE | DATA NOT AVAILABLE | DATA NOT AVAILABLE | DATA NOT AVAILABLE | DATA NOT AVAILABLE | DATA NOT AVAILABLE | DATA NOT AVAILABLE | DATA NOT AVAILABLE | CONNECTED | 0.4275 | 0.4275 | 0.45 | 0.057 | 0.06 | 2020-11-13 | DATA NOT AVAILABLE | DATA NOT AVAILABLE | DATA NOT AVAILABLE | DATA NOT AVAILABLE | DATA NOT AVAILABLE | DATA NOT AVAILABLE | DATA NOT AVAILABLE | DATA NOT AVAILABLE | DATA NOT AVAILABLE | DATA NOT AVAILABLE | DATA NOT AVAILABLE | DATA NOT AVAILABLE | DATA NOT AVAILABLE | 2023-08-10
1700053279814 | DATA NOT AVAILABLE | HYDRO LUDENS LIMITED | EXPORT | DATA NOT AVAILABLE | DATA NOT AVAILABLE | SPEAN BRIDGE | HIGHLAND | PH34 4EJ | SCOTLAND | 218707 | 787790 | FORT WILLIAM | DATA NOT APPLICABLE | FORT WILLIAM GRID | 33 | SCOTTISH HYDRO ELECTRIC POWER DISTRIBUTION PLC | HYDRO (TO BE CONFIRMED) | HYDRO POWER SYSTEM | DATA NOT AVAILABLE | DATA NOT AVAILABLE | DATA NOT AVAILABLE | 0.95 | DATA NOT AVAILABLE | DATA NOT AVAILABLE | DATA NOT AVAILABLE | DATA NOT AVAILABLE | DATA NOT AVAILABLE | DATA NOT AVAILABLE | DATA NOT AVAILABLE | DATA NOT AVAILABLE | DATA NOT AVAILABLE | DATA NOT AVAILABLE | DATA NOT AVAILABLE | DATA NOT AVAILABLE | DATA NOT AVAILABLE | CONNECTED | 0.9025 | 0.9025 | 0.95 | 0.095 | 0.1 | 2020-12-14 | DATA NOT AVAILABLE | DATA NOT AVAILABLE | DATA NOT AVAILABLE | DATA NOT AVAILABLE | DATA NOT AVAILABLE | DATA NOT AVAILABLE | DATA NOT AVAILABLE | DATA NOT AVAILABLE | DATA NOT AVAILABLE | DATA NOT AVAILABLE | DATA NOT AVAILABLE | DATA NOT AVAILABLE | DATA NOT AVAILABLE | 2023-08-10
1700053279823 | DATA NOT AVAILABLE | HYDRO LUDENS LIMITED | IMPORT | DATA NOT AVAILABLE | DATA NOT AVAILABLE | INVERGARRY | HIGHLAND | PH35 4HR | SCOTLAND | 219422 | 801893 | FORT AUGUSTUS | DATA NOT APPLICABLE | FORT AUGUSTUS GRID | 33 | SCOTTISH HYDRO ELECTRIC POWER DISTRIBUTION PLC | HYDRO (TO BE CONFIRMED) | HYDRO POWER SYSTEM | DATA NOT AVAILABLE | DATA NOT AVAILABLE | DATA NOT AVAILABLE | 0.999 | DATA NOT AVAILABLE | DATA NOT AVAILABLE | DATA NOT AVAILABLE | DATA NOT AVAILABLE | DATA NOT AVAILABLE | DATA NOT AVAILABLE | DATA NOT AVAILABLE | DATA NOT AVAILABLE | DATA NOT AVAILABLE | DATA NOT AVAILABLE | DATA NOT AVAILABLE | DATA NOT AVAILABLE | DATA NOT AVAILABLE | CONNECTED | 0.94905 | 0.94905 | 0.999 | 0.0665 | 0.07 | 2020-11-14 | DATA NOT AVAILABLE | DATA NOT AVAILABLE | DATA NOT AVAILABLE | DATA NOT AVAILABLE | DATA NOT AVAILABLE | DATA NOT AVAILABLE | DATA NOT AVAILABLE | DATA NOT AVAILABLE | DATA NOT AVAILABLE | DATA NOT AVAILABLE | DATA NOT AVAILABLE | DATA NOT AVAILABLE | DATA NOT AVAILABLE | 2023-08-10
1700053279930 | DATA NOT AVAILABLE | HYDRO LUDENS LIMITED | IMPORT | DATA NOT AVAILABLE | DATA NOT AVAILABLE | INVERGARRY | HIGHLAND | PH35 4HS | SCOTLAND | 212891 | 801628 | FORT AUGUSTUS | DATA NOT APPLICABLE | FORT AUGUSTUS GRID | 33 | SCOTTISH HYDRO ELECTRIC POWER DISTRIBUTION PLC | HYDRO (TO BE CONFIRMED) | HYDRO POWER SYSTEM | DATA NOT AVAILABLE | DATA NOT AVAILABLE | DATA NOT AVAILABLE | 0.7 | DATA NOT AVAILABLE | DATA NOT AVAILABLE | DATA NOT AVAILABLE | DATA NOT AVAILABLE | DATA NOT AVAILABLE | DATA NOT AVAILABLE | DATA NOT AVAILABLE | DATA NOT AVAILABLE | DATA NOT AVAILABLE | DATA NOT AVAILABLE | DATA NOT AVAILABLE | DATA NOT AVAILABLE | DATA NOT AVAILABLE | CONNECTED | 0.665 | 0.665 | 0.7 | 0.0855 | 0.09 | 2020-11-30 | DATA NOT AVAILABLE | DATA NOT AVAILABLE | DATA NOT AVAILABLE | DATA NOT AVAILABLE | DATA NOT AVAILABLE | DATA NOT AVAILABLE | DATA NOT AVAILABLE | DATA NOT AVAILABLE | DATA NOT AVAILABLE | DATA NOT AVAILABLE | DATA NOT AVAILABLE | DATA NOT AVAILABLE | DATA NOT AVAILABLE | 2023-08-10
1700053284530 | DATA NOT AVAILABLE | SCOTTISH WATER | DATA NOT AVAILABLE | DATA NOT AVAILABLE | LOCH ASHIE | INVERNESS | HIGHLAND | IV2 6AP | SCOTLAND | 264449 | 838690 | DATA NOT AVAILABLE | DATA NOT APPLICABLE | DATA NOT AVAILABLE | DATA NOT AVAILABLE | SCOTTISH HYDRO ELECTRIC POWER DISTRIBUTION PLC | DATA NOT AVAILABLE | DATA NOT AVAILABLE | DATA NOT AVAILABLE | DATA NOT AVAILABLE | DATA NOT AVAILABLE | DATA NOT AVAILABLE | DATA NOT AVAILABLE | DATA NOT AVAILABLE | DATA NOT AVAILABLE | DATA NOT AVAILABLE | DATA NOT AVAILABLE | DATA NOT AVAILABLE | DATA NOT AVAILABLE | DATA NOT AVAILABLE | DATA NOT AVAILABLE | DATA NOT AVAILABLE | DATA NOT AVAILABLE | DATA NOT AVAILABLE | DATA NOT AVAILABLE | CONNECTED | 0.475 | 0.475 | 0.5 | DATA NOT AVAILABLE | DATA NOT AVAILABLE | DATA NOT AVAILABLE | DATA NOT AVAILABLE | DATA NOT AVAILABLE | DATA NOT AVAILABLE | DATA NOT AVAILABLE | DATA NOT AVAILABLE | DATA NOT AVAILABLE | DATA NOT AVAILABLE | DATA NOT AVAILABLE | DATA NOT AVAILABLE | DATA NOT AVAILABLE | DATA NOT AVAILABLE | DATA NOT AVAILABLE | DATA NOT AVAILABLE | 2023-08-10
1700053292709 | DATA NOT AVAILABLE | GLEN CRERAN HYDRO LTD | EXPORT | DATA NOT AVAILABLE | DATA NOT AVAILABLE | ARGYLL | ARGYLL AND BUTE | PA38 4BJ | SCOTLAND | 202994 | 747991 | TAYNUILT | DATA NOT APPLICABLE | BARCALDINE | 11 | SCOTTISH HYDRO ELECTRIC POWER DISTRIBUTION PLC | HYDRO (TO BE CONFIRMED) | HYDRO POWER SYSTEM | DATA NOT AVAILABLE | DATA NOT AVAILABLE | DATA NOT AVAILABLE | 0.7 | DATA NOT AVAILABLE | DATA NOT AVAILABLE | DATA NOT AVAILABLE | DATA NOT AVAILABLE | DATA NOT AVAILABLE | DATA NOT AVAILABLE | DATA NOT AVAILABLE | DATA NOT AVAILABLE | DATA NOT AVAILABLE | DATA NOT AVAILABLE | DATA NOT AVAILABLE | DATA NOT AVAILABLE | DATA NOT AVAILABLE | CONNECTED | 0.665 | 0.665 | 0.7 | 0.0095 | 0.01 | 2021-06-22 | DATA NOT AVAILABLE | DATA NOT AVAILABLE | DATA NOT AVAILABLE | DATA NOT AVAILABLE | DATA NOT AVAILABLE | DATA NOT AVAILABLE | DATA NOT AVAILABLE | DATA NOT AVAILABLE | DATA NOT AVAILABLE | DATA NOT AVAILABLE | DATA NOT AVAILABLE | DATA NOT AVAILABLE | DATA NOT AVAILABLE | 2023-08-10
1700053292727 | DATA NOT AVAILABLE | GLENURE ESTATE LIMITED | DATA NOT AVAILABLE | DATA NOT AVAILABLE | IMPORT | APPIN | ARGYLL AND BUTE | PA38 4BJ | SCOTLAND | 202994 | 747991 | TAYNUILT | DATA NOT APPLICABLE | BARCALDINE | 11 | SCOTTISH HYDRO ELECTRIC POWER DISTRIBUTION PLC | DATA NOT AVAILABLE | DATA NOT AVAILABLE | DATA NOT AVAILABLE | DATA NOT AVAILABLE | DATA NOT AVAILABLE | DATA NOT AVAILABLE | DATA NOT AVAILABLE | DATA NOT AVAILABLE | DATA NOT AVAILABLE | DATA NOT AVAILABLE | DATA NOT AVAILABLE | DATA NOT AVAILABLE | DATA NOT AVAILABLE | DATA NOT AVAILABLE | DATA NOT AVAILABLE | DATA NOT AVAILABLE | DATA NOT AVAILABLE | DATA NOT AVAILABLE | DATA NOT AVAILABLE | CONNECTED | 0.07125 | 0.07125 | 0.075 | DATA NOT AVAILABLE | DATA NOT AVAILABLE | DATA NOT AVAILABLE | DATA NOT AVAILABLE | DATA NOT AVAILABLE | DATA NOT AVAILABLE | DATA NOT AVAILABLE | DATA NOT AVAILABLE | DATA NOT AVAILABLE | DATA NOT AVAILABLE | DATA NOT AVAILABLE | DATA NOT AVAILABLE | DATA NOT AVAILABLE | DATA NOT AVAILABLE | DATA NOT AVAILABLE | DATA NOT AVAILABLE | 2023-08-10
1700053294681 | DATA NOT AVAILABLE | CO-HYDROVER DEVELOPMENTS | IMPORT | DATA NOT AVAILABLE | DATA NOT AVAILABLE | TIGHNABRUAICH | ARGYLL AND BUTE | PA21 2DH | SCOTLAND | 193167 | 684189 | DUNOON | DATA NOT APPLICABLE | OTTER FERRY | 11 | SCOTTISH HYDRO ELECTRIC POWER DISTRIBUTION PLC | HYDRO (TO BE CONFIRMED) | HYDRO POWER SYSTEM | DATA NOT AVAILABLE | DATA NOT AVAILABLE | DATA NOT AVAILABLE | 0.19 | DATA NOT AVAILABLE | DATA NOT AVAILABLE | DATA NOT AVAILABLE | DATA NOT AVAILABLE | DATA NOT AVAILABLE | DATA NOT AVAILABLE | DATA NOT AVAILABLE | DATA NOT AVAILABLE | DATA NOT AVAILABLE | DATA NOT AVAILABLE | DATA NOT AVAILABLE | DATA NOT AVAILABLE | DATA NOT AVAILABLE | CONNECTED | 0.1805 | 0.1805 | 0.19 | 0.0038 | 0.004 | 2020-11-05 | DATA NOT AVAILABLE | DATA NOT AVAILABLE | DATA NOT AVAILABLE | DATA NOT AVAILABLE | DATA NOT AVAILABLE | DATA NOT AVAILABLE | DATA NOT AVAILABLE | DATA NOT AVAILABLE | DATA NOT AVAILABLE | DATA NOT AVAILABLE | DATA NOT AVAILABLE | DATA NOT AVAILABLE | DATA NOT AVAILABLE | 2023-08-10
1700053295523 | DATA NOT AVAILABLE | JAMES MCLAREN & SONS | CRAIG FARM HYDRO | EXPORT | DATA NOT AVAILABLE | DALMALLY | ARGYLL AND BUTE | PA33 1AR | SCOTLAND | 217846 | 727765 | TAYNUILT | DATA NOT APPLICABLE | TAYNUILT GRID | 33 | SCOTTISH HYDRO ELECTRIC POWER DISTRIBUTION PLC | HYDRO (TO BE CONFIRMED) | HYDRO POWER SYSTEM | DATA NOT AVAILABLE | DATA NOT AVAILABLE | DATA NOT AVAILABLE | 0.45 | DATA NOT AVAILABLE | DATA NOT AVAILABLE | DATA NOT AVAILABLE | DATA NOT AVAILABLE | DATA NOT AVAILABLE | DATA NOT AVAILABLE | DATA NOT AVAILABLE | DATA NOT AVAILABLE | DATA NOT AVAILABLE | DATA NOT AVAILABLE | DATA NOT AVAILABLE | DATA NOT AVAILABLE | DATA NOT AVAILABLE | CONNECTED | 0.4275 | 0.4275 | 0.45 | 0.0057 | 0.006 | 2021-08-10 | DATA NOT AVAILABLE | DATA NOT AVAILABLE | DATA NOT AVAILABLE | DATA NOT AVAILABLE | DATA NOT AVAILABLE | DATA NOT AVAILABLE | DATA NOT AVAILABLE | DATA NOT AVAILABLE | DATA NOT AVAILABLE | DATA NOT AVAILABLE | DATA NOT AVAILABLE | DATA NOT AVAILABLE | DATA NOT AVAILABLE | 2023-08-10
1700053304504 | DATA NOT AVAILABLE | THE OCCUPIER | DATA NOT AVAILABLE | DATA NOT AVAILABLE | GLENAMPLE ESTATE HYDRO | LOCHEARNHEAD | STIRLING | FK19 8QF | SCOTLAND | 259796 | 720323 | KILLIN | DATA NOT APPLICABLE | LOCHEARNHEAD | 11 | SCOTTISH HYDRO ELECTRIC POWER DISTRIBUTION PLC | HYDRO (TO BE CONFIRMED) | HYDRO POWER SYSTEM | DATA NOT AVAILABLE | DATA NOT AVAILABLE | DATA NOT AVAILABLE | 0.42 | DATA NOT AVAILABLE | DATA NOT AVAILABLE | DATA NOT AVAILABLE | DATA NOT AVAILABLE | DATA NOT AVAILABLE | DATA NOT AVAILABLE | DATA NOT AVAILABLE | DATA NOT AVAILABLE | DATA NOT AVAILABLE | DATA NOT AVAILABLE | DATA NOT AVAILABLE | DATA NOT AVAILABLE | DATA NOT AVAILABLE | CONNECTED | 0.399 | 0.399 | 0.42 | 0.02375 | 0.025 | 2021-05-31 | DATA NOT AVAILABLE | DATA NOT AVAILABLE | DATA NOT AVAILABLE | DATA NOT AVAILABLE | DATA NOT AVAILABLE | DATA NOT AVAILABLE | DATA NOT AVAILABLE | DATA NOT AVAILABLE | DATA NOT AVAILABLE | DATA NOT AVAILABLE | DATA NOT AVAILABLE | DATA NOT AVAILABLE | DATA NOT AVAILABLE | 2023-08-10
1700053323473 | DATA NOT AVAILABLE | SCOTTISH WATER | CRAIGIE NEWMACHAR SERVICE RESERVOIR | DATA NOT AVAILABLE | DATA NOT AVAILABLE | ABERDEEN | ABERDEEN | AB21 0QE | SCOTLAND | 387564 | 820755 | DATA NOT AVAILABLE | DATA NOT APPLICABLE | DATA NOT AVAILABLE | DATA NOT AVAILABLE | SCOTTISH HYDRO ELECTRIC POWER DISTRIBUTION PLC | DATA NOT AVAILABLE | DATA NOT AVAILABLE | DATA NOT AVAILABLE | DATA NOT AVAILABLE | DATA NOT AVAILABLE | DATA NOT AVAILABLE | DATA NOT AVAILABLE | DATA NOT AVAILABLE | DATA NOT AVAILABLE | DATA NOT AVAILABLE | DATA NOT AVAILABLE | DATA NOT AVAILABLE | DATA NOT AVAILABLE | DATA NOT AVAILABLE | DATA NOT AVAILABLE | DATA NOT AVAILABLE | DATA NOT AVAILABLE | DATA NOT AVAILABLE | DATA NOT AVAILABLE | CONNECTED | 0.19 | 0.19 | 0.2 | DATA NOT AVAILABLE | DATA NOT AVAILABLE | DATA NOT AVAILABLE | DATA NOT AVAILABLE | DATA NOT AVAILABLE | DATA NOT AVAILABLE | DATA NOT AVAILABLE | DATA NOT AVAILABLE | DATA NOT AVAILABLE | DATA NOT AVAILABLE | DATA NOT AVAILABLE | DATA NOT AVAILABLE | DATA NOT AVAILABLE | DATA NOT AVAILABLE | DATA NOT AVAILABLE | DATA NOT AVAILABLE | 2023-08-10
1700053335887 | DATA NOT AVAILABLE | INVERNOADEN LIMITED | EXPORT | DATA NOT AVAILABLE | INVERNOADEN HYDRO | CAIRNDOW | ARGYLL | PA27 8DL | SCOTLAND | 211988 | 697711 | CLACHAN | DATA NOT APPLICABLE | STRACHUR | 11 | SCOTTISH HYDRO ELECTRIC POWER DISTRIBUTION PLC | HYDRO (TO BE CONFIRMED) | HYDRO POWER SYSTEM | DATA NOT AVAILABLE | DATA NOT AVAILABLE | DATA NOT AVAILABLE | 0.5 | DATA NOT AVAILABLE | DATA NOT AVAILABLE | DATA NOT AVAILABLE | DATA NOT AVAILABLE | DATA NOT AVAILABLE | DATA NOT AVAILABLE | DATA NOT AVAILABLE | DATA NOT AVAILABLE | DATA NOT AVAILABLE | DATA NOT AVAILABLE | DATA NOT AVAILABLE | DATA NOT AVAILABLE | DATA NOT AVAILABLE | CONNECTED | 0.475 | 0.475 | 0.5 | 0.0095 | 0.01 | 2022-03-30 | DATA NOT AVAILABLE | DATA NOT AVAILABLE | DATA NOT AVAILABLE | DATA NOT AVAILABLE | DATA NOT AVAILABLE | DATA NOT AVAILABLE | DATA NOT AVAILABLE | DATA NOT AVAILABLE | DATA NOT AVAILABLE | DATA NOT AVAILABLE | DATA NOT AVAILABLE | DATA NOT AVAILABLE | DATA NOT AVAILABLE | 2023-08-10
1700053343498 | DATA NOT AVAILABLE | HYDROPOWER RIVER LEVEN LTD | IMPORT | DATA NOT AVAILABLE | BLACKWATER DAM | KINLOCHLEVEN | HIGHLAND | PH49 4HY | SCOTLAND | 225935 | 754673 | KINLOCHLEVEN | DATA NOT APPLICABLE | KINLOCHLEVEN | 11 | SCOTTISH HYDRO ELECTRIC POWER DISTRIBUTION PLC | HYDRO (TO BE CONFIRMED) | HYDRO POWER SYSTEM | DATA NOT AVAILABLE | DATA NOT AVAILABLE | DATA NOT AVAILABLE | 0.99 | DATA NOT AVAILABLE | DATA NOT AVAILABLE | DATA NOT AVAILABLE | DATA NOT AVAILABLE | DATA NOT AVAILABLE | DATA NOT AVAILABLE | DATA NOT AVAILABLE | DATA NOT AVAILABLE | DATA NOT AVAILABLE | DATA NOT AVAILABLE | DATA NOT AVAILABLE | DATA NOT AVAILABLE | DATA NOT AVAILABLE | CONNECTED | 0.9405 | 0.9405 | 0.99 | 0.02375 | 0.025 | 2021-11-10 | DATA NOT AVAILABLE | DATA NOT AVAILABLE | DATA NOT AVAILABLE | DATA NOT AVAILABLE | DATA NOT AVAILABLE | DATA NOT AVAILABLE | DATA NOT AVAILABLE | DATA NOT AVAILABLE | DATA NOT AVAILABLE | DATA NOT AVAILABLE | DATA NOT AVAILABLE | DATA NOT AVAILABLE | DATA NOT AVAILABLE | 2023-08-10
1700053356780 | DATA NOT AVAILABLE | SCOTTISH WATER | PITFODELS PUMPING STATION | DATA NOT AVAILABLE | DATA NOT AVAILABLE | ABERDEEN | ABERDEEN | AB15 9PT | SCOTLAND | 389766 | 803896 | DATA NOT AVAILABLE | DATA NOT APPLICABLE | DATA NOT AVAILABLE | DATA NOT AVAILABLE | SCOTTISH HYDRO ELECTRIC POWER DISTRIBUTION PLC | DATA NOT AVAILABLE | DATA NOT AVAILABLE | DATA NOT AVAILABLE | DATA NOT AVAILABLE | DATA NOT AVAILABLE | DATA NOT AVAILABLE | DATA NOT AVAILABLE | DATA NOT AVAILABLE | DATA NOT AVAILABLE | DATA NOT AVAILABLE | DATA NOT AVAILABLE | DATA NOT AVAILABLE | DATA NOT AVAILABLE | DATA NOT AVAILABLE | DATA NOT AVAILABLE | DATA NOT AVAILABLE | DATA NOT AVAILABLE | DATA NOT AVAILABLE | DATA NOT AVAILABLE | CONNECTED | 0.19 | 0.19 | 0.2 | DATA NOT AVAILABLE | DATA NOT AVAILABLE | DATA NOT AVAILABLE | DATA NOT AVAILABLE | DATA NOT AVAILABLE | DATA NOT AVAILABLE | DATA NOT AVAILABLE | DATA NOT AVAILABLE | DATA NOT AVAILABLE | DATA NOT AVAILABLE | DATA NOT AVAILABLE | DATA NOT AVAILABLE | DATA NOT AVAILABLE | DATA NOT AVAILABLE | DATA NOT AVAILABLE | DATA NOT AVAILABLE | 2023-08-10
1700053359043 | DATA NOT AVAILABLE | SCOTTISH WATER LIMITED | SEWAGE TREATMENT WORKS | PERTH WTP SU | DATA NOT AVAILABLE | PERTH | PERTHSHIRE AND KINROSS | PH2 8QJ | SCOTLAND | 314034 | 721657 | DATA NOT AVAILABLE | DATA NOT APPLICABLE | DATA NOT AVAILABLE | DATA NOT AVAILABLE | SCOTTISH HYDRO ELECTRIC POWER DISTRIBUTION PLC | DATA NOT AVAILABLE | DATA NOT AVAILABLE | DATA NOT AVAILABLE | DATA NOT AVAILABLE | DATA NOT AVAILABLE | DATA NOT AVAILABLE | DATA NOT AVAILABLE | DATA NOT AVAILABLE | DATA NOT AVAILABLE | DATA NOT AVAILABLE | DATA NOT AVAILABLE | DATA NOT AVAILABLE | DATA NOT AVAILABLE | DATA NOT AVAILABLE | DATA NOT AVAILABLE | DATA NOT AVAILABLE | DATA NOT AVAILABLE | DATA NOT AVAILABLE | DATA NOT AVAILABLE | CONNECTED | 0.1045 | 0.1045 | 0.11 | DATA NOT AVAILABLE | DATA NOT AVAILABLE | DATA NOT AVAILABLE | DATA NOT AVAILABLE | DATA NOT AVAILABLE | DATA NOT AVAILABLE | DATA NOT AVAILABLE | DATA NOT AVAILABLE | DATA NOT AVAILABLE | DATA NOT AVAILABLE | DATA NOT AVAILABLE | DATA NOT AVAILABLE | DATA NOT AVAILABLE | DATA NOT AVAILABLE | DATA NOT AVAILABLE | DATA NOT AVAILABLE | 2023-08-10
1700053359052 | DATA NOT AVAILABLE | SCOTTISH WATER LIMITED | TREATMENT WORKS | PERTH WATER | DATA NOT AVAILABLE | PERTH | PERTHSHIRE AND KINROSS | PH2 8PT | SCOTLAND | 312651 | 720904 | DATA NOT AVAILABLE | DATA NOT APPLICABLE | DATA NOT AVAILABLE | DATA NOT AVAILABLE | SCOTTISH HYDRO ELECTRIC POWER DISTRIBUTION PLC | DATA NOT AVAILABLE | DATA NOT AVAILABLE | DATA NOT AVAILABLE | DATA NOT AVAILABLE | DATA NOT AVAILABLE | DATA NOT AVAILABLE | DATA NOT AVAILABLE | DATA NOT AVAILABLE | DATA NOT AVAILABLE | DATA NOT AVAILABLE | DATA NOT AVAILABLE | DATA NOT AVAILABLE | DATA NOT AVAILABLE | DATA NOT AVAILABLE | DATA NOT AVAILABLE | DATA NOT AVAILABLE | DATA NOT AVAILABLE | DATA NOT AVAILABLE | DATA NOT AVAILABLE | CONNECTED | 0.057 | 0.057 | 0.06 | DATA NOT AVAILABLE | DATA NOT AVAILABLE | DATA NOT AVAILABLE | DATA NOT AVAILABLE | DATA NOT AVAILABLE | DATA NOT AVAILABLE | DATA NOT AVAILABLE | DATA NOT AVAILABLE | DATA NOT AVAILABLE | DATA NOT AVAILABLE | DATA NOT AVAILABLE | DATA NOT AVAILABLE | DATA NOT AVAILABLE | DATA NOT AVAILABLE | DATA NOT AVAILABLE | DATA NOT AVAILABLE | 2023-08-10
1700053365190 | DATA NOT AVAILABLE | REDACTED | REDACTED | REDACTED | REDACTED | REDACTED | REDACTED | PH49 4 | SCOTLAND | REDACTED | REDACTED | KINLOCHLEVEN | DATA NOT APPLICABLE | GLENCOE | 11 | SCOTTISH HYDRO ELECTRIC POWER DISTRIBUTION PLC | HYDRO (TO BE CONFIRMED) | HYDRO POWER SYSTEM | DATA NOT AVAILABLE | DATA NOT AVAILABLE | DATA NOT AVAILABLE | 0.7 | DATA NOT AVAILABLE | DATA NOT AVAILABLE | DATA NOT AVAILABLE | DATA NOT AVAILABLE | DATA NOT AVAILABLE | DATA NOT AVAILABLE | DATA NOT AVAILABLE | DATA NOT AVAILABLE | DATA NOT AVAILABLE | DATA NOT AVAILABLE | DATA NOT AVAILABLE | DATA NOT AVAILABLE | DATA NOT AVAILABLE | CONNECTED | 0.665 | 0.665 | 0.7 | 0.01425 | 0.015 | 2022-08-31 | DATA NOT AVAILABLE | DATA NOT AVAILABLE | DATA NOT AVAILABLE | DATA NOT AVAILABLE | DATA NOT AVAILABLE | DATA NOT AVAILABLE | DATA NOT AVAILABLE | DATA NOT AVAILABLE | DATA NOT AVAILABLE | DATA NOT AVAILABLE | DATA NOT AVAILABLE | DATA NOT AVAILABLE | DATA NOT AVAILABLE | 2023-08-10
1700053366389 | DATA NOT AVAILABLE | BHIORAIN HYDRO LTD | ALLT BHIORAIN | IMPORT/ EXPORT | DATA NOT AVAILABLE | BALLACHULISH | INVERNESS | PH49 4JA | SCOTLAND | 214307 | 748320 | KINLOCHLEVEN | DATA NOT APPLICABLE | KINLOCHLEVEN | 11 | SCOTTISH HYDRO ELECTRIC POWER DISTRIBUTION PLC | HYDRO (TO BE CONFIRMED) | HYDRO POWER SYSTEM | DATA NOT AVAILABLE | DATA NOT AVAILABLE | DATA NOT AVAILABLE | 0.981 | DATA NOT AVAILABLE | DATA NOT AVAILABLE | DATA NOT AVAILABLE | DATA NOT AVAILABLE | DATA NOT AVAILABLE | DATA NOT AVAILABLE | DATA NOT AVAILABLE | DATA NOT AVAILABLE | DATA NOT AVAILABLE | DATA NOT AVAILABLE | DATA NOT AVAILABLE | DATA NOT AVAILABLE | DATA NOT AVAILABLE | CONNECTED | 0.93195 | 0.93195 | 0.981 | 0.01425 | 0.015 | 2022-08-31 | DATA NOT AVAILABLE | DATA NOT AVAILABLE | DATA NOT AVAILABLE | DATA NOT AVAILABLE | DATA NOT AVAILABLE | DATA NOT AVAILABLE | DATA NOT AVAILABLE | DATA NOT AVAILABLE | DATA NOT AVAILABLE | DATA NOT AVAILABLE | DATA NOT AVAILABLE | DATA NOT AVAILABLE | DATA NOT AVAILABLE | 2023-08-10
1700053366440 | DATA NOT AVAILABLE | CHARNAN HYDRO LTD | IMPORT/EXPORT | DATA NOT AVAILABLE | ALLT CHARNAN HYDRO | BALLACHULISH | INVERNESS | PH49 4JA | SCOTLAND | 214307 | 748320 | KINLOCHLEVEN | DATA NOT APPLICABLE | KINLOCHLEVEN | 11 | SCOTTISH HYDRO ELECTRIC POWER DISTRIBUTION PLC | HYDRO (TO BE CONFIRMED) | HYDRO POWER SYSTEM | DATA NOT AVAILABLE | DATA NOT AVAILABLE | DATA NOT AVAILABLE | 1.047 | DATA NOT AVAILABLE | DATA NOT AVAILABLE | DATA NOT AVAILABLE | DATA NOT AVAILABLE | DATA NOT AVAILABLE | DATA NOT AVAILABLE | DATA NOT AVAILABLE | DATA NOT AVAILABLE | DATA NOT AVAILABLE | DATA NOT AVAILABLE | DATA NOT AVAILABLE | DATA NOT AVAILABLE | DATA NOT AVAILABLE | CONNECTED | 0.99465 | 0.99465 | 1.047 | 0.01425 | 0.015 | 2022-07-29 | DATA NOT AVAILABLE | DATA NOT AVAILABLE | DATA NOT AVAILABLE | DATA NOT AVAILABLE | DATA NOT AVAILABLE | DATA NOT AVAILABLE | DATA NOT AVAILABLE | DATA NOT AVAILABLE | DATA NOT AVAILABLE | DATA NOT AVAILABLE | DATA NOT AVAILABLE | DATA NOT AVAILABLE | DATA NOT AVAILABLE | 2023-08-10
1700053366459 | DATA NOT AVAILABLE | FHAOLAIN HYDRO LTD | EXPORT | DATA NOT AVAILABLE | DATA NOT AVAILABLE | BALLACHULISH | INVERNESS | PH49 4JA | SCOTLAND | 214307 | 748320 | KINLOCHLEVEN | DATA NOT APPLICABLE | KINLOCHLEVEN | 11 | SCOTTISH HYDRO ELECTRIC POWER DISTRIBUTION PLC | HYDRO (TO BE CONFIRMED) | HYDRO POWER SYSTEM | DATA NOT AVAILABLE | DATA NOT AVAILABLE | DATA NOT AVAILABLE | DATA NOT AVAILABLE | DATA NOT AVAILABLE | DATA NOT AVAILABLE | DATA NOT AVAILABLE | DATA NOT AVAILABLE | DATA NOT AVAILABLE | DATA NOT AVAILABLE | DATA NOT AVAILABLE | DATA NOT AVAILABLE | DATA NOT AVAILABLE | DATA NOT AVAILABLE | DATA NOT AVAILABLE | DATA NOT AVAILABLE | DATA NOT AVAILABLE | CONNECTED | 0.5567 | 0.5567 | 0.586 | DATA NOT AVAILABLE | DATA NOT AVAILABLE | DATA NOT AVAILABLE | DATA NOT AVAILABLE | DATA NOT AVAILABLE | DATA NOT AVAILABLE | DATA NOT AVAILABLE | DATA NOT AVAILABLE | DATA NOT AVAILABLE | DATA NOT AVAILABLE | DATA NOT AVAILABLE | DATA NOT AVAILABLE | DATA NOT AVAILABLE | DATA NOT AVAILABLE | DATA NOT AVAILABLE | DATA NOT AVAILABLE | 2023-08-10
1700053366477 | DATA NOT AVAILABLE | GAOIREAN HYDRO LTD | IMPORT | DATA NOT AVAILABLE | ALLT NAN GAOIREAN HYDRO | BALLACHULISH | INVERNESS | PH49 4JA | SCOTLAND | 214307 | 748320 | KINLOCHLEVEN | DATA NOT APPLICABLE | KINLOCHLEVEN | 11 | SCOTTISH HYDRO ELECTRIC POWER DISTRIBUTION PLC | HYDRO (TO BE CONFIRMED) | HYDRO POWER SYSTEM | DATA NOT AVAILABLE | DATA NOT AVAILABLE | DATA NOT AVAILABLE | 1.047 | DATA NOT AVAILABLE | DATA NOT AVAILABLE | DATA NOT AVAILABLE | DATA NOT AVAILABLE | DATA NOT AVAILABLE | DATA NOT AVAILABLE | DATA NOT AVAILABLE | DATA NOT AVAILABLE | DATA NOT AVAILABLE | DATA NOT AVAILABLE | DATA NOT AVAILABLE | DATA NOT AVAILABLE | DATA NOT AVAILABLE | CONNECTED | 0.99465 | 0.99465 | 1.047 | 0.01425 | 0.015 | 2022-05-09 | DATA NOT AVAILABLE | DATA NOT AVAILABLE | DATA NOT AVAILABLE | DATA NOT AVAILABLE | DATA NOT AVAILABLE | DATA NOT AVAILABLE | DATA NOT AVAILABLE | DATA NOT AVAILABLE | DATA NOT AVAILABLE | DATA NOT AVAILABLE | DATA NOT AVAILABLE | DATA NOT AVAILABLE | DATA NOT AVAILABLE | 2023-08-10
1700060006766 | DATA NOT AVAILABLE | COOP PPA SITES | RHICONICH HYDRO EXPORT | DATA NOT AVAILABLE | DATA NOT AVAILABLE | LAIRG | HIGHLAND | IV27 4RL | SCOTLAND | 225758 | 952367 | CASSLEY | DATA NOT APPLICABLE | RHICONICH | 11 | SCOTTISH HYDRO ELECTRIC POWER DISTRIBUTION PLC | HYDRO (TO BE CONFIRMED) | HYDRO POWER SYSTEM | DATA NOT AVAILABLE | DATA NOT AVAILABLE | DATA NOT AVAILABLE | 0.2 | DATA NOT AVAILABLE | DATA NOT AVAILABLE | DATA NOT AVAILABLE | DATA NOT AVAILABLE | DATA NOT AVAILABLE | DATA NOT AVAILABLE | DATA NOT AVAILABLE | DATA NOT AVAILABLE | DATA NOT AVAILABLE | DATA NOT AVAILABLE | DATA NOT AVAILABLE | DATA NOT AVAILABLE | DATA NOT AVAILABLE | CONNECTED | 0.19 | 0.19 | 0.2 | 0.0057 | 0.006 | 2022-04-22 | DATA NOT AVAILABLE | DATA NOT AVAILABLE | DATA NOT AVAILABLE | DATA NOT AVAILABLE | DATA NOT AVAILABLE | DATA NOT AVAILABLE | DATA NOT AVAILABLE | DATA NOT AVAILABLE | DATA NOT AVAILABLE | DATA NOT AVAILABLE | DATA NOT AVAILABLE | DATA NOT AVAILABLE | DATA NOT AVAILABLE | 2023-08-10
1700060006775 | DATA NOT AVAILABLE | DEANS OF HUNTLY LIMITED | DATA NOT AVAILABLE | DEANS OF HUNTLY LTD IMPORT/EXPORT | DEPOT ROAD | HUNTLY | ABERDEENSHIRE | AB54 8JX | SCOTLAND | 352402 | 839678 | DATA NOT AVAILABLE | DATA NOT APPLICABLE | DATA NOT AVAILABLE | DATA NOT AVAILABLE | SCOTTISH HYDRO ELECTRIC POWER DISTRIBUTION PLC | DATA NOT AVAILABLE | DATA NOT AVAILABLE | DATA NOT AVAILABLE | DATA NOT AVAILABLE | DATA NOT AVAILABLE | DATA NOT AVAILABLE | DATA NOT AVAILABLE | DATA NOT AVAILABLE | DATA NOT AVAILABLE | DATA NOT AVAILABLE | DATA NOT AVAILABLE | DATA NOT AVAILABLE | DATA NOT AVAILABLE | DATA NOT AVAILABLE | DATA NOT AVAILABLE | DATA NOT AVAILABLE | DATA NOT AVAILABLE | DATA NOT AVAILABLE | DATA NOT AVAILABLE | CONNECTED | 0.18905 | 0.18905 | 0.199 | DATA NOT AVAILABLE | DATA NOT AVAILABLE | DATA NOT AVAILABLE | DATA NOT AVAILABLE | DATA NOT AVAILABLE | DATA NOT AVAILABLE | DATA NOT AVAILABLE | DATA NOT AVAILABLE | DATA NOT AVAILABLE | DATA NOT AVAILABLE | DATA NOT AVAILABLE | DATA NOT AVAILABLE | DATA NOT AVAILABLE | DATA NOT AVAILABLE | DATA NOT AVAILABLE | DATA NOT AVAILABLE | 2023-08-10
1700060008709 | DATA NOT AVAILABLE | COOP PPA SITES | INVERARISH AND MINE BURN HYDRO | DATA NOT AVAILABLE | DATA NOT AVAILABLE | KYLE | HIGHLAND | IV40 8PB | SCOTLAND | 154886 | 836570 | BROADFORD | DATA NOT APPLICABLE | LOWER OLLACH | 11 | SCOTTISH HYDRO ELECTRIC POWER DISTRIBUTION PLC | HYDRO (TO BE CONFIRMED) | HYDRO POWER SYSTEM | DATA NOT AVAILABLE | DATA NOT AVAILABLE | DATA NOT AVAILABLE | 0.137 | DATA NOT AVAILABLE | DATA NOT AVAILABLE | DATA NOT AVAILABLE | DATA NOT AVAILABLE | DATA NOT AVAILABLE | DATA NOT AVAILABLE | DATA NOT AVAILABLE | DATA NOT AVAILABLE | DATA NOT AVAILABLE | DATA NOT AVAILABLE | DATA NOT AVAILABLE | DATA NOT AVAILABLE | DATA NOT AVAILABLE | CONNECTED | 0.13015 | 0.13015 | 0.137 | 0.057 | 0.06 | 2022-06-15 | DATA NOT AVAILABLE | DATA NOT AVAILABLE | DATA NOT AVAILABLE | DATA NOT AVAILABLE | DATA NOT AVAILABLE | DATA NOT AVAILABLE | DATA NOT AVAILABLE | DATA NOT AVAILABLE | DATA NOT AVAILABLE | DATA NOT AVAILABLE | DATA NOT AVAILABLE | DATA NOT AVAILABLE | DATA NOT AVAILABLE | 2023-08-10
1700060008754 | DATA NOT AVAILABLE | SW - FRASERBURGH WWTW | WASTE WATER TREATMENT WORKS | DATA NOT AVAILABLE | DATA NOT AVAILABLE | FRASERBURGH | ABERDEENSHIRE | AB43 7EP | SCOTLAND | 396587 | 867275 | DATA NOT AVAILABLE | DATA NOT APPLICABLE | DATA NOT AVAILABLE | DATA NOT AVAILABLE | SCOTTISH HYDRO ELECTRIC POWER DISTRIBUTION PLC | DATA NOT AVAILABLE | DATA NOT AVAILABLE | DATA NOT AVAILABLE | DATA NOT AVAILABLE | DATA NOT AVAILABLE | DATA NOT AVAILABLE | DATA NOT AVAILABLE | DATA NOT AVAILABLE | DATA NOT AVAILABLE | DATA NOT AVAILABLE | DATA NOT AVAILABLE | DATA NOT AVAILABLE | DATA NOT AVAILABLE | DATA NOT AVAILABLE | DATA NOT AVAILABLE | DATA NOT AVAILABLE | DATA NOT AVAILABLE | DATA NOT AVAILABLE | DATA NOT AVAILABLE | CONNECTED | 0.8075 | 0.8075 | 0.85 | DATA NOT AVAILABLE | DATA NOT AVAILABLE | DATA NOT AVAILABLE | DATA NOT AVAILABLE | DATA NOT AVAILABLE | DATA NOT AVAILABLE | DATA NOT AVAILABLE | DATA NOT AVAILABLE | DATA NOT AVAILABLE | DATA NOT AVAILABLE | DATA NOT AVAILABLE | DATA NOT AVAILABLE | DATA NOT AVAILABLE | DATA NOT AVAILABLE | DATA NOT AVAILABLE | DATA NOT AVAILABLE | 2023-08-10
1700060010771 | DATA NOT AVAILABLE | COOP PPA SITES | BURN OF ACHLAIS HYDRO IMPORT | DATA NOT AVAILABLE | DATA NOT AVAILABLE | GLASGOW | GLASGOW CITY | G63 0AD | SCOTLAND | 245965 | 692027 | DATA NOT AVAILABLE | DATA NOT APPLICABLE | DATA NOT AVAILABLE | HV | SCOTTISH HYDRO ELECTRIC POWER DISTRIBUTION PLC | HYDRO (TO BE CONFIRMED) | HYDRO POWER SYSTEM | DATA NOT AVAILABLE | DATA NOT AVAILABLE | DATA NOT AVAILABLE | 0.1 | DATA NOT AVAILABLE | DATA NOT AVAILABLE | DATA NOT AVAILABLE | DATA NOT AVAILABLE | DATA NOT AVAILABLE | DATA NOT AVAILABLE | DATA NOT AVAILABLE | DATA NOT AVAILABLE | DATA NOT AVAILABLE | DATA NOT AVAILABLE | DATA NOT AVAILABLE | DATA NOT AVAILABLE | DATA NOT AVAILABLE | CONNECTED | 0.095 | 0.095 | 0.1 | 0.0038 | 0.004 | 2022-05-16 | DATA NOT AVAILABLE | DATA NOT AVAILABLE | DATA NOT AVAILABLE | DATA NOT AVAILABLE | DATA NOT AVAILABLE | DATA NOT AVAILABLE | DATA NOT AVAILABLE | DATA NOT AVAILABLE | DATA NOT AVAILABLE | DATA NOT AVAILABLE | DATA NOT AVAILABLE | DATA NOT AVAILABLE | DATA NOT AVAILABLE | 2023-08-10
1700060055790 | DATA NOT AVAILABLE | REDACTED | REDACTED | REDACTED | REDACTED | REDACTED | REDACTED | AB43 7 | SCOTLAND | REDACTED | REDACTED | DATA NOT AVAILABLE | DATA NOT APPLICABLE | DATA NOT AVAILABLE | DATA NOT AVAILABLE | SCOTTISH HYDRO ELECTRIC POWER DISTRIBUTION PLC | DATA NOT AVAILABLE | DATA NOT AVAILABLE | DATA NOT AVAILABLE | DATA NOT AVAILABLE | DATA NOT AVAILABLE | DATA NOT AVAILABLE | DATA NOT AVAILABLE | DATA NOT AVAILABLE | DATA NOT AVAILABLE | DATA NOT AVAILABLE | DATA NOT AVAILABLE | DATA NOT AVAILABLE | DATA NOT AVAILABLE | DATA NOT AVAILABLE | DATA NOT AVAILABLE | DATA NOT AVAILABLE | DATA NOT AVAILABLE | DATA NOT AVAILABLE | DATA NOT AVAILABLE | CONNECTED | 0.1615 | 0.1615 | 0.17 | DATA NOT AVAILABLE | DATA NOT AVAILABLE | DATA NOT AVAILABLE | DATA NOT AVAILABLE | DATA NOT AVAILABLE | DATA NOT AVAILABLE | DATA NOT AVAILABLE | DATA NOT AVAILABLE | DATA NOT AVAILABLE | DATA NOT AVAILABLE | DATA NOT AVAILABLE | DATA NOT AVAILABLE | DATA NOT AVAILABLE | DATA NOT AVAILABLE | DATA NOT AVAILABLE | DATA NOT AVAILABLE | 2023-08-10
1700060070042 | DATA NOT AVAILABLE | FIRST INTEGRATED LTD | NPT KITCHENS AND JOINERY | IMPORT/EXPORT | BROADFOLD ROAD | ABERDEEN | ABERDEEN | AB23 8EE | SCOTLAND | 394405 | 810536 | DATA NOT AVAILABLE | DATA NOT APPLICABLE | DATA NOT AVAILABLE | DATA NOT AVAILABLE | SCOTTISH HYDRO ELECTRIC POWER DISTRIBUTION PLC | DATA NOT AVAILABLE | DATA NOT AVAILABLE | DATA NOT AVAILABLE | DATA NOT AVAILABLE | DATA NOT AVAILABLE | DATA NOT AVAILABLE | DATA NOT AVAILABLE | DATA NOT AVAILABLE | DATA NOT AVAILABLE | DATA NOT AVAILABLE | DATA NOT AVAILABLE | DATA NOT AVAILABLE | DATA NOT AVAILABLE | DATA NOT AVAILABLE | DATA NOT AVAILABLE | DATA NOT AVAILABLE | DATA NOT AVAILABLE | DATA NOT AVAILABLE | DATA NOT AVAILABLE | CONNECTED | 0.1045 | 0.1045 | 0.11 | DATA NOT AVAILABLE | DATA NOT AVAILABLE | DATA NOT AVAILABLE | DATA NOT AVAILABLE | DATA NOT AVAILABLE | DATA NOT AVAILABLE | DATA NOT AVAILABLE | DATA NOT AVAILABLE | DATA NOT AVAILABLE | DATA NOT AVAILABLE | DATA NOT AVAILABLE | DATA NOT AVAILABLE | DATA NOT AVAILABLE | DATA NOT AVAILABLE | DATA NOT AVAILABLE | DATA NOT AVAILABLE | 2023-08-10
2000027357128 | DATA NOT AVAILABLE | THAMES WATER UTILITIES LIMITED | OXFORD STW | OXFOS1ZZ | DATA NOT AVAILABLE | OXFORD | OXFORDSHIRE | OX4 4XU | ENGLAND | 454272 | 201976 | COWLEY GSP | COWLEY LOCAL | ROSE HILL | 11 | SOUTHERN ELECTRIC POWER DISTRIBUTION PLC | DATA NOT AVAILABLE | DATA NOT AVAILABLE | DATA NOT AVAILABLE | DATA NOT AVAILABLE | DATA NOT AVAILABLE | DATA NOT AVAILABLE | DATA NOT AVAILABLE | DATA NOT AVAILABLE | DATA NOT AVAILABLE | DATA NOT AVAILABLE | DATA NOT AVAILABLE | DATA NOT AVAILABLE | DATA NOT AVAILABLE | DATA NOT AVAILABLE | DATA NOT AVAILABLE | DATA NOT AVAILABLE | DATA NOT AVAILABLE | DATA NOT AVAILABLE | DATA NOT AVAILABLE | CONNECTED | 0.665 | 0.665 | 0.7 | DATA NOT AVAILABLE | DATA NOT AVAILABLE | DATA NOT AVAILABLE | DATA NOT AVAILABLE | DATA NOT AVAILABLE | DATA NOT AVAILABLE | DATA NOT AVAILABLE | DATA NOT AVAILABLE | DATA NOT AVAILABLE | DATA NOT AVAILABLE | DATA NOT AVAILABLE | DATA NOT AVAILABLE | DATA NOT AVAILABLE | DATA NOT AVAILABLE | DATA NOT AVAILABLE | DATA NOT AVAILABLE | 2023-08-10
2000050276477 | DATA NOT AVAILABLE | IGAS | SINGLETON OIL FIELD | DATA NOT AVAILABLE | SINGLETON | CHICHESTER | WEST SUSSEX | PO18 0EU | ENGLAND | 487497 | 112819 | BRAMLEY (FLEE) | FERNHURST | MIDHURST | 11 | SOUTHERN ELECTRIC POWER DISTRIBUTION PLC | DATA NOT AVAILABLE | DATA NOT AVAILABLE | DATA NOT AVAILABLE | DATA NOT AVAILABLE | DATA NOT AVAILABLE | DATA NOT AVAILABLE | DATA NOT AVAILABLE | DATA NOT AVAILABLE | DATA NOT AVAILABLE | DATA NOT AVAILABLE | DATA NOT AVAILABLE | DATA NOT AVAILABLE | DATA NOT AVAILABLE | DATA NOT AVAILABLE | DATA NOT AVAILABLE | DATA NOT AVAILABLE | DATA NOT AVAILABLE | DATA NOT AVAILABLE | DATA NOT AVAILABLE | CONNECTED | 0.95 | 0.95 | 1 | DATA NOT AVAILABLE | DATA NOT AVAILABLE | DATA NOT AVAILABLE | DATA NOT AVAILABLE | DATA NOT AVAILABLE | DATA NOT AVAILABLE | DATA NOT AVAILABLE | DATA NOT AVAILABLE | DATA NOT AVAILABLE | DATA NOT AVAILABLE | DATA NOT AVAILABLE | DATA NOT AVAILABLE | DATA NOT AVAILABLE | DATA NOT AVAILABLE | DATA NOT AVAILABLE | DATA NOT AVAILABLE | 2023-08-10
2000050824894 | DATA NOT AVAILABLE | WESSEX WATER SERVICES LIMITED | BLACKWELL SWGE WRKS | DATA NOT AVAILABLE | WESTMEAD LANE | CHIPPENHAM | WILTSHIRE | SN15 3HZ | ENGLAND | 391984 | 173098 | MELKSHAM GSP | CHIPPENHAM | ROWDEN | 11 | SOUTHERN ELECTRIC POWER DISTRIBUTION PLC | DATA NOT AVAILABLE | DATA NOT AVAILABLE | DATA NOT AVAILABLE | DATA NOT AVAILABLE | DATA NOT AVAILABLE | DATA NOT AVAILABLE | DATA NOT AVAILABLE | DATA NOT AVAILABLE | DATA NOT AVAILABLE | DATA NOT AVAILABLE | DATA NOT AVAILABLE | DATA NOT AVAILABLE | DATA NOT AVAILABLE | DATA NOT AVAILABLE | DATA NOT AVAILABLE | DATA NOT AVAILABLE | DATA NOT AVAILABLE | DATA NOT AVAILABLE | DATA NOT AVAILABLE | CONNECTED | 0.38 | 0.38 | 0.4 | DATA NOT AVAILABLE | DATA NOT AVAILABLE | DATA NOT AVAILABLE | DATA NOT AVAILABLE | DATA NOT AVAILABLE | DATA NOT AVAILABLE | DATA NOT AVAILABLE | DATA NOT AVAILABLE | DATA NOT AVAILABLE | DATA NOT AVAILABLE | DATA NOT AVAILABLE | DATA NOT AVAILABLE | DATA NOT AVAILABLE | DATA NOT AVAILABLE | DATA NOT AVAILABLE | DATA NOT AVAILABLE | 2023-08-10
2000050854356 | DATA NOT AVAILABLE | BUCKINGHAMSHIRE COUNCIL | HIGH HEAVENS LANDFILL SITE | DATA NOT AVAILABLE | CLAY LANE | HIGH WYCOMBE | BUCKINGHAMSHIRE | SL7 3DJ | ENGLAND | 483258 | 190566 | COWLEY GSP | HIGH WYCOMBE | HIGH WYCOMBE | 11 | SOUTHERN ELECTRIC POWER DISTRIBUTION PLC | DATA NOT AVAILABLE | DATA NOT AVAILABLE | DATA NOT AVAILABLE | DATA NOT AVAILABLE | DATA NOT AVAILABLE | DATA NOT AVAILABLE | DATA NOT AVAILABLE | DATA NOT AVAILABLE | DATA NOT AVAILABLE | DATA NOT AVAILABLE | DATA NOT AVAILABLE | DATA NOT AVAILABLE | DATA NOT AVAILABLE | DATA NOT AVAILABLE | DATA NOT AVAILABLE | DATA NOT AVAILABLE | DATA NOT AVAILABLE | DATA NOT AVAILABLE | DATA NOT AVAILABLE | CONNECTED | 0.95 | 0.95 | 1 | DATA NOT AVAILABLE | DATA NOT AVAILABLE | DATA NOT AVAILABLE | DATA NOT AVAILABLE | DATA NOT AVAILABLE | DATA NOT AVAILABLE | DATA NOT AVAILABLE | DATA NOT AVAILABLE | DATA NOT AVAILABLE | DATA NOT AVAILABLE | DATA NOT AVAILABLE | DATA NOT AVAILABLE | DATA NOT AVAILABLE | DATA NOT AVAILABLE | DATA NOT AVAILABLE | DATA NOT AVAILABLE | 2023-08-10
2000050935777 | DATA NOT AVAILABLE | INFINIS PLC - BEENHAM | LANDFILL SITE GENERATOR | DATA NOT AVAILABLE | GRANGE LANE | READING | BERKSHIRE | RG7 5PX | ENGLAND | 459488 | 167730 | BRAMLEY (ANDO-THAT) | THATCHAM | BEENHAM | 11 | SOUTHERN ELECTRIC POWER DISTRIBUTION PLC | DATA NOT AVAILABLE | DATA NOT AVAILABLE | DATA NOT AVAILABLE | DATA NOT AVAILABLE | DATA NOT AVAILABLE | DATA NOT AVAILABLE | DATA NOT AVAILABLE | DATA NOT AVAILABLE | DATA NOT AVAILABLE | DATA NOT AVAILABLE | DATA NOT AVAILABLE | DATA NOT AVAILABLE | DATA NOT AVAILABLE | DATA NOT AVAILABLE | DATA NOT AVAILABLE | DATA NOT AVAILABLE | DATA NOT AVAILABLE | DATA NOT AVAILABLE | DATA NOT AVAILABLE | CONNECTED | 0.78375 | 0.78375 | 0.825 | DATA NOT AVAILABLE | DATA NOT AVAILABLE | DATA NOT AVAILABLE | DATA NOT AVAILABLE | DATA NOT AVAILABLE | DATA NOT AVAILABLE | DATA NOT AVAILABLE | DATA NOT AVAILABLE | DATA NOT AVAILABLE | DATA NOT AVAILABLE | DATA NOT AVAILABLE | DATA NOT AVAILABLE | DATA NOT AVAILABLE | DATA NOT AVAILABLE | DATA NOT AVAILABLE | DATA NOT AVAILABLE | 2023-08-10
2000051080063 | DATA NOT AVAILABLE | INFINIS LIMITED | TRUMPS FARM GENERATION PROJECT | DATA NOT AVAILABLE | KITSMEAD LANE | CHERTSEY | SURREY | KT16 0EF | ENGLAND | 499647 | 166095 | BRAMLEY (FLEE) | BRACKNELL RESERVE | MVEE | 11 | SOUTHERN ELECTRIC POWER DISTRIBUTION PLC | DATA NOT AVAILABLE | DATA NOT AVAILABLE | DATA NOT AVAILABLE | DATA NOT AVAILABLE | DATA NOT AVAILABLE | DATA NOT AVAILABLE | DATA NOT AVAILABLE | DATA NOT AVAILABLE | DATA NOT AVAILABLE | DATA NOT AVAILABLE | DATA NOT AVAILABLE | DATA NOT AVAILABLE | DATA NOT AVAILABLE | DATA NOT AVAILABLE | DATA NOT AVAILABLE | DATA NOT AVAILABLE | DATA NOT AVAILABLE | DATA NOT AVAILABLE | DATA NOT AVAILABLE | CONNECTED | 0.779 | 0.779 | 0.82 | DATA NOT AVAILABLE | DATA NOT AVAILABLE | DATA NOT AVAILABLE | DATA NOT AVAILABLE | DATA NOT AVAILABLE | DATA NOT AVAILABLE | DATA NOT AVAILABLE | DATA NOT AVAILABLE | DATA NOT AVAILABLE | DATA NOT AVAILABLE | DATA NOT AVAILABLE | DATA NOT AVAILABLE | DATA NOT AVAILABLE | DATA NOT AVAILABLE | DATA NOT AVAILABLE | DATA NOT AVAILABLE | 2023-08-10
2000051141033 | DATA NOT AVAILABLE | VEOLIA UK LIMITED | SOMERLEY 182-303 | EBVS009 VS009 | SOMERLEY LANDFILL SITE | RINGWOOD | DORSET | BH24 3QE | ENGLAND | 412145 | 106814 | MANNINGTON GSP | MANNINGTON | MILL LANE | 11 | SOUTHERN ELECTRIC POWER DISTRIBUTION PLC | DATA NOT AVAILABLE | DATA NOT AVAILABLE | DATA NOT AVAILABLE | DATA NOT AVAILABLE | DATA NOT AVAILABLE | DATA NOT AVAILABLE | DATA NOT AVAILABLE | DATA NOT AVAILABLE | DATA NOT AVAILABLE | DATA NOT AVAILABLE | DATA NOT AVAILABLE | DATA NOT AVAILABLE | DATA NOT AVAILABLE | DATA NOT AVAILABLE | DATA NOT AVAILABLE | DATA NOT AVAILABLE | DATA NOT AVAILABLE | DATA NOT AVAILABLE | DATA NOT AVAILABLE | CONNECTED | 0.95285 | 0.95285 | 1.003 | DATA NOT AVAILABLE | DATA NOT AVAILABLE | DATA NOT AVAILABLE | DATA NOT AVAILABLE | DATA NOT AVAILABLE | DATA NOT AVAILABLE | DATA NOT AVAILABLE | DATA NOT AVAILABLE | DATA NOT AVAILABLE | DATA NOT AVAILABLE | DATA NOT AVAILABLE | DATA NOT AVAILABLE | DATA NOT AVAILABLE | DATA NOT AVAILABLE | DATA NOT AVAILABLE | DATA NOT AVAILABLE | 2023-08-10
2000051421018 | DATA NOT AVAILABLE | WESSEX WATER SERVICES LIMITED | DATA NOT AVAILABLE | HV SUPPLY PUMP ST | KNOLL LANE | WIMBORNE | DORSET | BH21 3RG | ENGLAND | 397587 | 98282 | MANNINGTON GSP | LYTCHETT | CORFE MULLEN | 11 | SOUTHERN ELECTRIC POWER DISTRIBUTION PLC | DATA NOT AVAILABLE | DATA NOT AVAILABLE | DATA NOT AVAILABLE | DATA NOT AVAILABLE | DATA NOT AVAILABLE | DATA NOT AVAILABLE | DATA NOT AVAILABLE | DATA NOT AVAILABLE | DATA NOT AVAILABLE | DATA NOT AVAILABLE | DATA NOT AVAILABLE | DATA NOT AVAILABLE | DATA NOT AVAILABLE | DATA NOT AVAILABLE | DATA NOT AVAILABLE | DATA NOT AVAILABLE | DATA NOT AVAILABLE | DATA NOT AVAILABLE | DATA NOT AVAILABLE | CONNECTED | 0.95 | 0.95 | 1 | DATA NOT AVAILABLE | DATA NOT AVAILABLE | DATA NOT AVAILABLE | DATA NOT AVAILABLE | DATA NOT AVAILABLE | DATA NOT AVAILABLE | DATA NOT AVAILABLE | DATA NOT AVAILABLE | DATA NOT AVAILABLE | DATA NOT AVAILABLE | DATA NOT AVAILABLE | DATA NOT AVAILABLE | DATA NOT AVAILABLE | DATA NOT AVAILABLE | DATA NOT AVAILABLE | DATA NOT AVAILABLE | 2023-08-10
2000051421189 | DATA NOT AVAILABLE | WESSEX WATER SERVICES LIMITED | TREATMENT WORKS | SWANAGE WASTE WATER | NR. MARINE VILLAS | SWANAGE | DORSET | BH19 2AP | ENGLAND | 403527 | 78652 | MANNINGTON GSP | WAREHAM | SWANAGE | 11 | SOUTHERN ELECTRIC POWER DISTRIBUTION PLC | DATA NOT AVAILABLE | DATA NOT AVAILABLE | DATA NOT AVAILABLE | DATA NOT AVAILABLE | DATA NOT AVAILABLE | DATA NOT AVAILABLE | DATA NOT AVAILABLE | DATA NOT AVAILABLE | DATA NOT AVAILABLE | DATA NOT AVAILABLE | DATA NOT AVAILABLE | DATA NOT AVAILABLE | DATA NOT AVAILABLE | DATA NOT AVAILABLE | DATA NOT AVAILABLE | DATA NOT AVAILABLE | DATA NOT AVAILABLE | DATA NOT AVAILABLE | DATA NOT AVAILABLE | CONNECTED | 0.95 | 0.95 | 1 | DATA NOT AVAILABLE | DATA NOT AVAILABLE | DATA NOT AVAILABLE | DATA NOT AVAILABLE | DATA NOT AVAILABLE | DATA NOT AVAILABLE | DATA NOT AVAILABLE | DATA NOT AVAILABLE | DATA NOT AVAILABLE | DATA NOT AVAILABLE | DATA NOT AVAILABLE | DATA NOT AVAILABLE | DATA NOT AVAILABLE | DATA NOT AVAILABLE | DATA NOT AVAILABLE | DATA NOT AVAILABLE | 2023-08-10
2000051469696 | DATA NOT AVAILABLE | VEOLIA UK LIMITED | BRAMSHILL 182-301 | EBVS010 | LANDFILL SITE | HOOK | HAMPSHIRE | RG27 0JW | ENGLAND | 475958 | 159761 | BRAMLEY (BASI) | BASINGSTOKE | ARBORFIELD | 11 | SOUTHERN ELECTRIC POWER DISTRIBUTION PLC | DATA NOT AVAILABLE | DATA NOT AVAILABLE | DATA NOT AVAILABLE | DATA NOT AVAILABLE | DATA NOT AVAILABLE | DATA NOT AVAILABLE | DATA NOT AVAILABLE | DATA NOT AVAILABLE | DATA NOT AVAILABLE | DATA NOT AVAILABLE | DATA NOT AVAILABLE | DATA NOT AVAILABLE | DATA NOT AVAILABLE | DATA NOT AVAILABLE | DATA NOT AVAILABLE | DATA NOT AVAILABLE | DATA NOT AVAILABLE | DATA NOT AVAILABLE | DATA NOT AVAILABLE | CONNECTED | 0.95 | 0.95 | 1 | DATA NOT AVAILABLE | DATA NOT AVAILABLE | DATA NOT AVAILABLE | DATA NOT AVAILABLE | DATA NOT AVAILABLE | DATA NOT AVAILABLE | DATA NOT AVAILABLE | DATA NOT AVAILABLE | DATA NOT AVAILABLE | DATA NOT AVAILABLE | DATA NOT AVAILABLE | DATA NOT AVAILABLE | DATA NOT AVAILABLE | DATA NOT AVAILABLE | DATA NOT AVAILABLE | DATA NOT AVAILABLE | 2023-08-10
2000052543375 | DATA NOT AVAILABLE | THAMES WATER UTILITIES LIMITED | SWINFORD PUMPING STN | DATA NOT AVAILABLE | OXFORD ROAD | WITNEY | OXFORDSHIRE | OX29 4DU | ENGLAND | 444036 | 208338 | COWLEY GSP | YARNTON | EYNSHAM | 11 | SOUTHERN ELECTRIC POWER DISTRIBUTION PLC | DATA NOT AVAILABLE | DATA NOT AVAILABLE | DATA NOT AVAILABLE | DATA NOT AVAILABLE | DATA NOT AVAILABLE | DATA NOT AVAILABLE | DATA NOT AVAILABLE | DATA NOT AVAILABLE | DATA NOT AVAILABLE | DATA NOT AVAILABLE | DATA NOT AVAILABLE | DATA NOT AVAILABLE | DATA NOT AVAILABLE | DATA NOT AVAILABLE | DATA NOT AVAILABLE | DATA NOT AVAILABLE | DATA NOT AVAILABLE | DATA NOT AVAILABLE | DATA NOT AVAILABLE | CONNECTED | 0.95 | 0.95 | 1 | DATA NOT AVAILABLE | DATA NOT AVAILABLE | DATA NOT AVAILABLE | DATA NOT AVAILABLE | DATA NOT AVAILABLE | DATA NOT AVAILABLE | DATA NOT AVAILABLE | DATA NOT AVAILABLE | DATA NOT AVAILABLE | DATA NOT AVAILABLE | DATA NOT AVAILABLE | DATA NOT AVAILABLE | DATA NOT AVAILABLE | DATA NOT AVAILABLE | DATA NOT AVAILABLE | DATA NOT AVAILABLE | 2023-08-10
2000053328339 | DATA NOT AVAILABLE | VIRIDOR LIMITED | GENERATOR SUPPLY | DATA NOT AVAILABLE | SQUABB WOOD | ROMSEY | HAMPSHIRE | DATA NOT AVAILABLE | ENGLAND | DATA NOT AVAILABLE | DATA NOT AVAILABLE | NURSLING GSP | ROWNHAMS | ROMSEY | 11 | SOUTHERN ELECTRIC POWER DISTRIBUTION PLC | DATA NOT AVAILABLE | DATA NOT AVAILABLE | DATA NOT AVAILABLE | DATA NOT AVAILABLE | DATA NOT AVAILABLE | DATA NOT AVAILABLE | DATA NOT AVAILABLE | DATA NOT AVAILABLE | DATA NOT AVAILABLE | DATA NOT AVAILABLE | DATA NOT AVAILABLE | DATA NOT AVAILABLE | DATA NOT AVAILABLE | DATA NOT AVAILABLE | DATA NOT AVAILABLE | DATA NOT AVAILABLE | DATA NOT AVAILABLE | DATA NOT AVAILABLE | DATA NOT AVAILABLE | CONNECTED | 0.95 | 0.95 | 1 | DATA NOT AVAILABLE | DATA NOT AVAILABLE | DATA NOT AVAILABLE | DATA NOT AVAILABLE | DATA NOT AVAILABLE | DATA NOT AVAILABLE | DATA NOT AVAILABLE | DATA NOT AVAILABLE | DATA NOT AVAILABLE | DATA NOT AVAILABLE | DATA NOT AVAILABLE | DATA NOT AVAILABLE | DATA NOT AVAILABLE | DATA NOT AVAILABLE | DATA NOT AVAILABLE | DATA NOT AVAILABLE | 2023-08-10
2000053471794 | DATA NOT AVAILABLE | GRUNDON WASTE MANAGEMENT LIMITED | DEPOT | DATA NOT AVAILABLE | STAR LANE | READING | BERKSHIRE | RG7 5PY | ENGLAND | 459687 | 167953 | BRAMLEY (ANDO-THAT) | THATCHAM | BEENHAM | 11 | SOUTHERN ELECTRIC POWER DISTRIBUTION PLC | DATA NOT AVAILABLE | DATA NOT AVAILABLE | DATA NOT AVAILABLE | DATA NOT AVAILABLE | DATA NOT AVAILABLE | DATA NOT AVAILABLE | DATA NOT AVAILABLE | DATA NOT AVAILABLE | DATA NOT AVAILABLE | DATA NOT AVAILABLE | DATA NOT AVAILABLE | DATA NOT AVAILABLE | DATA NOT AVAILABLE | DATA NOT AVAILABLE | DATA NOT AVAILABLE | DATA NOT AVAILABLE | DATA NOT AVAILABLE | DATA NOT AVAILABLE | DATA NOT AVAILABLE | CONNECTED | 0.475 | 0.475 | 0.5 | DATA NOT AVAILABLE | DATA NOT AVAILABLE | DATA NOT AVAILABLE | DATA NOT AVAILABLE | DATA NOT AVAILABLE | DATA NOT AVAILABLE | DATA NOT AVAILABLE | DATA NOT AVAILABLE | DATA NOT AVAILABLE | DATA NOT AVAILABLE | DATA NOT AVAILABLE | DATA NOT AVAILABLE | DATA NOT AVAILABLE | DATA NOT AVAILABLE | DATA NOT AVAILABLE | DATA NOT AVAILABLE | 2023-08-10
2000053514844 | DATA NOT AVAILABLE | RENEWABLE POWER SYSTEMS LIMITED | APSLEY FARM LANDFILL SITE | DATA NOT AVAILABLE | APSLEY FARM | ANDOVER | HAMPSHIRE | SP11 6NA | ENGLAND | 442238 | 147972 | MELKSHAM GSP | ANDOVER | WHITCHURCH | 11 | SOUTHERN ELECTRIC POWER DISTRIBUTION PLC | DATA NOT AVAILABLE | DATA NOT AVAILABLE | DATA NOT AVAILABLE | DATA NOT AVAILABLE | DATA NOT AVAILABLE | DATA NOT AVAILABLE | DATA NOT AVAILABLE | DATA NOT AVAILABLE | DATA NOT AVAILABLE | DATA NOT AVAILABLE | DATA NOT AVAILABLE | DATA NOT AVAILABLE | DATA NOT AVAILABLE | DATA NOT AVAILABLE | DATA NOT AVAILABLE | DATA NOT AVAILABLE | DATA NOT AVAILABLE | DATA NOT AVAILABLE | DATA NOT AVAILABLE | CONNECTED | 0.7125 | 0.7125 | 0.75 | DATA NOT AVAILABLE | DATA NOT AVAILABLE | DATA NOT AVAILABLE | DATA NOT AVAILABLE | DATA NOT AVAILABLE | DATA NOT AVAILABLE | DATA NOT AVAILABLE | DATA NOT AVAILABLE | DATA NOT AVAILABLE | DATA NOT AVAILABLE | DATA NOT AVAILABLE | DATA NOT AVAILABLE | DATA NOT AVAILABLE | DATA NOT AVAILABLE | DATA NOT AVAILABLE | DATA NOT AVAILABLE | 2023-08-10
2000053522260 | DATA NOT AVAILABLE | FBA | TELLISFORD MILL | DATA NOT AVAILABLE | FOOTPATH | FROME | SOMERSET | BA2 7RL | ENGLAND | 380281 | 155672 | MELKSHAM GSP | NORRINGTON | BRADFORD ON AVON | 11 | SOUTHERN ELECTRIC POWER DISTRIBUTION PLC | DATA NOT AVAILABLE | DATA NOT AVAILABLE | DATA NOT AVAILABLE | DATA NOT AVAILABLE | DATA NOT AVAILABLE | DATA NOT AVAILABLE | DATA NOT AVAILABLE | DATA NOT AVAILABLE | DATA NOT AVAILABLE | DATA NOT AVAILABLE | DATA NOT AVAILABLE | DATA NOT AVAILABLE | DATA NOT AVAILABLE | DATA NOT AVAILABLE | DATA NOT AVAILABLE | DATA NOT AVAILABLE | DATA NOT AVAILABLE | DATA NOT AVAILABLE | DATA NOT AVAILABLE | CONNECTED | 0.06175 | 0.06175 | 0.065 | DATA NOT AVAILABLE | DATA NOT AVAILABLE | DATA NOT AVAILABLE | DATA NOT AVAILABLE | DATA NOT AVAILABLE | DATA NOT AVAILABLE | DATA NOT AVAILABLE | DATA NOT AVAILABLE | DATA NOT AVAILABLE | DATA NOT AVAILABLE | DATA NOT AVAILABLE | DATA NOT AVAILABLE | DATA NOT AVAILABLE | DATA NOT AVAILABLE | DATA NOT AVAILABLE | DATA NOT AVAILABLE | 2023-08-10
2000053780487 | DATA NOT AVAILABLE | YORKSHIRE BOTANICLES | DATA NOT AVAILABLE | JAKES NURSERY | SELSEY ROAD | CHICHESTER | WEST SUSSEX | PO20 7QX | ENGLAND | 485405 | 98585 | LOVEDEAN GSP | HUNSTON | BIRDHAM | 11 | SOUTHERN ELECTRIC POWER DISTRIBUTION PLC | DATA NOT AVAILABLE | DATA NOT AVAILABLE | DATA NOT AVAILABLE | DATA NOT AVAILABLE | DATA NOT AVAILABLE | DATA NOT AVAILABLE | DATA NOT AVAILABLE | DATA NOT AVAILABLE | DATA NOT AVAILABLE | DATA NOT AVAILABLE | DATA NOT AVAILABLE | DATA NOT AVAILABLE | DATA NOT AVAILABLE | DATA NOT AVAILABLE | DATA NOT AVAILABLE | DATA NOT AVAILABLE | DATA NOT AVAILABLE | DATA NOT AVAILABLE | DATA NOT AVAILABLE | CONNECTED | 0.285 | 0.285 | 0.3 | DATA NOT AVAILABLE | DATA NOT AVAILABLE | DATA NOT AVAILABLE | DATA NOT AVAILABLE | DATA NOT AVAILABLE | DATA NOT AVAILABLE | DATA NOT AVAILABLE | DATA NOT AVAILABLE | DATA NOT AVAILABLE | DATA NOT AVAILABLE | DATA NOT AVAILABLE | DATA NOT AVAILABLE | DATA NOT AVAILABLE | DATA NOT AVAILABLE | DATA NOT AVAILABLE | DATA NOT AVAILABLE | 2023-08-10
2000053900225 | DATA NOT AVAILABLE | SOUTHERN WATER SERVICES LIMITED | IMPORT/EXPORT SUPPLY | FULLERTON S T W | DATA NOT AVAILABLE | ANDOVER | HAMPSHIRE | SP11 7QY | ENGLAND | 436175 | 142336 | DATA NOT AVAILABLE | DATA NOT AVAILABLE | DATA NOT AVAILABLE | DATA NOT AVAILABLE | SOUTHERN ELECTRIC POWER DISTRIBUTION PLC | DATA NOT AVAILABLE | DATA NOT AVAILABLE | DATA NOT AVAILABLE | DATA NOT AVAILABLE | DATA NOT AVAILABLE | DATA NOT AVAILABLE | DATA NOT AVAILABLE | DATA NOT AVAILABLE | DATA NOT AVAILABLE | DATA NOT AVAILABLE | DATA NOT AVAILABLE | DATA NOT AVAILABLE | DATA NOT AVAILABLE | DATA NOT AVAILABLE | DATA NOT AVAILABLE | DATA NOT AVAILABLE | DATA NOT AVAILABLE | DATA NOT AVAILABLE | DATA NOT AVAILABLE | CONNECTED | 0.2755 | 0.2755 | 0.29 | DATA NOT AVAILABLE | DATA NOT AVAILABLE | DATA NOT AVAILABLE | DATA NOT AVAILABLE | DATA NOT AVAILABLE | DATA NOT AVAILABLE | DATA NOT AVAILABLE | DATA NOT AVAILABLE | DATA NOT AVAILABLE | DATA NOT AVAILABLE | DATA NOT AVAILABLE | DATA NOT AVAILABLE | DATA NOT AVAILABLE | DATA NOT AVAILABLE | DATA NOT AVAILABLE | DATA NOT AVAILABLE | 2023-08-10
2000053942049 | DATA NOT AVAILABLE | INFINIS LIMITED | IMPORT | DATA NOT AVAILABLE | LIDSEY LANDFILL SITE NO 2 | BOGNOR REGIS | WEST SUSSEX | PO22 9PL | ENGLAND | 493753 | 103509 | LOVEDEAN GSP | CHICHESTER | CHICHESTER | 11 | SOUTHERN ELECTRIC POWER DISTRIBUTION PLC | DATA NOT AVAILABLE | DATA NOT AVAILABLE | DATA NOT AVAILABLE | DATA NOT AVAILABLE | DATA NOT AVAILABLE | DATA NOT AVAILABLE | DATA NOT AVAILABLE | DATA NOT AVAILABLE | DATA NOT AVAILABLE | DATA NOT AVAILABLE | DATA NOT AVAILABLE | DATA NOT AVAILABLE | DATA NOT AVAILABLE | DATA NOT AVAILABLE | DATA NOT AVAILABLE | DATA NOT AVAILABLE | DATA NOT AVAILABLE | DATA NOT AVAILABLE | DATA NOT AVAILABLE | CONNECTED | 0.95 | 0.95 | 1 | DATA NOT AVAILABLE | DATA NOT AVAILABLE | DATA NOT AVAILABLE | DATA NOT AVAILABLE | DATA NOT AVAILABLE | DATA NOT AVAILABLE | DATA NOT AVAILABLE | DATA NOT AVAILABLE | DATA NOT AVAILABLE | DATA NOT AVAILABLE | DATA NOT AVAILABLE | DATA NOT AVAILABLE | DATA NOT AVAILABLE | DATA NOT AVAILABLE | DATA NOT AVAILABLE | DATA NOT AVAILABLE | 2023-08-10
2000054227650 | DATA NOT AVAILABLE | REDACTED | REDACTED | REDACTED | REDACTED | REDACTED | REDACTED | DT11 0 | ENGLAND | REDACTED | REDACTED | MANNINGTON GSP | SHAFTESBURY | SHROTON | 11 | SOUTHERN ELECTRIC POWER DISTRIBUTION PLC | DATA NOT AVAILABLE | DATA NOT AVAILABLE | DATA NOT AVAILABLE | DATA NOT AVAILABLE | DATA NOT AVAILABLE | DATA NOT AVAILABLE | DATA NOT AVAILABLE | DATA NOT AVAILABLE | DATA NOT AVAILABLE | DATA NOT AVAILABLE | DATA NOT AVAILABLE | DATA NOT AVAILABLE | DATA NOT AVAILABLE | DATA NOT AVAILABLE | DATA NOT AVAILABLE | DATA NOT AVAILABLE | DATA NOT AVAILABLE | DATA NOT AVAILABLE | DATA NOT AVAILABLE | CONNECTED | 0.27075 | 0.27075 | 0.285 | DATA NOT AVAILABLE | DATA NOT AVAILABLE | DATA NOT AVAILABLE | DATA NOT AVAILABLE | DATA NOT AVAILABLE | DATA NOT AVAILABLE | DATA NOT AVAILABLE | DATA NOT AVAILABLE | DATA NOT AVAILABLE | DATA NOT AVAILABLE | DATA NOT AVAILABLE | DATA NOT AVAILABLE | DATA NOT AVAILABLE | DATA NOT AVAILABLE | DATA NOT AVAILABLE | DATA NOT AVAILABLE | 2023-08-10
2000054299654 | DATA NOT AVAILABLE | WESSEX WATER SERVICES LIMITED | DATA NOT AVAILABLE | DATA NOT AVAILABLE | DATA NOT AVAILABLE | WARMINSTER | WILTSHIRE | BA12 9PB | ENGLAND | 387374 | 144138 | MELKSHAM GSP | FROME | CROCKERTON | 11 | SOUTHERN ELECTRIC POWER DISTRIBUTION PLC | DATA NOT AVAILABLE | DATA NOT AVAILABLE | DATA NOT AVAILABLE | DATA NOT AVAILABLE | DATA NOT AVAILABLE | DATA NOT AVAILABLE | DATA NOT AVAILABLE | DATA NOT AVAILABLE | DATA NOT AVAILABLE | DATA NOT AVAILABLE | DATA NOT AVAILABLE | DATA NOT AVAILABLE | DATA NOT AVAILABLE | DATA NOT AVAILABLE | DATA NOT AVAILABLE | DATA NOT AVAILABLE | DATA NOT AVAILABLE | DATA NOT AVAILABLE | DATA NOT AVAILABLE | CONNECTED | 0.95 | 0.95 | 1 | DATA NOT AVAILABLE | DATA NOT AVAILABLE | DATA NOT AVAILABLE | DATA NOT AVAILABLE | DATA NOT AVAILABLE | DATA NOT AVAILABLE | DATA NOT AVAILABLE | DATA NOT AVAILABLE | DATA NOT AVAILABLE | DATA NOT AVAILABLE | DATA NOT AVAILABLE | DATA NOT AVAILABLE | DATA NOT AVAILABLE | DATA NOT AVAILABLE | DATA NOT AVAILABLE | DATA NOT AVAILABLE | 2023-08-10
2000054368573 | DATA NOT AVAILABLE | WESSEX WATER SERVICES LIMITED | DATA NOT AVAILABLE | SEWAGE PLANT | PETERSFINGER ROAD | SALISBURY | WILTSHIRE | SP5 3BZ | ENGLAND | 416312 | 129224 | MANNINGTON GSP | SALISBURY | PETERSFINGER | 11 | SOUTHERN ELECTRIC POWER DISTRIBUTION PLC | DATA NOT AVAILABLE | DATA NOT AVAILABLE | DATA NOT AVAILABLE | DATA NOT AVAILABLE | DATA NOT AVAILABLE | DATA NOT AVAILABLE | DATA NOT AVAILABLE | DATA NOT AVAILABLE | DATA NOT AVAILABLE | DATA NOT AVAILABLE | DATA NOT AVAILABLE | DATA NOT AVAILABLE | DATA NOT AVAILABLE | DATA NOT AVAILABLE | DATA NOT AVAILABLE | DATA NOT AVAILABLE | DATA NOT AVAILABLE | DATA NOT AVAILABLE | DATA NOT AVAILABLE | CONNECTED | 0.361 | 0.361 | 0.38 | DATA NOT AVAILABLE | DATA NOT AVAILABLE | DATA NOT AVAILABLE | DATA NOT AVAILABLE | DATA NOT AVAILABLE | DATA NOT AVAILABLE | DATA NOT AVAILABLE | DATA NOT AVAILABLE | DATA NOT AVAILABLE | DATA NOT AVAILABLE | DATA NOT AVAILABLE | DATA NOT AVAILABLE | DATA NOT AVAILABLE | DATA NOT AVAILABLE | DATA NOT AVAILABLE | DATA NOT AVAILABLE | 2023-08-10
2000054533848 | DATA NOT AVAILABLE | RENEWABLE POWER SYSTEMS LIMITED | FINMERE QUARRY LANDFILL SITE | DATA NOT AVAILABLE | BANBURY ROAD | BUCKINGHAM | BUCKINGHAMSHIRE | MK18 4AJ | ENGLAND | 462419 | 233211 | EAST CLAYDON GSP | BICESTER NORTH | COTTISFORD | 33 | SOUTHERN ELECTRIC POWER DISTRIBUTION PLC | DATA NOT AVAILABLE | DATA NOT AVAILABLE | DATA NOT AVAILABLE | DATA NOT AVAILABLE | DATA NOT AVAILABLE | DATA NOT AVAILABLE | DATA NOT AVAILABLE | DATA NOT AVAILABLE | DATA NOT AVAILABLE | DATA NOT AVAILABLE | DATA NOT AVAILABLE | DATA NOT AVAILABLE | DATA NOT AVAILABLE | DATA NOT AVAILABLE | DATA NOT AVAILABLE | DATA NOT AVAILABLE | DATA NOT AVAILABLE | DATA NOT AVAILABLE | DATA NOT AVAILABLE | CONNECTED | 0.58425 | 0.58425 | 0.615 | DATA NOT AVAILABLE | DATA NOT AVAILABLE | DATA NOT AVAILABLE | DATA NOT AVAILABLE | DATA NOT AVAILABLE | DATA NOT AVAILABLE | DATA NOT AVAILABLE | DATA NOT AVAILABLE | DATA NOT AVAILABLE | DATA NOT AVAILABLE | DATA NOT AVAILABLE | DATA NOT AVAILABLE | DATA NOT AVAILABLE | DATA NOT AVAILABLE | DATA NOT AVAILABLE | DATA NOT AVAILABLE | 2023-08-10
2000054599653 | DATA NOT AVAILABLE | VIRIDOR WASTE MANAGEMENT LTD (POWERGEN) | LANDFILL GAS GENERATOR | EXPORT SUPPLY | WARMWELL LANDFILL SITE | DORCHESTER | DORSET | DT2 8BS | ENGLAND | 377124 | 88448 | MANNINGTON GSP | DATA NOT AVAILABLE | WINFRITH HEATH | 11 | SOUTHERN ELECTRIC POWER DISTRIBUTION PLC | DATA NOT AVAILABLE | DATA NOT AVAILABLE | DATA NOT AVAILABLE | DATA NOT AVAILABLE | DATA NOT AVAILABLE | DATA NOT AVAILABLE | DATA NOT AVAILABLE | DATA NOT AVAILABLE | DATA NOT AVAILABLE | DATA NOT AVAILABLE | DATA NOT AVAILABLE | DATA NOT AVAILABLE | DATA NOT AVAILABLE | DATA NOT AVAILABLE | DATA NOT AVAILABLE | DATA NOT AVAILABLE | DATA NOT AVAILABLE | DATA NOT AVAILABLE | DATA NOT AVAILABLE | CONNECTED | 0.2375 | 0.2375 | 0.25 | DATA NOT AVAILABLE | DATA NOT AVAILABLE | DATA NOT AVAILABLE | DATA NOT AVAILABLE | DATA NOT AVAILABLE | DATA NOT AVAILABLE | DATA NOT AVAILABLE | DATA NOT AVAILABLE | DATA NOT AVAILABLE | DATA NOT AVAILABLE | DATA NOT AVAILABLE | DATA NOT AVAILABLE | DATA NOT AVAILABLE | DATA NOT AVAILABLE | DATA NOT AVAILABLE | DATA NOT AVAILABLE | 2023-08-10
2000054664035 | DATA NOT AVAILABLE | MELBURY BIOENERGY LTD | GENERATOR CONNECTION | DATA NOT AVAILABLE | MELBURY DAIRY | DORCHESTER | DORSET | DT2 0LU | ENGLAND | 357375 | 107785 | AXMINSTER | YEOVIL | YETMINSTER | 11 | SOUTHERN ELECTRIC POWER DISTRIBUTION PLC | DATA NOT AVAILABLE | DATA NOT AVAILABLE | DATA NOT AVAILABLE | DATA NOT AVAILABLE | DATA NOT AVAILABLE | DATA NOT AVAILABLE | DATA NOT AVAILABLE | DATA NOT AVAILABLE | DATA NOT AVAILABLE | DATA NOT AVAILABLE | DATA NOT AVAILABLE | DATA NOT AVAILABLE | DATA NOT AVAILABLE | DATA NOT AVAILABLE | DATA NOT AVAILABLE | DATA NOT AVAILABLE | DATA NOT AVAILABLE | DATA NOT AVAILABLE | DATA NOT AVAILABLE | CONNECTED | 0.475 | 0.475 | 0.5 | DATA NOT AVAILABLE | DATA NOT AVAILABLE | DATA NOT AVAILABLE | DATA NOT AVAILABLE | DATA NOT AVAILABLE | DATA NOT AVAILABLE | DATA NOT AVAILABLE | DATA NOT AVAILABLE | DATA NOT AVAILABLE | DATA NOT AVAILABLE | DATA NOT AVAILABLE | DATA NOT AVAILABLE | DATA NOT AVAILABLE | DATA NOT AVAILABLE | DATA NOT AVAILABLE | DATA NOT AVAILABLE | 2023-08-10
2000054751566 | DATA NOT AVAILABLE | KADANS SCIENCE PARTNER 11 UK LTD | UNIT C | DATA NOT AVAILABLE | GRANGE COURT | ABINGDON | OXFORDSHIRE | OX14 3YT | ENGLAND | 450864 | 197335 | COWLEY GSP | DRAYTON | WINSMORE LANE | 11 | SOUTHERN ELECTRIC POWER DISTRIBUTION PLC | DATA NOT AVAILABLE | DATA NOT AVAILABLE | DATA NOT AVAILABLE | DATA NOT AVAILABLE | DATA NOT AVAILABLE | DATA NOT AVAILABLE | DATA NOT AVAILABLE | DATA NOT AVAILABLE | DATA NOT AVAILABLE | DATA NOT AVAILABLE | DATA NOT AVAILABLE | DATA NOT AVAILABLE | DATA NOT AVAILABLE | DATA NOT AVAILABLE | DATA NOT AVAILABLE | DATA NOT AVAILABLE | DATA NOT AVAILABLE | DATA NOT AVAILABLE | DATA NOT AVAILABLE | CONNECTED | 0.095 | 0.095 | 0.1 | DATA NOT AVAILABLE | DATA NOT AVAILABLE | DATA NOT AVAILABLE | DATA NOT AVAILABLE | DATA NOT AVAILABLE | DATA NOT AVAILABLE | DATA NOT AVAILABLE | DATA NOT AVAILABLE | DATA NOT AVAILABLE | DATA NOT AVAILABLE | DATA NOT AVAILABLE | DATA NOT AVAILABLE | DATA NOT AVAILABLE | DATA NOT AVAILABLE | DATA NOT AVAILABLE | DATA NOT AVAILABLE | 2023-08-10
2000054785166 | DATA NOT AVAILABLE | DATA NOT AVAILABLE | DATA NOT AVAILABLE | DATA NOT AVAILABLE | DATA NOT AVAILABLE | DATA NOT AVAILABLE | DATA NOT AVAILABLE | DATA NOT AVAILABLE | ENGLAND | DATA NOT AVAILABLE | DATA NOT AVAILABLE | DATA NOT AVAILABLE | DATA NOT AVAILABLE | DATA NOT AVAILABLE | DATA NOT AVAILABLE | SOUTHERN ELECTRIC POWER DISTRIBUTION PLC | DATA NOT AVAILABLE | DATA NOT AVAILABLE | DATA NOT AVAILABLE | DATA NOT AVAILABLE | DATA NOT AVAILABLE | DATA NOT AVAILABLE | DATA NOT AVAILABLE | DATA NOT AVAILABLE | DATA NOT AVAILABLE | DATA NOT AVAILABLE | DATA NOT AVAILABLE | DATA NOT AVAILABLE | DATA NOT AVAILABLE | DATA NOT AVAILABLE | DATA NOT AVAILABLE | DATA NOT AVAILABLE | DATA NOT AVAILABLE | DATA NOT AVAILABLE | DATA NOT AVAILABLE | CONNECTED | 0.95 | 0.95 | 1 | DATA NOT AVAILABLE | DATA NOT AVAILABLE | DATA NOT AVAILABLE | DATA NOT AVAILABLE | DATA NOT AVAILABLE | DATA NOT AVAILABLE | DATA NOT AVAILABLE | DATA NOT AVAILABLE | DATA NOT AVAILABLE | DATA NOT AVAILABLE | DATA NOT AVAILABLE | DATA NOT AVAILABLE | DATA NOT AVAILABLE | DATA NOT AVAILABLE | DATA NOT AVAILABLE | DATA NOT AVAILABLE | 2023-08-10
2000054816061 | DATA NOT AVAILABLE | REDACTED | REDACTED | REDACTED | REDACTED | REDACTED | REDACTED | GL7 5D | ENGLAND | REDACTED | REDACTED | MINETY GSP | CIRENCESTER | FAIRFORD | 11 | SOUTHERN ELECTRIC POWER DISTRIBUTION PLC | DATA NOT AVAILABLE | DATA NOT AVAILABLE | DATA NOT AVAILABLE | DATA NOT AVAILABLE | DATA NOT AVAILABLE | DATA NOT AVAILABLE | DATA NOT AVAILABLE | DATA NOT AVAILABLE | DATA NOT AVAILABLE | DATA NOT AVAILABLE | DATA NOT AVAILABLE | DATA NOT AVAILABLE | DATA NOT AVAILABLE | DATA NOT AVAILABLE | DATA NOT AVAILABLE | DATA NOT AVAILABLE | DATA NOT AVAILABLE | DATA NOT AVAILABLE | DATA NOT AVAILABLE | CONNECTED | 0.4275 | 0.4275 | 0.45 | DATA NOT AVAILABLE | DATA NOT AVAILABLE | DATA NOT AVAILABLE | DATA NOT AVAILABLE | DATA NOT AVAILABLE | DATA NOT AVAILABLE | DATA NOT AVAILABLE | DATA NOT AVAILABLE | DATA NOT AVAILABLE | DATA NOT AVAILABLE | DATA NOT AVAILABLE | DATA NOT AVAILABLE | DATA NOT AVAILABLE | DATA NOT AVAILABLE | DATA NOT AVAILABLE | DATA NOT AVAILABLE | 2023-08-10
2000054850540 | DATA NOT AVAILABLE | RENEWABLE POWER SYSTEMS LIMITED | POUND BOTTOM LANDFILL SITE | DATA NOT AVAILABLE | FOREST ROAD | SALISBURY | WILTSHIRE | SP5 2PU | ENGLAND | 421111 | 118174 | MANNINGTON GSP | SALISBURY | REDLYNCH | 11 | SOUTHERN ELECTRIC POWER DISTRIBUTION PLC | DATA NOT AVAILABLE | DATA NOT AVAILABLE | DATA NOT AVAILABLE | DATA NOT AVAILABLE | DATA NOT AVAILABLE | DATA NOT AVAILABLE | DATA NOT AVAILABLE | DATA NOT AVAILABLE | DATA NOT AVAILABLE | DATA NOT AVAILABLE | DATA NOT AVAILABLE | DATA NOT AVAILABLE | DATA NOT AVAILABLE | DATA NOT AVAILABLE | DATA NOT AVAILABLE | DATA NOT AVAILABLE | DATA NOT AVAILABLE | DATA NOT AVAILABLE | DATA NOT AVAILABLE | CONNECTED | 0.57 | 0.57 | 0.6 | DATA NOT AVAILABLE | DATA NOT AVAILABLE | DATA NOT AVAILABLE | DATA NOT AVAILABLE | DATA NOT AVAILABLE | DATA NOT AVAILABLE | DATA NOT AVAILABLE | DATA NOT AVAILABLE | DATA NOT AVAILABLE | DATA NOT AVAILABLE | DATA NOT AVAILABLE | DATA NOT AVAILABLE | DATA NOT AVAILABLE | DATA NOT AVAILABLE | DATA NOT AVAILABLE | DATA NOT AVAILABLE | 2023-08-10
2000054939890 | DATA NOT AVAILABLE | SUEZ RECYCLING AND RECOVERY UK LTD | SITA UK | DATA NOT AVAILABLE | HOLLOWAY LANE | WEST DRAYTON | GREATER LONDON | UB7 0AE | ENGLAND | 506037 | 177885 | IVER 132KV | LONGFORD | BATH ROAD WEST | 11 | SOUTHERN ELECTRIC POWER DISTRIBUTION PLC | DATA NOT AVAILABLE | DATA NOT AVAILABLE | DATA NOT AVAILABLE | DATA NOT AVAILABLE | DATA NOT AVAILABLE | DATA NOT AVAILABLE | DATA NOT AVAILABLE | DATA NOT AVAILABLE | DATA NOT AVAILABLE | DATA NOT AVAILABLE | DATA NOT AVAILABLE | DATA NOT AVAILABLE | DATA NOT AVAILABLE | DATA NOT AVAILABLE | DATA NOT AVAILABLE | DATA NOT AVAILABLE | DATA NOT AVAILABLE | DATA NOT AVAILABLE | DATA NOT AVAILABLE | CONNECTED | 0.3135 | 0.3135 | 0.33 | DATA NOT AVAILABLE | DATA NOT AVAILABLE | DATA NOT AVAILABLE | DATA NOT AVAILABLE | DATA NOT AVAILABLE | DATA NOT AVAILABLE | DATA NOT AVAILABLE | DATA NOT AVAILABLE | DATA NOT AVAILABLE | DATA NOT AVAILABLE | DATA NOT AVAILABLE | DATA NOT AVAILABLE | DATA NOT AVAILABLE | DATA NOT AVAILABLE | DATA NOT AVAILABLE | DATA NOT AVAILABLE | 2023-08-10
2000054957598 | DATA NOT AVAILABLE | INFINIS | POWER GENERATION PLANT | COMPTON BASSETT LANDFILL | OLD CAMP SANDPIT | CALNE | WILTSHIRE | SN11 8RB | ENGLAND | 402248 | 171005 | MELKSHAM GSP | CHIPPENHAM | CALNE | 11 | SOUTHERN ELECTRIC POWER DISTRIBUTION PLC | DATA NOT AVAILABLE | DATA NOT AVAILABLE | DATA NOT AVAILABLE | DATA NOT AVAILABLE | DATA NOT AVAILABLE | DATA NOT AVAILABLE | DATA NOT AVAILABLE | DATA NOT AVAILABLE | DATA NOT AVAILABLE | DATA NOT AVAILABLE | DATA NOT AVAILABLE | DATA NOT AVAILABLE | DATA NOT AVAILABLE | DATA NOT AVAILABLE | DATA NOT AVAILABLE | DATA NOT AVAILABLE | DATA NOT AVAILABLE | DATA NOT AVAILABLE | DATA NOT AVAILABLE | CONNECTED | 0.09975 | 0.09975 | 0.105 | DATA NOT AVAILABLE | DATA NOT AVAILABLE | DATA NOT AVAILABLE | DATA NOT AVAILABLE | DATA NOT AVAILABLE | DATA NOT AVAILABLE | DATA NOT AVAILABLE | DATA NOT AVAILABLE | DATA NOT AVAILABLE | DATA NOT AVAILABLE | DATA NOT AVAILABLE | DATA NOT AVAILABLE | DATA NOT AVAILABLE | DATA NOT AVAILABLE | DATA NOT AVAILABLE | DATA NOT AVAILABLE | 2023-08-10
2000055090464 | DATA NOT AVAILABLE | DATA NOT AVAILABLE | DATA NOT AVAILABLE | DATA NOT AVAILABLE | DATA NOT AVAILABLE | DATA NOT AVAILABLE | DATA NOT AVAILABLE | DATA NOT AVAILABLE | ENGLAND | DATA NOT AVAILABLE | DATA NOT AVAILABLE | DATA NOT AVAILABLE | DATA NOT AVAILABLE | DATA NOT AVAILABLE | DATA NOT AVAILABLE | SOUTHERN ELECTRIC POWER DISTRIBUTION PLC | DATA NOT AVAILABLE | DATA NOT AVAILABLE | DATA NOT AVAILABLE | DATA NOT AVAILABLE | DATA NOT AVAILABLE | DATA NOT AVAILABLE | DATA NOT AVAILABLE | DATA NOT AVAILABLE | DATA NOT AVAILABLE | DATA NOT AVAILABLE | DATA NOT AVAILABLE | DATA NOT AVAILABLE | DATA NOT AVAILABLE | DATA NOT AVAILABLE | DATA NOT AVAILABLE | DATA NOT AVAILABLE | DATA NOT AVAILABLE | DATA NOT AVAILABLE | DATA NOT AVAILABLE | CONNECTED | 0.08455 | 0.08455 | 0.089 | DATA NOT AVAILABLE | DATA NOT AVAILABLE | DATA NOT AVAILABLE | DATA NOT AVAILABLE | DATA NOT AVAILABLE | DATA NOT AVAILABLE | DATA NOT AVAILABLE | DATA NOT AVAILABLE | DATA NOT AVAILABLE | DATA NOT AVAILABLE | DATA NOT AVAILABLE | DATA NOT AVAILABLE | DATA NOT AVAILABLE | DATA NOT AVAILABLE | DATA NOT AVAILABLE | DATA NOT AVAILABLE | 2023-08-10
2000055097804 | DATA NOT AVAILABLE | HR WALLINGFORD LIMITED | HOWBERY PARK | DATA NOT AVAILABLE | DATA NOT AVAILABLE | WALLINGFORD | OXFORDSHIRE | OX10 8BA | ENGLAND | 461507 | 190109 | COWLEY GSP | COWLEY LOCAL | WALLINGFORD | 11 | SOUTHERN ELECTRIC POWER DISTRIBUTION PLC | DATA NOT AVAILABLE | DATA NOT AVAILABLE | DATA NOT AVAILABLE | DATA NOT AVAILABLE | DATA NOT AVAILABLE | DATA NOT AVAILABLE | DATA NOT AVAILABLE | DATA NOT AVAILABLE | DATA NOT AVAILABLE | DATA NOT AVAILABLE | DATA NOT AVAILABLE | DATA NOT AVAILABLE | DATA NOT AVAILABLE | DATA NOT AVAILABLE | DATA NOT AVAILABLE | DATA NOT AVAILABLE | DATA NOT AVAILABLE | DATA NOT AVAILABLE | DATA NOT AVAILABLE | CONNECTED | 0.7049 | 0.7049 | 0.742 | DATA NOT AVAILABLE | DATA NOT AVAILABLE | DATA NOT AVAILABLE | DATA NOT AVAILABLE | DATA NOT AVAILABLE | DATA NOT AVAILABLE | DATA NOT AVAILABLE | DATA NOT AVAILABLE | DATA NOT AVAILABLE | DATA NOT AVAILABLE | DATA NOT AVAILABLE | DATA NOT AVAILABLE | DATA NOT AVAILABLE | DATA NOT AVAILABLE | DATA NOT AVAILABLE | DATA NOT AVAILABLE | 2023-08-10
2000055105943 | DATA NOT AVAILABLE | A & E HIBBARD | SOUTH BARN | DATA NOT AVAILABLE | ARCHES LANE | MALMESBURY | WILTSHIRE | SN16 0EJ | ENGLAND | 393297 | 186572 | MELKSHAM GSP | CHIPPENHAM | MALMESBURY | 11 | SOUTHERN ELECTRIC POWER DISTRIBUTION PLC | DATA NOT AVAILABLE | DATA NOT AVAILABLE | DATA NOT AVAILABLE | DATA NOT AVAILABLE | DATA NOT AVAILABLE | DATA NOT AVAILABLE | DATA NOT AVAILABLE | DATA NOT AVAILABLE | DATA NOT AVAILABLE | DATA NOT AVAILABLE | DATA NOT AVAILABLE | DATA NOT AVAILABLE | DATA NOT AVAILABLE | DATA NOT AVAILABLE | DATA NOT AVAILABLE | DATA NOT AVAILABLE | DATA NOT AVAILABLE | DATA NOT AVAILABLE | DATA NOT AVAILABLE | CONNECTED | 0.095 | 0.095 | 0.1 | DATA NOT AVAILABLE | DATA NOT AVAILABLE | DATA NOT AVAILABLE | DATA NOT AVAILABLE | DATA NOT AVAILABLE | DATA NOT AVAILABLE | DATA NOT AVAILABLE | DATA NOT AVAILABLE | DATA NOT AVAILABLE | DATA NOT AVAILABLE | DATA NOT AVAILABLE | DATA NOT AVAILABLE | DATA NOT AVAILABLE | DATA NOT AVAILABLE | DATA NOT AVAILABLE | DATA NOT AVAILABLE | 2023-08-10
2000055121271 | DATA NOT AVAILABLE | FARM POWER APOLLO LIMITED | SLEPE FARM | EXPRESS HIRE (DORSET) LIMITED | DORCHESTER ROAD | POOLE | DORSET | BH16 6HS | ENGLAND | 392996 | 93166 | MANNINGTON GSP | HAMWORTHY | HAMWORTHY | 11 | SOUTHERN ELECTRIC POWER DISTRIBUTION PLC | DATA NOT AVAILABLE | DATA NOT AVAILABLE | DATA NOT AVAILABLE | DATA NOT AVAILABLE | DATA NOT AVAILABLE | DATA NOT AVAILABLE | DATA NOT AVAILABLE | DATA NOT AVAILABLE | DATA NOT AVAILABLE | DATA NOT AVAILABLE | DATA NOT AVAILABLE | DATA NOT AVAILABLE | DATA NOT AVAILABLE | DATA NOT AVAILABLE | DATA NOT AVAILABLE | DATA NOT AVAILABLE | DATA NOT AVAILABLE | DATA NOT AVAILABLE | DATA NOT AVAILABLE | CONNECTED | 0.2926 | 0.2926 | 0.308 | DATA NOT AVAILABLE | DATA NOT AVAILABLE | DATA NOT AVAILABLE | DATA NOT AVAILABLE | DATA NOT AVAILABLE | DATA NOT AVAILABLE | DATA NOT AVAILABLE | DATA NOT AVAILABLE | DATA NOT AVAILABLE | DATA NOT AVAILABLE | DATA NOT AVAILABLE | DATA NOT AVAILABLE | DATA NOT AVAILABLE | DATA NOT AVAILABLE | DATA NOT AVAILABLE | DATA NOT AVAILABLE | 2023-08-10
2000055121290 | DATA NOT AVAILABLE | WESSEX WATER SERVICES LIMITED | DATA NOT AVAILABLE | SEWAGE WORKS | TARRANT CRAWFORD | BLANDFORD FORUM | DORSET | DT11 9HY | ENGLAND | 392268 | 102649 | MANNINGTON GSP | LYTCHETT | BLANDFORD | 11 | SOUTHERN ELECTRIC POWER DISTRIBUTION PLC | DATA NOT AVAILABLE | DATA NOT AVAILABLE | DATA NOT AVAILABLE | DATA NOT AVAILABLE | DATA NOT AVAILABLE | DATA NOT AVAILABLE | DATA NOT AVAILABLE | DATA NOT AVAILABLE | DATA NOT AVAILABLE | DATA NOT AVAILABLE | DATA NOT AVAILABLE | DATA NOT AVAILABLE | DATA NOT AVAILABLE | DATA NOT AVAILABLE | DATA NOT AVAILABLE | DATA NOT AVAILABLE | DATA NOT AVAILABLE | DATA NOT AVAILABLE | DATA NOT AVAILABLE | CONNECTED | 0.38 | 0.38 | 0.4 | DATA NOT AVAILABLE | DATA NOT AVAILABLE | DATA NOT AVAILABLE | DATA NOT AVAILABLE | DATA NOT AVAILABLE | DATA NOT AVAILABLE | DATA NOT AVAILABLE | DATA NOT AVAILABLE | DATA NOT AVAILABLE | DATA NOT AVAILABLE | DATA NOT AVAILABLE | DATA NOT AVAILABLE | DATA NOT AVAILABLE | DATA NOT AVAILABLE | DATA NOT AVAILABLE | DATA NOT AVAILABLE | 2023-08-10
2000055129777 | DATA NOT AVAILABLE | COOP PPA SITES | WATERDITCH FARM BLDS | DATA NOT AVAILABLE | DATA NOT AVAILABLE | CHRISTCHURCH | HAMPSHIRE | BH23 7AA | ENGLAND | 418034 | 95576 | MANNINGTON GSP | CHRISTCHURCH | CHRISTCHURCH | 11 | SOUTHERN ELECTRIC POWER DISTRIBUTION PLC | DATA NOT AVAILABLE | DATA NOT AVAILABLE | DATA NOT AVAILABLE | DATA NOT AVAILABLE | DATA NOT AVAILABLE | DATA NOT AVAILABLE | DATA NOT AVAILABLE | DATA NOT AVAILABLE | DATA NOT AVAILABLE | DATA NOT AVAILABLE | DATA NOT AVAILABLE | DATA NOT AVAILABLE | DATA NOT AVAILABLE | DATA NOT AVAILABLE | DATA NOT AVAILABLE | DATA NOT AVAILABLE | DATA NOT AVAILABLE | DATA NOT AVAILABLE | DATA NOT AVAILABLE | CONNECTED | 0.095 | 0.095 | 0.1 | DATA NOT AVAILABLE | DATA NOT AVAILABLE | DATA NOT AVAILABLE | DATA NOT AVAILABLE | DATA NOT AVAILABLE | DATA NOT AVAILABLE | DATA NOT AVAILABLE | DATA NOT AVAILABLE | DATA NOT AVAILABLE | DATA NOT AVAILABLE | DATA NOT AVAILABLE | DATA NOT AVAILABLE | DATA NOT AVAILABLE | DATA NOT AVAILABLE | DATA NOT AVAILABLE | DATA NOT AVAILABLE | 2023-08-10
2000055129800 | DATA NOT AVAILABLE | REDACTED | REDACTED | REDACTED | REDACTED | REDACTED | REDACTED | SO15 0 | ENGLAND | REDACTED | REDACTED | NURSLING GSP | SOUTHAMPTON | REGENTS PARK | 11 | SOUTHERN ELECTRIC POWER DISTRIBUTION PLC | DATA NOT AVAILABLE | DATA NOT AVAILABLE | DATA NOT AVAILABLE | DATA NOT AVAILABLE | DATA NOT AVAILABLE | DATA NOT AVAILABLE | DATA NOT AVAILABLE | DATA NOT AVAILABLE | DATA NOT AVAILABLE | DATA NOT AVAILABLE | DATA NOT AVAILABLE | DATA NOT AVAILABLE | DATA NOT AVAILABLE | DATA NOT AVAILABLE | DATA NOT AVAILABLE | DATA NOT AVAILABLE | DATA NOT AVAILABLE | DATA NOT AVAILABLE | DATA NOT AVAILABLE | CONNECTED | 0.057 | 0.057 | 0.06 | DATA NOT AVAILABLE | DATA NOT AVAILABLE | DATA NOT AVAILABLE | DATA NOT AVAILABLE | DATA NOT AVAILABLE | DATA NOT AVAILABLE | DATA NOT AVAILABLE | DATA NOT AVAILABLE | DATA NOT AVAILABLE | DATA NOT AVAILABLE | DATA NOT AVAILABLE | DATA NOT AVAILABLE | DATA NOT AVAILABLE | DATA NOT AVAILABLE | DATA NOT AVAILABLE | DATA NOT AVAILABLE | 2023-08-10
2000055132715 | DATA NOT AVAILABLE | COOP PPA SITES | DATA NOT AVAILABLE | ANTHONY BEST DYNAMICS LIMITED | HOLT ROAD | BRADFORD-ON-AVON | WILTSHIRE | BA15 1AJ | ENGLAND | 382965 | 160891 | MELKSHAM GSP | NORRINGTON | BRADFORD ON AVON | 11 | SOUTHERN ELECTRIC POWER DISTRIBUTION PLC | DATA NOT AVAILABLE | DATA NOT AVAILABLE | DATA NOT AVAILABLE | DATA NOT AVAILABLE | DATA NOT AVAILABLE | DATA NOT AVAILABLE | DATA NOT AVAILABLE | DATA NOT AVAILABLE | DATA NOT AVAILABLE | DATA NOT AVAILABLE | DATA NOT AVAILABLE | DATA NOT AVAILABLE | DATA NOT AVAILABLE | DATA NOT AVAILABLE | DATA NOT AVAILABLE | DATA NOT AVAILABLE | DATA NOT AVAILABLE | DATA NOT AVAILABLE | DATA NOT AVAILABLE | CONNECTED | 0.095 | 0.095 | 0.1 | DATA NOT AVAILABLE | DATA NOT AVAILABLE | DATA NOT AVAILABLE | DATA NOT AVAILABLE | DATA NOT AVAILABLE | DATA NOT AVAILABLE | DATA NOT AVAILABLE | DATA NOT AVAILABLE | DATA NOT AVAILABLE | DATA NOT AVAILABLE | DATA NOT AVAILABLE | DATA NOT AVAILABLE | DATA NOT AVAILABLE | DATA NOT AVAILABLE | DATA NOT AVAILABLE | DATA NOT AVAILABLE | 2023-08-10
2000055132724 | DATA NOT AVAILABLE | PHILLIP GREENHILL T/A WT & RT GREEN | LAKE FARM BROILER HOUSES | DATA NOT AVAILABLE | LAKE FARM | CHIPPENHAM | WILTSHIRE | SN15 4SQ | ENGLAND | 393582 | 177945 | MELKSHAM GSP | CHIPPENHAM | SUTTON BENGER | 11 | SOUTHERN ELECTRIC POWER DISTRIBUTION PLC | DATA NOT AVAILABLE | DATA NOT AVAILABLE | DATA NOT AVAILABLE | DATA NOT AVAILABLE | DATA NOT AVAILABLE | DATA NOT AVAILABLE | DATA NOT AVAILABLE | DATA NOT AVAILABLE | DATA NOT AVAILABLE | DATA NOT AVAILABLE | DATA NOT AVAILABLE | DATA NOT AVAILABLE | DATA NOT AVAILABLE | DATA NOT AVAILABLE | DATA NOT AVAILABLE | DATA NOT AVAILABLE | DATA NOT AVAILABLE | DATA NOT AVAILABLE | DATA NOT AVAILABLE | CONNECTED | 0.095 | 0.095 | 0.1 | DATA NOT AVAILABLE | DATA NOT AVAILABLE | DATA NOT AVAILABLE | DATA NOT AVAILABLE | DATA NOT AVAILABLE | DATA NOT AVAILABLE | DATA NOT AVAILABLE | DATA NOT AVAILABLE | DATA NOT AVAILABLE | DATA NOT AVAILABLE | DATA NOT AVAILABLE | DATA NOT AVAILABLE | DATA NOT AVAILABLE | DATA NOT AVAILABLE | DATA NOT AVAILABLE | DATA NOT AVAILABLE | 2023-08-10
2000055136161 | DATA NOT AVAILABLE | GLEN DIMPLEX EUROPE HOLDINGS LIMITED | BUILDING 3.1 | DATA NOT AVAILABLE | BOTLEIGH GRANGE | SOUTHAMPTON | HAMPSHIRE | SO30 2GA | ENGLAND | 449771 | 113656 | BOTLEY WOOD GSP | NETLEY COMMON | NETLEY COMMON | 11 | SOUTHERN ELECTRIC POWER DISTRIBUTION PLC | DATA NOT AVAILABLE | DATA NOT AVAILABLE | DATA NOT AVAILABLE | DATA NOT AVAILABLE | DATA NOT AVAILABLE | DATA NOT AVAILABLE | DATA NOT AVAILABLE | DATA NOT AVAILABLE | DATA NOT AVAILABLE | DATA NOT AVAILABLE | DATA NOT AVAILABLE | DATA NOT AVAILABLE | DATA NOT AVAILABLE | DATA NOT AVAILABLE | DATA NOT AVAILABLE | DATA NOT AVAILABLE | DATA NOT AVAILABLE | DATA NOT AVAILABLE | DATA NOT AVAILABLE | CONNECTED | 0.0589 | 0.0589 | 0.062 | DATA NOT AVAILABLE | DATA NOT AVAILABLE | DATA NOT AVAILABLE | DATA NOT AVAILABLE | DATA NOT AVAILABLE | DATA NOT AVAILABLE | DATA NOT AVAILABLE | DATA NOT AVAILABLE | DATA NOT AVAILABLE | DATA NOT AVAILABLE | DATA NOT AVAILABLE | DATA NOT AVAILABLE | DATA NOT AVAILABLE | DATA NOT AVAILABLE | DATA NOT AVAILABLE | DATA NOT AVAILABLE | 2023-08-10
2000055137271 | DATA NOT AVAILABLE | MANOR FARM (SIXPENNY HANDLEY) LTD | MANOR FARM | DATA NOT AVAILABLE | HANDLEY GREEN | SALISBURY | WILTSHIRE | SP5 5NU | ENGLAND | 400019 | 116659 | MANNINGTON GSP | SHAFTESBURY | MINCHINGTON | 11 | SOUTHERN ELECTRIC POWER DISTRIBUTION PLC | DATA NOT AVAILABLE | DATA NOT AVAILABLE | DATA NOT AVAILABLE | DATA NOT AVAILABLE | DATA NOT AVAILABLE | DATA NOT AVAILABLE | DATA NOT AVAILABLE | DATA NOT AVAILABLE | DATA NOT AVAILABLE | DATA NOT AVAILABLE | DATA NOT AVAILABLE | DATA NOT AVAILABLE | DATA NOT AVAILABLE | DATA NOT AVAILABLE | DATA NOT AVAILABLE | DATA NOT AVAILABLE | DATA NOT AVAILABLE | DATA NOT AVAILABLE | DATA NOT AVAILABLE | CONNECTED | 0.08835 | 0.08835 | 0.093 | DATA NOT AVAILABLE | DATA NOT AVAILABLE | DATA NOT AVAILABLE | DATA NOT AVAILABLE | DATA NOT AVAILABLE | DATA NOT AVAILABLE | DATA NOT AVAILABLE | DATA NOT AVAILABLE | DATA NOT AVAILABLE | DATA NOT AVAILABLE | DATA NOT AVAILABLE | DATA NOT AVAILABLE | DATA NOT AVAILABLE | DATA NOT AVAILABLE | DATA NOT AVAILABLE | DATA NOT AVAILABLE | 2023-08-10
2000055137280 | DATA NOT AVAILABLE | CT UK PROPERTY AUTHORISED | BRAMBLES HOUSE | HAMPSHIRE COSMETICS | WATERBERRY DRIVE | WATERLOOVILLE | HAMPSHIRE | PO7 7UW | ENGLAND | 467406 | 110250 | LOVEDEAN GSP | FORT WIDLEY | WATERLOOVILLE | 11 | SOUTHERN ELECTRIC POWER DISTRIBUTION PLC | DATA NOT AVAILABLE | DATA NOT AVAILABLE | DATA NOT AVAILABLE | DATA NOT AVAILABLE | DATA NOT AVAILABLE | DATA NOT AVAILABLE | DATA NOT AVAILABLE | DATA NOT AVAILABLE | DATA NOT AVAILABLE | DATA NOT AVAILABLE | DATA NOT AVAILABLE | DATA NOT AVAILABLE | DATA NOT AVAILABLE | DATA NOT AVAILABLE | DATA NOT AVAILABLE | DATA NOT AVAILABLE | DATA NOT AVAILABLE | DATA NOT AVAILABLE | DATA NOT AVAILABLE | CONNECTED | 0.2641 | 0.2641 | 0.278 | DATA NOT AVAILABLE | DATA NOT AVAILABLE | DATA NOT AVAILABLE | DATA NOT AVAILABLE | DATA NOT AVAILABLE | DATA NOT AVAILABLE | DATA NOT AVAILABLE | DATA NOT AVAILABLE | DATA NOT AVAILABLE | DATA NOT AVAILABLE | DATA NOT AVAILABLE | DATA NOT AVAILABLE | DATA NOT AVAILABLE | DATA NOT AVAILABLE | DATA NOT AVAILABLE | DATA NOT AVAILABLE | 2023-08-10
2000055137305 | DATA NOT AVAILABLE | JT CASTLE LIMITED | SAVAGE CAT FARM | DATA NOT AVAILABLE | BAY ROAD | GILLINGHAM | SOMERSET | SP8 5QR | ENGLAND | 382081 | 128180 | MANNINGTON GSP | SHAFTESBURY | BOURTON | 11 | SOUTHERN ELECTRIC POWER DISTRIBUTION PLC | DATA NOT AVAILABLE | DATA NOT AVAILABLE | DATA NOT AVAILABLE | DATA NOT AVAILABLE | DATA NOT AVAILABLE | DATA NOT AVAILABLE | DATA NOT AVAILABLE | DATA NOT AVAILABLE | DATA NOT AVAILABLE | DATA NOT AVAILABLE | DATA NOT AVAILABLE | DATA NOT AVAILABLE | DATA NOT AVAILABLE | DATA NOT AVAILABLE | DATA NOT AVAILABLE | DATA NOT AVAILABLE | DATA NOT AVAILABLE | DATA NOT AVAILABLE | DATA NOT AVAILABLE | CONNECTED | 0.1311 | 0.1311 | 0.138 | DATA NOT AVAILABLE | DATA NOT AVAILABLE | DATA NOT AVAILABLE | DATA NOT AVAILABLE | DATA NOT AVAILABLE | DATA NOT AVAILABLE | DATA NOT AVAILABLE | DATA NOT AVAILABLE | DATA NOT AVAILABLE | DATA NOT AVAILABLE | DATA NOT AVAILABLE | DATA NOT AVAILABLE | DATA NOT AVAILABLE | DATA NOT AVAILABLE | DATA NOT AVAILABLE | DATA NOT AVAILABLE | 2023-08-10
2000055140600 | DATA NOT AVAILABLE | KEYSLEY LTD | KEYSLEY FARM | GRAIN DRYER | DATA NOT AVAILABLE | WARMINSTER | WILTSHIRE | BA12 7EY | ENGLAND | 386285 | 135195 | MANNINGTON GSP | SHAFTESBURY | BOURTON | 11 | SOUTHERN ELECTRIC POWER DISTRIBUTION PLC | DATA NOT AVAILABLE | DATA NOT AVAILABLE | DATA NOT AVAILABLE | DATA NOT AVAILABLE | DATA NOT AVAILABLE | DATA NOT AVAILABLE | DATA NOT AVAILABLE | DATA NOT AVAILABLE | DATA NOT AVAILABLE | DATA NOT AVAILABLE | DATA NOT AVAILABLE | DATA NOT AVAILABLE | DATA NOT AVAILABLE | DATA NOT AVAILABLE | DATA NOT AVAILABLE | DATA NOT AVAILABLE | DATA NOT AVAILABLE | DATA NOT AVAILABLE | DATA NOT AVAILABLE | CONNECTED | 0.19 | 0.19 | 0.2 | DATA NOT AVAILABLE | DATA NOT AVAILABLE | DATA NOT AVAILABLE | DATA NOT AVAILABLE | DATA NOT AVAILABLE | DATA NOT AVAILABLE | DATA NOT AVAILABLE | DATA NOT AVAILABLE | DATA NOT AVAILABLE | DATA NOT AVAILABLE | DATA NOT AVAILABLE | DATA NOT AVAILABLE | DATA NOT AVAILABLE | DATA NOT AVAILABLE | DATA NOT AVAILABLE | DATA NOT AVAILABLE | 2023-08-10
2000055144696 | DATA NOT AVAILABLE | PARK FARM SOLAR FARM LIMITED | PARK FARM | FARM | PARK HOUSE FARM LANE | SHROTON | DORSET | DT11 8TP | ENGLAND | 385565 | 113699 | MANNINGTON GSP | SHAFTESBURY | SHROTON | 11 | SOUTHERN ELECTRIC POWER DISTRIBUTION PLC | DATA NOT AVAILABLE | DATA NOT AVAILABLE | DATA NOT AVAILABLE | DATA NOT AVAILABLE | DATA NOT AVAILABLE | DATA NOT AVAILABLE | DATA NOT AVAILABLE | DATA NOT AVAILABLE | DATA NOT AVAILABLE | DATA NOT AVAILABLE | DATA NOT AVAILABLE | DATA NOT AVAILABLE | DATA NOT AVAILABLE | DATA NOT AVAILABLE | DATA NOT AVAILABLE | DATA NOT AVAILABLE | DATA NOT AVAILABLE | DATA NOT AVAILABLE | DATA NOT AVAILABLE | CONNECTED | 0.1064 | 0.1064 | 0.112 | DATA NOT AVAILABLE | DATA NOT AVAILABLE | DATA NOT AVAILABLE | DATA NOT AVAILABLE | DATA NOT AVAILABLE | DATA NOT AVAILABLE | DATA NOT AVAILABLE | DATA NOT AVAILABLE | DATA NOT AVAILABLE | DATA NOT AVAILABLE | DATA NOT AVAILABLE | DATA NOT AVAILABLE | DATA NOT AVAILABLE | DATA NOT AVAILABLE | DATA NOT AVAILABLE | DATA NOT AVAILABLE | 2023-08-10
2000055144739 | DATA NOT AVAILABLE | THE AF GROUP LIMITED | GALTEE MORE FARM | N HUES & SONS | DATA NOT AVAILABLE | MARLBOROUGH | WILTSHIRE | SN8 1QJ | ENGLAND | 408885 | 168818 | MELKSHAM GSP | WEST GRAFTON | MARLBOROUGH SOUTH | 11 | SOUTHERN ELECTRIC POWER DISTRIBUTION PLC | DATA NOT AVAILABLE | DATA NOT AVAILABLE | DATA NOT AVAILABLE | DATA NOT AVAILABLE | DATA NOT AVAILABLE | DATA NOT AVAILABLE | DATA NOT AVAILABLE | DATA NOT AVAILABLE | DATA NOT AVAILABLE | DATA NOT AVAILABLE | DATA NOT AVAILABLE | DATA NOT AVAILABLE | DATA NOT AVAILABLE | DATA NOT AVAILABLE | DATA NOT AVAILABLE | DATA NOT AVAILABLE | DATA NOT AVAILABLE | DATA NOT AVAILABLE | DATA NOT AVAILABLE | CONNECTED | 0.076 | 0.076 | 0.08 | DATA NOT AVAILABLE | DATA NOT AVAILABLE | DATA NOT AVAILABLE | DATA NOT AVAILABLE | DATA NOT AVAILABLE | DATA NOT AVAILABLE | DATA NOT AVAILABLE | DATA NOT AVAILABLE | DATA NOT AVAILABLE | DATA NOT AVAILABLE | DATA NOT AVAILABLE | DATA NOT AVAILABLE | DATA NOT AVAILABLE | DATA NOT AVAILABLE | DATA NOT AVAILABLE | DATA NOT AVAILABLE | 2023-08-10
2000055144766 | DATA NOT AVAILABLE | REBELLION DEVELOPMENTS LIMITED | RIVERSIDE HOUSE | DATA NOT AVAILABLE | OSNEY MEAD | OXFORD | OXFORDSHIRE | OX2 0ES | ENGLAND | 450233 | 205744 | COWLEY GSP | OXFORD | OXFORD | 33 | SOUTHERN ELECTRIC POWER DISTRIBUTION PLC | DATA NOT AVAILABLE | DATA NOT AVAILABLE | DATA NOT AVAILABLE | DATA NOT AVAILABLE | DATA NOT AVAILABLE | DATA NOT AVAILABLE | DATA NOT AVAILABLE | DATA NOT AVAILABLE | DATA NOT AVAILABLE | DATA NOT AVAILABLE | DATA NOT AVAILABLE | DATA NOT AVAILABLE | DATA NOT AVAILABLE | DATA NOT AVAILABLE | DATA NOT AVAILABLE | DATA NOT AVAILABLE | DATA NOT AVAILABLE | DATA NOT AVAILABLE | DATA NOT AVAILABLE | CONNECTED | 0.06365 | 0.06365 | 0.067 | DATA NOT AVAILABLE | DATA NOT AVAILABLE | DATA NOT AVAILABLE | DATA NOT AVAILABLE | DATA NOT AVAILABLE | DATA NOT AVAILABLE | DATA NOT AVAILABLE | DATA NOT AVAILABLE | DATA NOT AVAILABLE | DATA NOT AVAILABLE | DATA NOT AVAILABLE | DATA NOT AVAILABLE | DATA NOT AVAILABLE | DATA NOT AVAILABLE | DATA NOT AVAILABLE | DATA NOT AVAILABLE | 2023-08-10
2000055151373 | DATA NOT AVAILABLE | MIELE COMPANY LIMITED | ASHVILLE TRADING EST | DATA NOT AVAILABLE | NUFFIELD WAY | ABINGDON | OXFORDSHIRE | OX14 1RL | ENGLAND | 448089 | 197410 | COWLEY GSP | OXFORD | WOOTTON ROAD | 11 | SOUTHERN ELECTRIC POWER DISTRIBUTION PLC | DATA NOT AVAILABLE | DATA NOT AVAILABLE | DATA NOT AVAILABLE | DATA NOT AVAILABLE | DATA NOT AVAILABLE | DATA NOT AVAILABLE | DATA NOT AVAILABLE | DATA NOT AVAILABLE | DATA NOT AVAILABLE | DATA NOT AVAILABLE | DATA NOT AVAILABLE | DATA NOT AVAILABLE | DATA NOT AVAILABLE | DATA NOT AVAILABLE | DATA NOT AVAILABLE | DATA NOT AVAILABLE | DATA NOT AVAILABLE | DATA NOT AVAILABLE | DATA NOT AVAILABLE | CONNECTED | 0.1425 | 0.1425 | 0.15 | DATA NOT AVAILABLE | DATA NOT AVAILABLE | DATA NOT AVAILABLE | DATA NOT AVAILABLE | DATA NOT AVAILABLE | DATA NOT AVAILABLE | DATA NOT AVAILABLE | DATA NOT AVAILABLE | DATA NOT AVAILABLE | DATA NOT AVAILABLE | DATA NOT AVAILABLE | DATA NOT AVAILABLE | DATA NOT AVAILABLE | DATA NOT AVAILABLE | DATA NOT AVAILABLE | DATA NOT AVAILABLE | 2023-08-10
2000055151407 | DATA NOT AVAILABLE | DAVID COVER & SON LTD | SUSSEX HOUSE | DAVID COVER & SON LTD | QUARRY LANE | CHICHESTER | WEST SUSSEX | PO19 8PE | ENGLAND | 487286 | 104157 | DATA NOT AVAILABLE | DATA NOT AVAILABLE | DATA NOT AVAILABLE | DATA NOT AVAILABLE | SOUTHERN ELECTRIC POWER DISTRIBUTION PLC | DATA NOT AVAILABLE | DATA NOT AVAILABLE | DATA NOT AVAILABLE | DATA NOT AVAILABLE | DATA NOT AVAILABLE | DATA NOT AVAILABLE | DATA NOT AVAILABLE | DATA NOT AVAILABLE | DATA NOT AVAILABLE | DATA NOT AVAILABLE | DATA NOT AVAILABLE | DATA NOT AVAILABLE | DATA NOT AVAILABLE | DATA NOT AVAILABLE | DATA NOT AVAILABLE | DATA NOT AVAILABLE | DATA NOT AVAILABLE | DATA NOT AVAILABLE | DATA NOT AVAILABLE | CONNECTED | 0.133 | 0.133 | 0.14 | DATA NOT AVAILABLE | DATA NOT AVAILABLE | DATA NOT AVAILABLE | DATA NOT AVAILABLE | DATA NOT AVAILABLE | DATA NOT AVAILABLE | DATA NOT AVAILABLE | DATA NOT AVAILABLE | DATA NOT AVAILABLE | DATA NOT AVAILABLE | DATA NOT AVAILABLE | DATA NOT AVAILABLE | DATA NOT AVAILABLE | DATA NOT AVAILABLE | DATA NOT AVAILABLE | DATA NOT AVAILABLE | 2023-08-10
2000055153859 | DATA NOT AVAILABLE | DAVID COVER & SON LTD | DATA NOT AVAILABLE | DATA NOT AVAILABLE | DATA NOT AVAILABLE | PORTSMOUTH | PORTSMOUTH | DATA NOT AVAILABLE | ENGLAND | DATA NOT AVAILABLE | DATA NOT AVAILABLE | DATA NOT AVAILABLE | DATA NOT AVAILABLE | DATA NOT AVAILABLE | DATA NOT AVAILABLE | SOUTHERN ELECTRIC POWER DISTRIBUTION PLC | DATA NOT AVAILABLE | DATA NOT AVAILABLE | DATA NOT AVAILABLE | DATA NOT AVAILABLE | DATA NOT AVAILABLE | DATA NOT AVAILABLE | DATA NOT AVAILABLE | DATA NOT AVAILABLE | DATA NOT AVAILABLE | DATA NOT AVAILABLE | DATA NOT AVAILABLE | DATA NOT AVAILABLE | DATA NOT AVAILABLE | DATA NOT AVAILABLE | DATA NOT AVAILABLE | DATA NOT AVAILABLE | DATA NOT AVAILABLE | DATA NOT AVAILABLE | DATA NOT AVAILABLE | CONNECTED | 0.0665 | 0.0665 | 0.07 | DATA NOT AVAILABLE | DATA NOT AVAILABLE | DATA NOT AVAILABLE | DATA NOT AVAILABLE | DATA NOT AVAILABLE | DATA NOT AVAILABLE | DATA NOT AVAILABLE | DATA NOT AVAILABLE | DATA NOT AVAILABLE | DATA NOT AVAILABLE | DATA NOT AVAILABLE | DATA NOT AVAILABLE | DATA NOT AVAILABLE | DATA NOT AVAILABLE | DATA NOT AVAILABLE | DATA NOT AVAILABLE | 2023-08-10
2000055153886 | DATA NOT AVAILABLE | DAVID COVER & SON LTD | DATA NOT AVAILABLE | DATA NOT AVAILABLE | DATA NOT AVAILABLE | ALDERSHOT | HAMPSHIRE | DATA NOT AVAILABLE | ENGLAND | DATA NOT AVAILABLE | DATA NOT AVAILABLE | DATA NOT AVAILABLE | DATA NOT AVAILABLE | DATA NOT AVAILABLE | DATA NOT AVAILABLE | SOUTHERN ELECTRIC POWER DISTRIBUTION PLC | DATA NOT AVAILABLE | DATA NOT AVAILABLE | DATA NOT AVAILABLE | DATA NOT AVAILABLE | DATA NOT AVAILABLE | DATA NOT AVAILABLE | DATA NOT AVAILABLE | DATA NOT AVAILABLE | DATA NOT AVAILABLE | DATA NOT AVAILABLE | DATA NOT AVAILABLE | DATA NOT AVAILABLE | DATA NOT AVAILABLE | DATA NOT AVAILABLE | DATA NOT AVAILABLE | DATA NOT AVAILABLE | DATA NOT AVAILABLE | DATA NOT AVAILABLE | DATA NOT AVAILABLE | CONNECTED | 0.095 | 0.095 | 0.1 | DATA NOT AVAILABLE | DATA NOT AVAILABLE | DATA NOT AVAILABLE | DATA NOT AVAILABLE | DATA NOT AVAILABLE | DATA NOT AVAILABLE | DATA NOT AVAILABLE | DATA NOT AVAILABLE | DATA NOT AVAILABLE | DATA NOT AVAILABLE | DATA NOT AVAILABLE | DATA NOT AVAILABLE | DATA NOT AVAILABLE | DATA NOT AVAILABLE | DATA NOT AVAILABLE | DATA NOT AVAILABLE | 2023-08-10
2000055153895 | DATA NOT AVAILABLE | DAVID COVER & SON LTD | DATA NOT AVAILABLE | DATA NOT AVAILABLE | DATA NOT AVAILABLE | GOSPORT | HAMPSHIRE | DATA NOT AVAILABLE | ENGLAND | DATA NOT AVAILABLE | DATA NOT AVAILABLE | DATA NOT AVAILABLE | DATA NOT AVAILABLE | DATA NOT AVAILABLE | DATA NOT AVAILABLE | SOUTHERN ELECTRIC POWER DISTRIBUTION PLC | DATA NOT AVAILABLE | DATA NOT AVAILABLE | DATA NOT AVAILABLE | DATA NOT AVAILABLE | DATA NOT AVAILABLE | DATA NOT AVAILABLE | DATA NOT AVAILABLE | DATA NOT AVAILABLE | DATA NOT AVAILABLE | DATA NOT AVAILABLE | DATA NOT AVAILABLE | DATA NOT AVAILABLE | DATA NOT AVAILABLE | DATA NOT AVAILABLE | DATA NOT AVAILABLE | DATA NOT AVAILABLE | DATA NOT AVAILABLE | DATA NOT AVAILABLE | DATA NOT AVAILABLE | CONNECTED | 0.0855 | 0.0855 | 0.09 | DATA NOT AVAILABLE | DATA NOT AVAILABLE | DATA NOT AVAILABLE | DATA NOT AVAILABLE | DATA NOT AVAILABLE | DATA NOT AVAILABLE | DATA NOT AVAILABLE | DATA NOT AVAILABLE | DATA NOT AVAILABLE | DATA NOT AVAILABLE | DATA NOT AVAILABLE | DATA NOT AVAILABLE | DATA NOT AVAILABLE | DATA NOT AVAILABLE | DATA NOT AVAILABLE | DATA NOT AVAILABLE | 2023-08-10
2000055154676 | DATA NOT AVAILABLE | DUCHY OF CORNWALL | DAIRY UNIT | DATA NOT AVAILABLE | BROADFIELD FARM | TETBURY | GLOUCESTERSHIRE | GL8 8SE | ENGLAND | 389788 | 195401 | MELKSHAM GSP | CHIPPENHAM | TETBURY | 11 | SOUTHERN ELECTRIC POWER DISTRIBUTION PLC | DATA NOT AVAILABLE | DATA NOT AVAILABLE | DATA NOT AVAILABLE | DATA NOT AVAILABLE | DATA NOT AVAILABLE | DATA NOT AVAILABLE | DATA NOT AVAILABLE | DATA NOT AVAILABLE | DATA NOT AVAILABLE | DATA NOT AVAILABLE | DATA NOT AVAILABLE | DATA NOT AVAILABLE | DATA NOT AVAILABLE | DATA NOT AVAILABLE | DATA NOT AVAILABLE | DATA NOT AVAILABLE | DATA NOT AVAILABLE | DATA NOT AVAILABLE | DATA NOT AVAILABLE | CONNECTED | 0.0779 | 0.0779 | 0.082 | DATA NOT AVAILABLE | DATA NOT AVAILABLE | DATA NOT AVAILABLE | DATA NOT AVAILABLE | DATA NOT AVAILABLE | DATA NOT AVAILABLE | DATA NOT AVAILABLE | DATA NOT AVAILABLE | DATA NOT AVAILABLE | DATA NOT AVAILABLE | DATA NOT AVAILABLE | DATA NOT AVAILABLE | DATA NOT AVAILABLE | DATA NOT AVAILABLE | DATA NOT AVAILABLE | DATA NOT AVAILABLE | 2023-08-10
2000055156210 | DATA NOT AVAILABLE | HONDA MOTOR EUROPE LIMITED | UNIT 1 ZONE 10D | HONDA MOTOR EUROPE LOGISTICS NV | VISCOUNT WAY | SWINDON | WILTSHIRE | SN3 4TN | ENGLAND | 418679 | 188771 | MINETY GSP | STRATTON | STANTON FITZWARREN | 11 | SOUTHERN ELECTRIC POWER DISTRIBUTION PLC | DATA NOT AVAILABLE | DATA NOT AVAILABLE | DATA NOT AVAILABLE | DATA NOT AVAILABLE | DATA NOT AVAILABLE | DATA NOT AVAILABLE | DATA NOT AVAILABLE | DATA NOT AVAILABLE | DATA NOT AVAILABLE | DATA NOT AVAILABLE | DATA NOT AVAILABLE | DATA NOT AVAILABLE | DATA NOT AVAILABLE | DATA NOT AVAILABLE | DATA NOT AVAILABLE | DATA NOT AVAILABLE | DATA NOT AVAILABLE | DATA NOT AVAILABLE | DATA NOT AVAILABLE | CONNECTED | 0.095 | 0.095 | 0.1 | DATA NOT AVAILABLE | DATA NOT AVAILABLE | DATA NOT AVAILABLE | DATA NOT AVAILABLE | DATA NOT AVAILABLE | DATA NOT AVAILABLE | DATA NOT AVAILABLE | DATA NOT AVAILABLE | DATA NOT AVAILABLE | DATA NOT AVAILABLE | DATA NOT AVAILABLE | DATA NOT AVAILABLE | DATA NOT AVAILABLE | DATA NOT AVAILABLE | DATA NOT AVAILABLE | DATA NOT AVAILABLE | 2023-08-10
2000055159275 | DATA NOT AVAILABLE | MAPLEDURHAM LEISURE PARTNERSHIP | DATA NOT AVAILABLE | MAPLEDURHAM HOUSE MAPLEDURHAM HOUSE | DATA NOT AVAILABLE | READING | BERKSHIRE | RG4 7TR | ENGLAND | 467060 | 176646 | BRAMLEY (FLEE) | READING TOWN | READING TOWN | 11 | SOUTHERN ELECTRIC POWER DISTRIBUTION PLC | DATA NOT AVAILABLE | DATA NOT AVAILABLE | DATA NOT AVAILABLE | DATA NOT AVAILABLE | DATA NOT AVAILABLE | DATA NOT AVAILABLE | DATA NOT AVAILABLE | DATA NOT AVAILABLE | DATA NOT AVAILABLE | DATA NOT AVAILABLE | DATA NOT AVAILABLE | DATA NOT AVAILABLE | DATA NOT AVAILABLE | DATA NOT AVAILABLE | DATA NOT AVAILABLE | DATA NOT AVAILABLE | DATA NOT AVAILABLE | DATA NOT AVAILABLE | DATA NOT AVAILABLE | CONNECTED | 0.095 | 0.095 | 0.1 | DATA NOT AVAILABLE | DATA NOT AVAILABLE | DATA NOT AVAILABLE | DATA NOT AVAILABLE | DATA NOT AVAILABLE | DATA NOT AVAILABLE | DATA NOT AVAILABLE | DATA NOT AVAILABLE | DATA NOT AVAILABLE | DATA NOT AVAILABLE | DATA NOT AVAILABLE | DATA NOT AVAILABLE | DATA NOT AVAILABLE | DATA NOT AVAILABLE | DATA NOT AVAILABLE | DATA NOT AVAILABLE | 2023-08-10
2000055166430 | DATA NOT AVAILABLE | WYCHWOOD SOLAR PARK | OLD BARN OFFICE | WYCHWOOD SOLAR PARK, PHASE 1 | MILTON ROAD | CHIPPING NORTON | SURREY | OX7 6BD | ENGLAND | 427520 | 218064 | COWLEY GSP | WITNEY | BLEDINGTON | 0.4 | SOUTHERN ELECTRIC POWER DISTRIBUTION PLC | SOLAR | PHOTOVOLTAIC | DATA NOT AVAILABLE | DATA NOT AVAILABLE | DATA NOT AVAILABLE | DATA NOT AVAILABLE | DATA NOT AVAILABLE | DATA NOT AVAILABLE | DATA NOT AVAILABLE | DATA NOT AVAILABLE | DATA NOT AVAILABLE | DATA NOT AVAILABLE | DATA NOT AVAILABLE | DATA NOT AVAILABLE | DATA NOT AVAILABLE | DATA NOT AVAILABLE | DATA NOT AVAILABLE | DATA NOT AVAILABLE | DATA NOT AVAILABLE | CONNECTED | 0.589 | 0.589 | 0.62 | DATA NOT AVAILABLE | DATA NOT AVAILABLE | DATA NOT AVAILABLE | DATA NOT AVAILABLE | DATA NOT AVAILABLE | DATA NOT AVAILABLE | DATA NOT AVAILABLE | DATA NOT AVAILABLE | DATA NOT AVAILABLE | DATA NOT AVAILABLE | DATA NOT AVAILABLE | DATA NOT AVAILABLE | DATA NOT AVAILABLE | DATA NOT AVAILABLE | DATA NOT AVAILABLE | DATA NOT AVAILABLE | 2023-08-10
2000055189916 | DATA NOT AVAILABLE | ORAM & SONS | MANOR FARM | DATA NOT AVAILABLE | DATA NOT AVAILABLE | DEVIZES | WILTSHIRE | SN10 3NN | ENGLAND | 406843 | 163051 | MELKSHAM GSP | NORRINGTON | DEVIZES | 11 | SOUTHERN ELECTRIC POWER DISTRIBUTION PLC | DATA NOT AVAILABLE | DATA NOT AVAILABLE | DATA NOT AVAILABLE | DATA NOT AVAILABLE | DATA NOT AVAILABLE | DATA NOT AVAILABLE | DATA NOT AVAILABLE | DATA NOT AVAILABLE | DATA NOT AVAILABLE | DATA NOT AVAILABLE | DATA NOT AVAILABLE | DATA NOT AVAILABLE | DATA NOT AVAILABLE | DATA NOT AVAILABLE | DATA NOT AVAILABLE | DATA NOT AVAILABLE | DATA NOT AVAILABLE | DATA NOT AVAILABLE | DATA NOT AVAILABLE | CONNECTED | 0.09405 | 0.09405 | 0.099 | DATA NOT AVAILABLE | DATA NOT AVAILABLE | DATA NOT AVAILABLE | DATA NOT AVAILABLE | DATA NOT AVAILABLE | DATA NOT AVAILABLE | DATA NOT AVAILABLE | DATA NOT AVAILABLE | DATA NOT AVAILABLE | DATA NOT AVAILABLE | DATA NOT AVAILABLE | DATA NOT AVAILABLE | DATA NOT AVAILABLE | DATA NOT AVAILABLE | DATA NOT AVAILABLE | DATA NOT AVAILABLE | 2023-08-10
2000055190841 | DATA NOT AVAILABLE | AMBER SOLAR PARKS LIMITED | FIVE OAKS SOLAR PARK | DATA NOT AVAILABLE | FIVE OAKS | BILLINGSHURST | WEST SUSSEX | RH14 9BZ | ENGLAND | 509888 | 129552 | BRAMLEY (FLEE) | FERNHURST | FIVE OAKS | 11 | SOUTHERN ELECTRIC POWER DISTRIBUTION PLC | SOLAR | PHOTOVOLTAIC | DATA NOT AVAILABLE | DATA NOT AVAILABLE | DATA NOT AVAILABLE | DATA NOT AVAILABLE | DATA NOT AVAILABLE | DATA NOT AVAILABLE | DATA NOT AVAILABLE | DATA NOT AVAILABLE | DATA NOT AVAILABLE | DATA NOT AVAILABLE | DATA NOT AVAILABLE | DATA NOT AVAILABLE | DATA NOT AVAILABLE | DATA NOT AVAILABLE | DATA NOT AVAILABLE | DATA NOT AVAILABLE | DATA NOT AVAILABLE | CONNECTED | 0.95 | 0.95 | 1 | DATA NOT AVAILABLE | DATA NOT AVAILABLE | DATA NOT AVAILABLE | DATA NOT AVAILABLE | DATA NOT AVAILABLE | DATA NOT AVAILABLE | DATA NOT AVAILABLE | DATA NOT AVAILABLE | DATA NOT AVAILABLE | DATA NOT AVAILABLE | DATA NOT AVAILABLE | DATA NOT AVAILABLE | DATA NOT AVAILABLE | DATA NOT AVAILABLE | DATA NOT AVAILABLE | DATA NOT AVAILABLE | 2023-08-10
2000055269688 | DATA NOT AVAILABLE | WESTOVER FARM, | WESTOVER FARM | TAMA EUROPEAN DISTRIBUTION | DATA NOT AVAILABLE | ANDOVER | HAMPSHIRE | SP11 7LF | ENGLAND | 436462 | 140902 | MELKSHAM GSP | ANDOVER | MIDDLE WALLOP | 11 | SOUTHERN ELECTRIC POWER DISTRIBUTION PLC | DATA NOT AVAILABLE | DATA NOT AVAILABLE | DATA NOT AVAILABLE | DATA NOT AVAILABLE | DATA NOT AVAILABLE | DATA NOT AVAILABLE | DATA NOT AVAILABLE | DATA NOT AVAILABLE | DATA NOT AVAILABLE | DATA NOT AVAILABLE | DATA NOT AVAILABLE | DATA NOT AVAILABLE | DATA NOT AVAILABLE | DATA NOT AVAILABLE | DATA NOT AVAILABLE | DATA NOT AVAILABLE | DATA NOT AVAILABLE | DATA NOT AVAILABLE | DATA NOT AVAILABLE | CONNECTED | 0.0551 | 0.0551 | 0.058 | DATA NOT AVAILABLE | DATA NOT AVAILABLE | DATA NOT AVAILABLE | DATA NOT AVAILABLE | DATA NOT AVAILABLE | DATA NOT AVAILABLE | DATA NOT AVAILABLE | DATA NOT AVAILABLE | DATA NOT AVAILABLE | DATA NOT AVAILABLE | DATA NOT AVAILABLE | DATA NOT AVAILABLE | DATA NOT AVAILABLE | DATA NOT AVAILABLE | DATA NOT AVAILABLE | DATA NOT AVAILABLE | 2023-08-10
2000055274623 | DATA NOT AVAILABLE | ACE OFFICE ENVIRONMENTS LTD | EMBERTON HOUSE | ACE OFFICE ENVIRONMENTS LTD | YEOMANS WAY | BOURNEMOUTH | DORSET | BH8 0BP | ENGLAND | 411739 | 94913 | MANNINGTON GSP | REDHILL | REDHILL | 11 | SOUTHERN ELECTRIC POWER DISTRIBUTION PLC | DATA NOT AVAILABLE | DATA NOT AVAILABLE | DATA NOT AVAILABLE | DATA NOT AVAILABLE | DATA NOT AVAILABLE | DATA NOT AVAILABLE | DATA NOT AVAILABLE | DATA NOT AVAILABLE | DATA NOT AVAILABLE | DATA NOT AVAILABLE | DATA NOT AVAILABLE | DATA NOT AVAILABLE | DATA NOT AVAILABLE | DATA NOT AVAILABLE | DATA NOT AVAILABLE | DATA NOT AVAILABLE | DATA NOT AVAILABLE | DATA NOT AVAILABLE | DATA NOT AVAILABLE | CONNECTED | 0.0646 | 0.0646 | 0.068 | DATA NOT AVAILABLE | DATA NOT AVAILABLE | DATA NOT AVAILABLE | DATA NOT AVAILABLE | DATA NOT AVAILABLE | DATA NOT AVAILABLE | DATA NOT AVAILABLE | DATA NOT AVAILABLE | DATA NOT AVAILABLE | DATA NOT AVAILABLE | DATA NOT AVAILABLE | DATA NOT AVAILABLE | DATA NOT AVAILABLE | DATA NOT AVAILABLE | DATA NOT AVAILABLE | DATA NOT AVAILABLE | 2023-08-10
2000055303372 | DATA NOT AVAILABLE | PLANET NEUTRAL FARTHINGHAM WEIR PARTNERSHIP | FARTHINGHAM WEIR | DATA NOT AVAILABLE | DATA NOT AVAILABLE | BATH | SOMERSET | BA2 7UD | ENGLAND | 378421 | 159560 | MELKSHAM GSP | NORRINGTON | BRADFORD ON AVON | 11 | SOUTHERN ELECTRIC POWER DISTRIBUTION PLC | DATA NOT AVAILABLE | DATA NOT AVAILABLE | DATA NOT AVAILABLE | DATA NOT AVAILABLE | DATA NOT AVAILABLE | DATA NOT AVAILABLE | DATA NOT AVAILABLE | DATA NOT AVAILABLE | DATA NOT AVAILABLE | DATA NOT AVAILABLE | DATA NOT AVAILABLE | DATA NOT AVAILABLE | DATA NOT AVAILABLE | DATA NOT AVAILABLE | DATA NOT AVAILABLE | DATA NOT AVAILABLE | DATA NOT AVAILABLE | DATA NOT AVAILABLE | DATA NOT AVAILABLE | CONNECTED | 0.05225 | 0.05225 | 0.055 | DATA NOT AVAILABLE | DATA NOT AVAILABLE | DATA NOT AVAILABLE | DATA NOT AVAILABLE | DATA NOT AVAILABLE | DATA NOT AVAILABLE | DATA NOT AVAILABLE | DATA NOT AVAILABLE | DATA NOT AVAILABLE | DATA NOT AVAILABLE | DATA NOT AVAILABLE | DATA NOT AVAILABLE | DATA NOT AVAILABLE | DATA NOT AVAILABLE | DATA NOT AVAILABLE | DATA NOT AVAILABLE | 2023-08-10
2000055305209 | DATA NOT AVAILABLE | F J BUNNEY & SONS | EAST STOKE FARM | DATA NOT AVAILABLE | KINGSWORTHY | WINCHESTER | HAMPSHIRE | SO21 3PL | ENGLAND | 448548 | 137621 | MELKSHAM GSP | ANDOVER | BARTON STACEY | 11 | SOUTHERN ELECTRIC POWER DISTRIBUTION PLC | DATA NOT AVAILABLE | DATA NOT AVAILABLE | DATA NOT AVAILABLE | DATA NOT AVAILABLE | DATA NOT AVAILABLE | DATA NOT AVAILABLE | DATA NOT AVAILABLE | DATA NOT AVAILABLE | DATA NOT AVAILABLE | DATA NOT AVAILABLE | DATA NOT AVAILABLE | DATA NOT AVAILABLE | DATA NOT AVAILABLE | DATA NOT AVAILABLE | DATA NOT AVAILABLE | DATA NOT AVAILABLE | DATA NOT AVAILABLE | DATA NOT AVAILABLE | DATA NOT AVAILABLE | CONNECTED | 0.05225 | 0.05225 | 0.055 | DATA NOT AVAILABLE | DATA NOT AVAILABLE | DATA NOT AVAILABLE | DATA NOT AVAILABLE | DATA NOT AVAILABLE | DATA NOT AVAILABLE | DATA NOT AVAILABLE | DATA NOT AVAILABLE | DATA NOT AVAILABLE | DATA NOT AVAILABLE | DATA NOT AVAILABLE | DATA NOT AVAILABLE | DATA NOT AVAILABLE | DATA NOT AVAILABLE | DATA NOT AVAILABLE | DATA NOT AVAILABLE | 2023-08-10
2000055314018 | DATA NOT AVAILABLE | FRIMLEY HEALTH NHS FOUNDATION TRUST | PORTSMOUTH ROAD | DATA NOT AVAILABLE | DATA NOT AVAILABLE | CAMBERLEY | SURREY | GU16 7UJ | ENGLAND | 487761 | 158591 | BRAMLEY (FLEE) | CAMBERLEY RESERVE | FRIMLEY | 11 | SOUTHERN ELECTRIC POWER DISTRIBUTION PLC | DATA NOT AVAILABLE | DATA NOT AVAILABLE | DATA NOT AVAILABLE | DATA NOT AVAILABLE | DATA NOT AVAILABLE | DATA NOT AVAILABLE | DATA NOT AVAILABLE | DATA NOT AVAILABLE | DATA NOT AVAILABLE | DATA NOT AVAILABLE | DATA NOT AVAILABLE | DATA NOT AVAILABLE | DATA NOT AVAILABLE | DATA NOT AVAILABLE | DATA NOT AVAILABLE | DATA NOT AVAILABLE | DATA NOT AVAILABLE | DATA NOT AVAILABLE | DATA NOT AVAILABLE | CONNECTED | 0.4066 | 0.4066 | 0.428 | DATA NOT AVAILABLE | DATA NOT AVAILABLE | DATA NOT AVAILABLE | DATA NOT AVAILABLE | DATA NOT AVAILABLE | DATA NOT AVAILABLE | DATA NOT AVAILABLE | DATA NOT AVAILABLE | DATA NOT AVAILABLE | DATA NOT AVAILABLE | DATA NOT AVAILABLE | DATA NOT AVAILABLE | DATA NOT AVAILABLE | DATA NOT AVAILABLE | DATA NOT AVAILABLE | DATA NOT AVAILABLE | 2023-08-10
2000055335240 | DATA NOT AVAILABLE | HANFORD HOLDINGS LIMITED | DATA NOT AVAILABLE | MOLE VALLEY FEED SOLUTIONS | BOURNE PARK | DORCHESTER | DORSET | DT2 7TU | ENGLAND | 372335 | 97528 | CHICKERELL GSP | CHICKERELL | PIDDLETRENTHIDE | 11 | SOUTHERN ELECTRIC POWER DISTRIBUTION PLC | DATA NOT AVAILABLE | DATA NOT AVAILABLE | DATA NOT AVAILABLE | DATA NOT AVAILABLE | DATA NOT AVAILABLE | DATA NOT AVAILABLE | DATA NOT AVAILABLE | DATA NOT AVAILABLE | DATA NOT AVAILABLE | DATA NOT AVAILABLE | DATA NOT AVAILABLE | DATA NOT AVAILABLE | DATA NOT AVAILABLE | DATA NOT AVAILABLE | DATA NOT AVAILABLE | DATA NOT AVAILABLE | DATA NOT AVAILABLE | DATA NOT AVAILABLE | DATA NOT AVAILABLE | CONNECTED | 0.2375 | 0.2375 | 0.25 | DATA NOT AVAILABLE | DATA NOT AVAILABLE | DATA NOT AVAILABLE | DATA NOT AVAILABLE | DATA NOT AVAILABLE | DATA NOT AVAILABLE | DATA NOT AVAILABLE | DATA NOT AVAILABLE | DATA NOT AVAILABLE | DATA NOT AVAILABLE | DATA NOT AVAILABLE | DATA NOT AVAILABLE | DATA NOT AVAILABLE | DATA NOT AVAILABLE | DATA NOT AVAILABLE | DATA NOT AVAILABLE | 2023-08-10
2000055335700 | DATA NOT AVAILABLE | MALABY BIOGAS LIMITED | BOREHILL FARM | GENERATION SITE | DEVERILL ROAD | WARMINSTER | WILTSHIRE | BA12 8BD | ENGLAND | 386754 | 143703 | MELKSHAM GSP | FROME | CROCKERTON | 11 | SOUTHERN ELECTRIC POWER DISTRIBUTION PLC | BIOMASS | DATA NOT AVAILABLE | DATA NOT AVAILABLE | DATA NOT AVAILABLE | DATA NOT AVAILABLE | 0.5 | DATA NOT AVAILABLE | DATA NOT AVAILABLE | DATA NOT AVAILABLE | DATA NOT AVAILABLE | DATA NOT AVAILABLE | DATA NOT AVAILABLE | DATA NOT AVAILABLE | DATA NOT AVAILABLE | DATA NOT AVAILABLE | DATA NOT AVAILABLE | DATA NOT AVAILABLE | DATA NOT AVAILABLE | DATA NOT AVAILABLE | CONNECTED | 0.95 | 0.95 | 1 | 0 | 0 | 2012-03-13 | DATA NOT AVAILABLE | DATA NOT AVAILABLE | DATA NOT AVAILABLE | DATA NOT AVAILABLE | DATA NOT AVAILABLE | DATA NOT AVAILABLE | DATA NOT AVAILABLE | DATA NOT AVAILABLE | DATA NOT AVAILABLE | DATA NOT AVAILABLE | DATA NOT AVAILABLE | DATA NOT AVAILABLE | DATA NOT AVAILABLE | 2023-08-10
2000055343366 | DATA NOT AVAILABLE | JV ENERGEN LLP | RAINBARROW FARM | A D PLANT | DATA NOT AVAILABLE | DORCHESTER | DORSET | DT2 9JF | ENGLAND | 366037 | 89626 | CHICKERELL GSP | CHICKERELL | CHARMINSTER | 11 | SOUTHERN ELECTRIC POWER DISTRIBUTION PLC | BIOMASS | DATA NOT AVAILABLE | DATA NOT AVAILABLE | DATA NOT AVAILABLE | DATA NOT AVAILABLE | 0.36 | DATA NOT AVAILABLE | DATA NOT AVAILABLE | DATA NOT AVAILABLE | DATA NOT AVAILABLE | DATA NOT AVAILABLE | DATA NOT AVAILABLE | DATA NOT AVAILABLE | DATA NOT AVAILABLE | DATA NOT AVAILABLE | DATA NOT AVAILABLE | DATA NOT AVAILABLE | DATA NOT AVAILABLE | DATA NOT AVAILABLE | CONNECTED | 0.342 | 0.342 | 0.36 | 0 | 0 | 2012-03-28 | DATA NOT AVAILABLE | DATA NOT AVAILABLE | DATA NOT AVAILABLE | DATA NOT AVAILABLE | DATA NOT AVAILABLE | DATA NOT AVAILABLE | DATA NOT AVAILABLE | DATA NOT AVAILABLE | DATA NOT AVAILABLE | DATA NOT AVAILABLE | DATA NOT AVAILABLE | DATA NOT AVAILABLE | DATA NOT AVAILABLE | 2023-08-10
2000055358112 | DATA NOT AVAILABLE | REDACTED | REDACTED | REDACTED | REDACTED | REDACTED | REDACTED | SN8 4J | ENGLAND | REDACTED | REDACTED | MELKSHAM GSP | AMESBURY | PEWSEY | 11 | SOUTHERN ELECTRIC POWER DISTRIBUTION PLC | BIOMASS | DATA NOT AVAILABLE | DATA NOT AVAILABLE | DATA NOT AVAILABLE | DATA NOT AVAILABLE | 0.5 | DATA NOT AVAILABLE | DATA NOT AVAILABLE | DATA NOT AVAILABLE | DATA NOT AVAILABLE | DATA NOT AVAILABLE | DATA NOT AVAILABLE | DATA NOT AVAILABLE | DATA NOT AVAILABLE | DATA NOT AVAILABLE | DATA NOT AVAILABLE | DATA NOT AVAILABLE | DATA NOT AVAILABLE | DATA NOT AVAILABLE | CONNECTED | 0.475 | 0.475 | 0.5 | 0 | 0 | 2012-03-22 | DATA NOT AVAILABLE | DATA NOT AVAILABLE | DATA NOT AVAILABLE | DATA NOT AVAILABLE | DATA NOT AVAILABLE | DATA NOT AVAILABLE | DATA NOT AVAILABLE | DATA NOT AVAILABLE | DATA NOT AVAILABLE | DATA NOT AVAILABLE | DATA NOT AVAILABLE | DATA NOT AVAILABLE | DATA NOT AVAILABLE | 2023-08-10
2000055378234 | DATA NOT AVAILABLE | MOLE VALLEY FEED SOLUTIONS LTD | DATA NOT AVAILABLE | MOLE VALLEY FEED SOLUTIONS | BOURNE PARK | DORCHESTER | DORSET | DT2 7TU | ENGLAND | 372335 | 97528 | CHICKERELL GSP | CHICKERELL | PIDDLETRENTHIDE | 11 | SOUTHERN ELECTRIC POWER DISTRIBUTION PLC | DATA NOT AVAILABLE | DATA NOT AVAILABLE | DATA NOT AVAILABLE | DATA NOT AVAILABLE | DATA NOT AVAILABLE | DATA NOT AVAILABLE | DATA NOT AVAILABLE | DATA NOT AVAILABLE | DATA NOT AVAILABLE | DATA NOT AVAILABLE | DATA NOT AVAILABLE | DATA NOT AVAILABLE | DATA NOT AVAILABLE | DATA NOT AVAILABLE | DATA NOT AVAILABLE | DATA NOT AVAILABLE | DATA NOT AVAILABLE | DATA NOT AVAILABLE | DATA NOT AVAILABLE | CONNECTED | 0.475 | 0.475 | 0.5 | DATA NOT AVAILABLE | DATA NOT AVAILABLE | DATA NOT AVAILABLE | DATA NOT AVAILABLE | DATA NOT AVAILABLE | DATA NOT AVAILABLE | DATA NOT AVAILABLE | DATA NOT AVAILABLE | DATA NOT AVAILABLE | DATA NOT AVAILABLE | DATA NOT AVAILABLE | DATA NOT AVAILABLE | DATA NOT AVAILABLE | DATA NOT AVAILABLE | DATA NOT AVAILABLE | DATA NOT AVAILABLE | 2023-08-10
2000055392150 | DATA NOT AVAILABLE | REDACTED | REDACTED | REDACTED | REDACTED | REDACTED | REDACTED | BA9 8H | ENGLAND | REDACTED | REDACTED | MANNINGTON GSP | SHAFTESBURY | WINCANTON | 11 | SOUTHERN ELECTRIC POWER DISTRIBUTION PLC | DATA NOT AVAILABLE | DATA NOT AVAILABLE | DATA NOT AVAILABLE | DATA NOT AVAILABLE | DATA NOT AVAILABLE | DATA NOT AVAILABLE | DATA NOT AVAILABLE | DATA NOT AVAILABLE | DATA NOT AVAILABLE | DATA NOT AVAILABLE | DATA NOT AVAILABLE | DATA NOT AVAILABLE | DATA NOT AVAILABLE | DATA NOT AVAILABLE | DATA NOT AVAILABLE | DATA NOT AVAILABLE | DATA NOT AVAILABLE | DATA NOT AVAILABLE | DATA NOT AVAILABLE | CONNECTED | 0.0665 | 0.0665 | 0.07 | DATA NOT AVAILABLE | DATA NOT AVAILABLE | DATA NOT AVAILABLE | DATA NOT AVAILABLE | DATA NOT AVAILABLE | DATA NOT AVAILABLE | DATA NOT AVAILABLE | DATA NOT AVAILABLE | DATA NOT AVAILABLE | DATA NOT AVAILABLE | DATA NOT AVAILABLE | DATA NOT AVAILABLE | DATA NOT AVAILABLE | DATA NOT AVAILABLE | DATA NOT AVAILABLE | DATA NOT AVAILABLE | 2023-08-10
2000055392239 | DATA NOT AVAILABLE | REDACTED | REDACTED | REDACTED | REDACTED | REDACTED | REDACTED | BA9 8H | ENGLAND | REDACTED | REDACTED | MANNINGTON GSP | SHAFTESBURY | WINCANTON | 11 | SOUTHERN ELECTRIC POWER DISTRIBUTION PLC | DATA NOT AVAILABLE | DATA NOT AVAILABLE | DATA NOT AVAILABLE | DATA NOT AVAILABLE | DATA NOT AVAILABLE | DATA NOT AVAILABLE | DATA NOT AVAILABLE | DATA NOT AVAILABLE | DATA NOT AVAILABLE | DATA NOT AVAILABLE | DATA NOT AVAILABLE | DATA NOT AVAILABLE | DATA NOT AVAILABLE | DATA NOT AVAILABLE | DATA NOT AVAILABLE | DATA NOT AVAILABLE | DATA NOT AVAILABLE | DATA NOT AVAILABLE | DATA NOT AVAILABLE | CONNECTED | 0.095 | 0.095 | 0.1 | DATA NOT AVAILABLE | DATA NOT AVAILABLE | DATA NOT AVAILABLE | DATA NOT AVAILABLE | DATA NOT AVAILABLE | DATA NOT AVAILABLE | DATA NOT AVAILABLE | DATA NOT AVAILABLE | DATA NOT AVAILABLE | DATA NOT AVAILABLE | DATA NOT AVAILABLE | DATA NOT AVAILABLE | DATA NOT AVAILABLE | DATA NOT AVAILABLE | DATA NOT AVAILABLE | DATA NOT AVAILABLE | 2023-08-10
2000055415230 | DATA NOT AVAILABLE | YELSPA LIMITED | BIOGAS FAULKNERS DOWN FARM | DATA NOT AVAILABLE | PICKET PIECE | ANDOVER | HAMPSHIRE | SP11 6LZ | ENGLAND | 441149 | 147304 | MELKSHAM GSP | ANDOVER | ANDOVER EAST | 11 | SOUTHERN ELECTRIC POWER DISTRIBUTION PLC | BIOFUEL SEWAGE GAS | DATA NOT AVAILABLE | DATA NOT AVAILABLE | DATA NOT AVAILABLE | DATA NOT AVAILABLE | 0.49 | DATA NOT AVAILABLE | DATA NOT AVAILABLE | DATA NOT AVAILABLE | DATA NOT AVAILABLE | DATA NOT AVAILABLE | DATA NOT AVAILABLE | DATA NOT AVAILABLE | DATA NOT AVAILABLE | DATA NOT AVAILABLE | DATA NOT AVAILABLE | DATA NOT AVAILABLE | DATA NOT AVAILABLE | DATA NOT AVAILABLE | CONNECTED | 0.4902 | 0.4902 | 0.516 | 0 | 0 | 2013-02-27 | DATA NOT AVAILABLE | DATA NOT AVAILABLE | DATA NOT AVAILABLE | DATA NOT AVAILABLE | DATA NOT AVAILABLE | DATA NOT AVAILABLE | DATA NOT AVAILABLE | DATA NOT AVAILABLE | DATA NOT AVAILABLE | DATA NOT AVAILABLE | DATA NOT AVAILABLE | DATA NOT AVAILABLE | DATA NOT AVAILABLE | 2023-08-10
2000055421572 | DATA NOT AVAILABLE | S + M COLLINS PARTNERSHIP | DAIRY GLEBE FARM | DATA NOT AVAILABLE | DATA NOT AVAILABLE | BAMPTON | OXFORDSHIRE | OX18 2HW | ENGLAND | 430953 | 202342 | MINETY GSP | STRATTON | BLACK BOURTON | 11 | SOUTHERN ELECTRIC POWER DISTRIBUTION PLC | DATA NOT AVAILABLE | DATA NOT AVAILABLE | DATA NOT AVAILABLE | DATA NOT AVAILABLE | DATA NOT AVAILABLE | DATA NOT AVAILABLE | DATA NOT AVAILABLE | DATA NOT AVAILABLE | DATA NOT AVAILABLE | DATA NOT AVAILABLE | DATA NOT AVAILABLE | DATA NOT AVAILABLE | DATA NOT AVAILABLE | DATA NOT AVAILABLE | DATA NOT AVAILABLE | DATA NOT AVAILABLE | DATA NOT AVAILABLE | DATA NOT AVAILABLE | DATA NOT AVAILABLE | CONNECTED | 0.08075 | 0.08075 | 0.085 | DATA NOT AVAILABLE | DATA NOT AVAILABLE | DATA NOT AVAILABLE | DATA NOT AVAILABLE | DATA NOT AVAILABLE | DATA NOT AVAILABLE | DATA NOT AVAILABLE | DATA NOT AVAILABLE | DATA NOT AVAILABLE | DATA NOT AVAILABLE | DATA NOT AVAILABLE | DATA NOT AVAILABLE | DATA NOT AVAILABLE | DATA NOT AVAILABLE | DATA NOT AVAILABLE | DATA NOT AVAILABLE | 2023-08-10
2000055427900 | DATA NOT AVAILABLE | MIELE COMPANY LIMITED | ASHVILLE TRADING ESTATE | DATA NOT AVAILABLE | NUFFIELD WAY | ABINGDON | OXFORDSHIRE | OX14 1RJ | ENGLAND | 449705 | 199485 | COWLEY GSP | OXFORD | WOOTTON ROAD | 11 | SOUTHERN ELECTRIC POWER DISTRIBUTION PLC | DATA NOT AVAILABLE | DATA NOT AVAILABLE | DATA NOT AVAILABLE | DATA NOT AVAILABLE | DATA NOT AVAILABLE | DATA NOT AVAILABLE | DATA NOT AVAILABLE | DATA NOT AVAILABLE | DATA NOT AVAILABLE | DATA NOT AVAILABLE | DATA NOT AVAILABLE | DATA NOT AVAILABLE | DATA NOT AVAILABLE | DATA NOT AVAILABLE | DATA NOT AVAILABLE | DATA NOT AVAILABLE | DATA NOT AVAILABLE | DATA NOT AVAILABLE | DATA NOT AVAILABLE | CONNECTED | 0.228 | 0.228 | 0.24 | DATA NOT AVAILABLE | DATA NOT AVAILABLE | DATA NOT AVAILABLE | DATA NOT AVAILABLE | DATA NOT AVAILABLE | DATA NOT AVAILABLE | DATA NOT AVAILABLE | DATA NOT AVAILABLE | DATA NOT AVAILABLE | DATA NOT AVAILABLE | DATA NOT AVAILABLE | DATA NOT AVAILABLE | DATA NOT AVAILABLE | DATA NOT AVAILABLE | DATA NOT AVAILABLE | DATA NOT AVAILABLE | 2023-08-10
2000055430016 | DATA NOT AVAILABLE | WEST OXFORD SCHOOLS TRUST | DATA NOT AVAILABLE | MATTHEW ARNOLD SCH MATTHEW ARNOLD SCHOOL | ARNOLDS WAY | OXFORD | OXFORDSHIRE | OX2 9JE | ENGLAND | 448152 | 205157 | COWLEY GSP | OXFORD | NORTH HINKSEY | 11 | SOUTHERN ELECTRIC POWER DISTRIBUTION PLC | DATA NOT AVAILABLE | DATA NOT AVAILABLE | DATA NOT AVAILABLE | DATA NOT AVAILABLE | DATA NOT AVAILABLE | DATA NOT AVAILABLE | DATA NOT AVAILABLE | DATA NOT AVAILABLE | DATA NOT AVAILABLE | DATA NOT AVAILABLE | DATA NOT AVAILABLE | DATA NOT AVAILABLE | DATA NOT AVAILABLE | DATA NOT AVAILABLE | DATA NOT AVAILABLE | DATA NOT AVAILABLE | DATA NOT AVAILABLE | DATA NOT AVAILABLE | DATA NOT AVAILABLE | CONNECTED | 0.095 | 0.095 | 0.1 | DATA NOT AVAILABLE | DATA NOT AVAILABLE | DATA NOT AVAILABLE | DATA NOT AVAILABLE | DATA NOT AVAILABLE | DATA NOT AVAILABLE | DATA NOT AVAILABLE | DATA NOT AVAILABLE | DATA NOT AVAILABLE | DATA NOT AVAILABLE | DATA NOT AVAILABLE | DATA NOT AVAILABLE | DATA NOT AVAILABLE | DATA NOT AVAILABLE | DATA NOT AVAILABLE | DATA NOT AVAILABLE | 2023-08-10
2000055466332 | DATA NOT AVAILABLE | REDACTED | REDACTED | REDACTED | REDACTED | REDACTED | REDACTED | GL7 4E | ENGLAND | REDACTED | REDACTED | MINETY GSP | STRATTON | STANTON FITZWARREN | 11 | SOUTHERN ELECTRIC POWER DISTRIBUTION PLC | DATA NOT AVAILABLE | DATA NOT AVAILABLE | DATA NOT AVAILABLE | DATA NOT AVAILABLE | DATA NOT AVAILABLE | DATA NOT AVAILABLE | DATA NOT AVAILABLE | DATA NOT AVAILABLE | DATA NOT AVAILABLE | DATA NOT AVAILABLE | DATA NOT AVAILABLE | DATA NOT AVAILABLE | DATA NOT AVAILABLE | DATA NOT AVAILABLE | DATA NOT AVAILABLE | DATA NOT AVAILABLE | DATA NOT AVAILABLE | DATA NOT AVAILABLE | DATA NOT AVAILABLE | CONNECTED | 0.095 | 0.095 | 0.1 | DATA NOT AVAILABLE | DATA NOT AVAILABLE | DATA NOT AVAILABLE | DATA NOT AVAILABLE | DATA NOT AVAILABLE | DATA NOT AVAILABLE | DATA NOT AVAILABLE | DATA NOT AVAILABLE | DATA NOT AVAILABLE | DATA NOT AVAILABLE | DATA NOT AVAILABLE | DATA NOT AVAILABLE | DATA NOT AVAILABLE | DATA NOT AVAILABLE | DATA NOT AVAILABLE | DATA NOT AVAILABLE | 2023-08-10
2000055470310 | DATA NOT AVAILABLE | DATA NOT AVAILABLE | DATA NOT AVAILABLE | DATA NOT AVAILABLE | DATA NOT AVAILABLE | DATA NOT AVAILABLE | DATA NOT AVAILABLE | DATA NOT AVAILABLE | ENGLAND | DATA NOT AVAILABLE | DATA NOT AVAILABLE | DATA NOT AVAILABLE | DATA NOT AVAILABLE | DATA NOT AVAILABLE | DATA NOT AVAILABLE | SOUTHERN ELECTRIC POWER DISTRIBUTION PLC | DATA NOT AVAILABLE | DATA NOT AVAILABLE | DATA NOT AVAILABLE | DATA NOT AVAILABLE | DATA NOT AVAILABLE | DATA NOT AVAILABLE | DATA NOT AVAILABLE | DATA NOT AVAILABLE | DATA NOT AVAILABLE | DATA NOT AVAILABLE | DATA NOT AVAILABLE | DATA NOT AVAILABLE | DATA NOT AVAILABLE | DATA NOT AVAILABLE | DATA NOT AVAILABLE | DATA NOT AVAILABLE | DATA NOT AVAILABLE | DATA NOT AVAILABLE | DATA NOT AVAILABLE | CONNECTED | 0.2375 | 0.2375 | 0.25 | DATA NOT AVAILABLE | DATA NOT AVAILABLE | DATA NOT AVAILABLE | DATA NOT AVAILABLE | DATA NOT AVAILABLE | DATA NOT AVAILABLE | DATA NOT AVAILABLE | DATA NOT AVAILABLE | DATA NOT AVAILABLE | DATA NOT AVAILABLE | DATA NOT AVAILABLE | DATA NOT AVAILABLE | DATA NOT AVAILABLE | DATA NOT AVAILABLE | DATA NOT AVAILABLE | DATA NOT AVAILABLE | 2023-08-10
2000055473766 | DATA NOT AVAILABLE | SOUTHAMPTON GEOTHERMAL HEATING COMPANY LIMITED (THE) | DATA NOT AVAILABLE | ROYAL SOUTH HANTS HOSPITAL | GRAHAM ROAD | SOUTHAMPTON | HAMPSHIRE | SO14 0YG | ENGLAND | 442484 | 112720 | NURSLING GSP | SOUTHAMPTON | BEVOIS VALLEY | 6.6 | SOUTHERN ELECTRIC POWER DISTRIBUTION PLC | DATA NOT AVAILABLE | DATA NOT AVAILABLE | DATA NOT AVAILABLE | DATA NOT AVAILABLE | DATA NOT AVAILABLE | DATA NOT AVAILABLE | DATA NOT AVAILABLE | DATA NOT AVAILABLE | DATA NOT AVAILABLE | DATA NOT AVAILABLE | DATA NOT AVAILABLE | DATA NOT AVAILABLE | DATA NOT AVAILABLE | DATA NOT AVAILABLE | DATA NOT AVAILABLE | DATA NOT AVAILABLE | DATA NOT AVAILABLE | DATA NOT AVAILABLE | DATA NOT AVAILABLE | CONNECTED | 0.57 | 0.57 | 0.6 | DATA NOT AVAILABLE | DATA NOT AVAILABLE | DATA NOT AVAILABLE | DATA NOT AVAILABLE | DATA NOT AVAILABLE | DATA NOT AVAILABLE | DATA NOT AVAILABLE | DATA NOT AVAILABLE | DATA NOT AVAILABLE | DATA NOT AVAILABLE | DATA NOT AVAILABLE | DATA NOT AVAILABLE | DATA NOT AVAILABLE | DATA NOT AVAILABLE | DATA NOT AVAILABLE | DATA NOT AVAILABLE | 2023-08-10
2000055496666 | DATA NOT AVAILABLE | DISTGEN ROGERSHILL LGC PLC | RODGERHILL FARM | DATA NOT AVAILABLE | DATA NOT AVAILABLE | DORCHESTER | DORSET | DT2 7HJ | ENGLAND | 381938 | 95059 | MANNINGTON GSP | LYTCHETT | WINTERBORNE KINGSTON | 11 | SOUTHERN ELECTRIC POWER DISTRIBUTION PLC | DATA NOT AVAILABLE | DATA NOT AVAILABLE | DATA NOT AVAILABLE | DATA NOT AVAILABLE | DATA NOT AVAILABLE | DATA NOT AVAILABLE | DATA NOT AVAILABLE | DATA NOT AVAILABLE | DATA NOT AVAILABLE | DATA NOT AVAILABLE | DATA NOT AVAILABLE | DATA NOT AVAILABLE | DATA NOT AVAILABLE | DATA NOT AVAILABLE | DATA NOT AVAILABLE | DATA NOT AVAILABLE | DATA NOT AVAILABLE | DATA NOT AVAILABLE | DATA NOT AVAILABLE | CONNECTED | 0.475 | 0.475 | 0.5 | DATA NOT AVAILABLE | DATA NOT AVAILABLE | DATA NOT AVAILABLE | DATA NOT AVAILABLE | DATA NOT AVAILABLE | DATA NOT AVAILABLE | DATA NOT AVAILABLE | DATA NOT AVAILABLE | DATA NOT AVAILABLE | DATA NOT AVAILABLE | DATA NOT AVAILABLE | DATA NOT AVAILABLE | DATA NOT AVAILABLE | DATA NOT AVAILABLE | DATA NOT AVAILABLE | DATA NOT AVAILABLE | 2023-08-10
2000055500588 | DATA NOT AVAILABLE | BLUEFIELD GOSHAWK LIMITED | EASTHAMPSTEAD PARK STW | EASTS1ZZ | EASTHAMPSTEAD PARK STW | CROWTHORNE | BERKSHIRE | RG40 3BT | ENGLAND | 484009 | 166367 | BRAMLEY (FLEE) | BRACKNELL RESERVE | EASTHAMPSTEAD | 11 | SOUTHERN ELECTRIC POWER DISTRIBUTION PLC | DATA NOT AVAILABLE | DATA NOT AVAILABLE | DATA NOT AVAILABLE | DATA NOT AVAILABLE | DATA NOT AVAILABLE | DATA NOT AVAILABLE | DATA NOT AVAILABLE | DATA NOT AVAILABLE | DATA NOT AVAILABLE | DATA NOT AVAILABLE | DATA NOT AVAILABLE | DATA NOT AVAILABLE | DATA NOT AVAILABLE | DATA NOT AVAILABLE | DATA NOT AVAILABLE | DATA NOT AVAILABLE | DATA NOT AVAILABLE | DATA NOT AVAILABLE | DATA NOT AVAILABLE | CONNECTED | 0.0893 | 0.0893 | 0.094 | DATA NOT AVAILABLE | DATA NOT AVAILABLE | DATA NOT AVAILABLE | DATA NOT AVAILABLE | DATA NOT AVAILABLE | DATA NOT AVAILABLE | DATA NOT AVAILABLE | DATA NOT AVAILABLE | DATA NOT AVAILABLE | DATA NOT AVAILABLE | DATA NOT AVAILABLE | DATA NOT AVAILABLE | DATA NOT AVAILABLE | DATA NOT AVAILABLE | DATA NOT AVAILABLE | DATA NOT AVAILABLE | 2023-08-10
2000055500667 | DATA NOT AVAILABLE | BLUEFIELD GOSHAWK LIMITED | SANDHURST STW | SANDS2ZZ | SWAN LANE | SANDHURST | BERKSHIRE | GU47 9DB | ENGLAND | 483524 | 161295 | BRAMLEY (FLEE) | CAMBERLEY MAIN | SANDHURST | 11 | SOUTHERN ELECTRIC POWER DISTRIBUTION PLC | DATA NOT AVAILABLE | DATA NOT AVAILABLE | DATA NOT AVAILABLE | DATA NOT AVAILABLE | DATA NOT AVAILABLE | DATA NOT AVAILABLE | DATA NOT AVAILABLE | DATA NOT AVAILABLE | DATA NOT AVAILABLE | DATA NOT AVAILABLE | DATA NOT AVAILABLE | DATA NOT AVAILABLE | DATA NOT AVAILABLE | DATA NOT AVAILABLE | DATA NOT AVAILABLE | DATA NOT AVAILABLE | DATA NOT AVAILABLE | DATA NOT AVAILABLE | DATA NOT AVAILABLE | CONNECTED | 0.0855 | 0.0855 | 0.09 | DATA NOT AVAILABLE | DATA NOT AVAILABLE | DATA NOT AVAILABLE | DATA NOT AVAILABLE | DATA NOT AVAILABLE | DATA NOT AVAILABLE | DATA NOT AVAILABLE | DATA NOT AVAILABLE | DATA NOT AVAILABLE | DATA NOT AVAILABLE | DATA NOT AVAILABLE | DATA NOT AVAILABLE | DATA NOT AVAILABLE | DATA NOT AVAILABLE | DATA NOT AVAILABLE | DATA NOT AVAILABLE | 2023-08-10
2000055529211 | DATA NOT AVAILABLE | PREMIER CONTRACTS SUPPLIES BUSINESS | PREMIER HOUSE 3 | DATA NOT AVAILABLE | EELMOOR ROAD | FARNBOROUGH | HAMPSHIRE | GU14 7QN | ENGLAND | 485939 | 154746 | BRAMLEY (FLEE) | PYESTOCK | FARNBOROUGH AIR FIELD | 33 | SOUTHERN ELECTRIC POWER DISTRIBUTION PLC | DATA NOT AVAILABLE | DATA NOT AVAILABLE | DATA NOT AVAILABLE | DATA NOT AVAILABLE | DATA NOT AVAILABLE | DATA NOT AVAILABLE | DATA NOT AVAILABLE | DATA NOT AVAILABLE | DATA NOT AVAILABLE | DATA NOT AVAILABLE | DATA NOT AVAILABLE | DATA NOT AVAILABLE | DATA NOT AVAILABLE | DATA NOT AVAILABLE | DATA NOT AVAILABLE | DATA NOT AVAILABLE | DATA NOT AVAILABLE | DATA NOT AVAILABLE | DATA NOT AVAILABLE | CONNECTED | 0.07695 | 0.07695 | 0.081 | DATA NOT AVAILABLE | DATA NOT AVAILABLE | DATA NOT AVAILABLE | DATA NOT AVAILABLE | DATA NOT AVAILABLE | DATA NOT AVAILABLE | DATA NOT AVAILABLE | DATA NOT AVAILABLE | DATA NOT AVAILABLE | DATA NOT AVAILABLE | DATA NOT AVAILABLE | DATA NOT AVAILABLE | DATA NOT AVAILABLE | DATA NOT AVAILABLE | DATA NOT AVAILABLE | DATA NOT AVAILABLE | 2023-08-10
2000055530945 | DATA NOT AVAILABLE | HINTON HYDRO LTD | FIDDLEFORD MILL BARN | DATA NOT AVAILABLE | DATA NOT AVAILABLE | STURMINSTER NEWTON | DORSET | DT10 2BX | ENGLAND | 380493 | 113245 | MANNINGTON GSP | SHAFTESBURY | SHROTON | 11 | SOUTHERN ELECTRIC POWER DISTRIBUTION PLC | DATA NOT AVAILABLE | DATA NOT AVAILABLE | DATA NOT AVAILABLE | DATA NOT AVAILABLE | DATA NOT AVAILABLE | DATA NOT AVAILABLE | DATA NOT AVAILABLE | DATA NOT AVAILABLE | DATA NOT AVAILABLE | DATA NOT AVAILABLE | DATA NOT AVAILABLE | DATA NOT AVAILABLE | DATA NOT AVAILABLE | DATA NOT AVAILABLE | DATA NOT AVAILABLE | DATA NOT AVAILABLE | DATA NOT AVAILABLE | DATA NOT AVAILABLE | DATA NOT AVAILABLE | CONNECTED | 0.06175 | 0.06175 | 0.065 | DATA NOT AVAILABLE | DATA NOT AVAILABLE | DATA NOT AVAILABLE | DATA NOT AVAILABLE | DATA NOT AVAILABLE | DATA NOT AVAILABLE | DATA NOT AVAILABLE | DATA NOT AVAILABLE | DATA NOT AVAILABLE | DATA NOT AVAILABLE | DATA NOT AVAILABLE | DATA NOT AVAILABLE | DATA NOT AVAILABLE | DATA NOT AVAILABLE | DATA NOT AVAILABLE | DATA NOT AVAILABLE | 2023-08-10
2000055542230 | DATA NOT AVAILABLE | ENGENERA RENEWABLES LIMITED | DATA NOT AVAILABLE | DOWNTON LEISURE CENTRE | WICK LANE | SALISBURY | WILTSHIRE | SP5 3NF | ENGLAND | 416903 | 121570 | MANNINGTON GSP | SALISBURY | REDLYNCH | 11 | SOUTHERN ELECTRIC POWER DISTRIBUTION PLC | DATA NOT AVAILABLE | DATA NOT AVAILABLE | DATA NOT AVAILABLE | DATA NOT AVAILABLE | DATA NOT AVAILABLE | DATA NOT AVAILABLE | DATA NOT AVAILABLE | DATA NOT AVAILABLE | DATA NOT AVAILABLE | DATA NOT AVAILABLE | DATA NOT AVAILABLE | DATA NOT AVAILABLE | DATA NOT AVAILABLE | DATA NOT AVAILABLE | DATA NOT AVAILABLE | DATA NOT AVAILABLE | DATA NOT AVAILABLE | DATA NOT AVAILABLE | DATA NOT AVAILABLE | CONNECTED | 0.1425 | 0.1425 | 0.15 | DATA NOT AVAILABLE | DATA NOT AVAILABLE | DATA NOT AVAILABLE | DATA NOT AVAILABLE | DATA NOT AVAILABLE | DATA NOT AVAILABLE | DATA NOT AVAILABLE | DATA NOT AVAILABLE | DATA NOT AVAILABLE | DATA NOT AVAILABLE | DATA NOT AVAILABLE | DATA NOT AVAILABLE | DATA NOT AVAILABLE | DATA NOT AVAILABLE | DATA NOT AVAILABLE | DATA NOT AVAILABLE | 2023-08-10
2000055551652 | DATA NOT AVAILABLE | LAND SECURITIES PROPERTIES LIMITED | MOD 3A | DATA NOT AVAILABLE | GUNWHARF QUAY | PORTSMOUTH | PORTSMOUTH | PO1 3TD | ENGLAND | 463186 | 99743 | LOVEDEAN GSP | PORTSMOUTH | PORTSMOUTH | 33 | SOUTHERN ELECTRIC POWER DISTRIBUTION PLC | DATA NOT AVAILABLE | DATA NOT AVAILABLE | DATA NOT AVAILABLE | DATA NOT AVAILABLE | DATA NOT AVAILABLE | DATA NOT AVAILABLE | DATA NOT AVAILABLE | DATA NOT AVAILABLE | DATA NOT AVAILABLE | DATA NOT AVAILABLE | DATA NOT AVAILABLE | DATA NOT AVAILABLE | DATA NOT AVAILABLE | DATA NOT AVAILABLE | DATA NOT AVAILABLE | DATA NOT AVAILABLE | DATA NOT AVAILABLE | DATA NOT AVAILABLE | DATA NOT AVAILABLE | CONNECTED | 0.228 | 0.228 | 0.24 | DATA NOT AVAILABLE | DATA NOT AVAILABLE | DATA NOT AVAILABLE | DATA NOT AVAILABLE | DATA NOT AVAILABLE | DATA NOT AVAILABLE | DATA NOT AVAILABLE | DATA NOT AVAILABLE | DATA NOT AVAILABLE | DATA NOT AVAILABLE | DATA NOT AVAILABLE | DATA NOT AVAILABLE | DATA NOT AVAILABLE | DATA NOT AVAILABLE | DATA NOT AVAILABLE | DATA NOT AVAILABLE | 2023-08-10
2000055553302 | DATA NOT AVAILABLE | MIELE COMPANY LIMITED | MIELE COMPANY LIMITED | DATA NOT AVAILABLE | FAIRACRES | ABINGDON | OXFORDSHIRE | OX14 1TW | ENGLAND | 447897 | 196955 | COWLEY GSP | DRAYTON | WINSMORE LANE | 11 | SOUTHERN ELECTRIC POWER DISTRIBUTION PLC | DATA NOT AVAILABLE | DATA NOT AVAILABLE | DATA NOT AVAILABLE | DATA NOT AVAILABLE | DATA NOT AVAILABLE | DATA NOT AVAILABLE | DATA NOT AVAILABLE | DATA NOT AVAILABLE | DATA NOT AVAILABLE | DATA NOT AVAILABLE | DATA NOT AVAILABLE | DATA NOT AVAILABLE | DATA NOT AVAILABLE | DATA NOT AVAILABLE | DATA NOT AVAILABLE | DATA NOT AVAILABLE | DATA NOT AVAILABLE | DATA NOT AVAILABLE | DATA NOT AVAILABLE | CONNECTED | 0.1805 | 0.1805 | 0.19 | DATA NOT AVAILABLE | DATA NOT AVAILABLE | DATA NOT AVAILABLE | DATA NOT AVAILABLE | DATA NOT AVAILABLE | DATA NOT AVAILABLE | DATA NOT AVAILABLE | DATA NOT AVAILABLE | DATA NOT AVAILABLE | DATA NOT AVAILABLE | DATA NOT AVAILABLE | DATA NOT AVAILABLE | DATA NOT AVAILABLE | DATA NOT AVAILABLE | DATA NOT AVAILABLE | DATA NOT AVAILABLE | 2023-08-10
2000055578343 | DATA NOT AVAILABLE | DATA NOT AVAILABLE | DATA NOT AVAILABLE | DATA NOT AVAILABLE | DATA NOT AVAILABLE | DATA NOT AVAILABLE | DATA NOT AVAILABLE | DATA NOT AVAILABLE | ENGLAND | DATA NOT AVAILABLE | DATA NOT AVAILABLE | DATA NOT AVAILABLE | DATA NOT AVAILABLE | DATA NOT AVAILABLE | DATA NOT AVAILABLE | SOUTHERN ELECTRIC POWER DISTRIBUTION PLC | DATA NOT AVAILABLE | DATA NOT AVAILABLE | DATA NOT AVAILABLE | DATA NOT AVAILABLE | DATA NOT AVAILABLE | DATA NOT AVAILABLE | DATA NOT AVAILABLE | DATA NOT AVAILABLE | DATA NOT AVAILABLE | DATA NOT AVAILABLE | DATA NOT AVAILABLE | DATA NOT AVAILABLE | DATA NOT AVAILABLE | DATA NOT AVAILABLE | DATA NOT AVAILABLE | DATA NOT AVAILABLE | DATA NOT AVAILABLE | DATA NOT AVAILABLE | DATA NOT AVAILABLE | CONNECTED | 0.1026 | 0.1026 | 0.108 | DATA NOT AVAILABLE | DATA NOT AVAILABLE | DATA NOT AVAILABLE | DATA NOT AVAILABLE | DATA NOT AVAILABLE | DATA NOT AVAILABLE | DATA NOT AVAILABLE | DATA NOT AVAILABLE | DATA NOT AVAILABLE | DATA NOT AVAILABLE | DATA NOT AVAILABLE | DATA NOT AVAILABLE | DATA NOT AVAILABLE | DATA NOT AVAILABLE | DATA NOT AVAILABLE | DATA NOT AVAILABLE | 2023-08-10
2000055613078 | DATA NOT AVAILABLE | PFB SOLAR LTD | SOLAR PARK | BRIDDLEFORD FARM | DATA NOT AVAILABLE | RYDE | ISLE OF WIGHT | PO33 4RY | ENGLAND | 453373 | 90268 | FAWLEY GSP | COWES & WOOTTON COMMON | BINSTEAD | 11 | SOUTHERN ELECTRIC POWER DISTRIBUTION PLC | DATA NOT AVAILABLE | DATA NOT AVAILABLE | DATA NOT AVAILABLE | DATA NOT AVAILABLE | DATA NOT AVAILABLE | DATA NOT AVAILABLE | DATA NOT AVAILABLE | DATA NOT AVAILABLE | DATA NOT AVAILABLE | DATA NOT AVAILABLE | DATA NOT AVAILABLE | DATA NOT AVAILABLE | DATA NOT AVAILABLE | DATA NOT AVAILABLE | DATA NOT AVAILABLE | DATA NOT AVAILABLE | DATA NOT AVAILABLE | DATA NOT AVAILABLE | DATA NOT AVAILABLE | CONNECTED | 0.8075 | 0.8075 | 0.85 | DATA NOT AVAILABLE | DATA NOT AVAILABLE | DATA NOT AVAILABLE | DATA NOT AVAILABLE | DATA NOT AVAILABLE | DATA NOT AVAILABLE | DATA NOT AVAILABLE | DATA NOT AVAILABLE | DATA NOT AVAILABLE | DATA NOT AVAILABLE | DATA NOT AVAILABLE | DATA NOT AVAILABLE | DATA NOT AVAILABLE | DATA NOT AVAILABLE | DATA NOT AVAILABLE | DATA NOT AVAILABLE | 2023-08-10
2000055650390 | DATA NOT AVAILABLE | REDACTED | REDACTED | REDACTED | REDACTED | REDACTED | REDACTED | RG7 6P | ENGLAND | REDACTED | REDACTED | BRAMLEY (ANDO-THAT) | THATCHAM | BEENHAM | 11 | SOUTHERN ELECTRIC POWER DISTRIBUTION PLC | DATA NOT AVAILABLE | DATA NOT AVAILABLE | DATA NOT AVAILABLE | DATA NOT AVAILABLE | DATA NOT AVAILABLE | DATA NOT AVAILABLE | DATA NOT AVAILABLE | DATA NOT AVAILABLE | DATA NOT AVAILABLE | DATA NOT AVAILABLE | DATA NOT AVAILABLE | DATA NOT AVAILABLE | DATA NOT AVAILABLE | DATA NOT AVAILABLE | DATA NOT AVAILABLE | DATA NOT AVAILABLE | DATA NOT AVAILABLE | DATA NOT AVAILABLE | DATA NOT AVAILABLE | CONNECTED | 0.1805 | 0.1805 | 0.19 | DATA NOT AVAILABLE | DATA NOT AVAILABLE | DATA NOT AVAILABLE | DATA NOT AVAILABLE | DATA NOT AVAILABLE | DATA NOT AVAILABLE | DATA NOT AVAILABLE | DATA NOT AVAILABLE | DATA NOT AVAILABLE | DATA NOT AVAILABLE | DATA NOT AVAILABLE | DATA NOT AVAILABLE | DATA NOT AVAILABLE | DATA NOT AVAILABLE | DATA NOT AVAILABLE | DATA NOT AVAILABLE | 2023-08-10
2000055662066 | DATA NOT AVAILABLE | BIOMETHANE (CASTLE EATON) LTD | CASTLE EATON FARM | DATA NOT AVAILABLE | DATA NOT AVAILABLE | SWINDON | WILTSHIRE | SN6 6JX | ENGLAND | 414550 | 195551 | MINETY GSP | STRATTON | STANTON FITZWARREN | 11 | SOUTHERN ELECTRIC POWER DISTRIBUTION PLC | DATA NOT AVAILABLE | DATA NOT AVAILABLE | DATA NOT AVAILABLE | DATA NOT AVAILABLE | DATA NOT AVAILABLE | DATA NOT AVAILABLE | DATA NOT AVAILABLE | DATA NOT AVAILABLE | DATA NOT AVAILABLE | DATA NOT AVAILABLE | DATA NOT AVAILABLE | DATA NOT AVAILABLE | DATA NOT AVAILABLE | DATA NOT AVAILABLE | DATA NOT AVAILABLE | DATA NOT AVAILABLE | DATA NOT AVAILABLE | DATA NOT AVAILABLE | DATA NOT AVAILABLE | CONNECTED | 0.475 | 0.475 | 0.5 | DATA NOT AVAILABLE | DATA NOT AVAILABLE | DATA NOT AVAILABLE | DATA NOT AVAILABLE | DATA NOT AVAILABLE | DATA NOT AVAILABLE | DATA NOT AVAILABLE | DATA NOT AVAILABLE | DATA NOT AVAILABLE | DATA NOT AVAILABLE | DATA NOT AVAILABLE | DATA NOT AVAILABLE | DATA NOT AVAILABLE | DATA NOT AVAILABLE | DATA NOT AVAILABLE | DATA NOT AVAILABLE | 2023-08-10
2000055677550 | DATA NOT AVAILABLE | PARK FARM SYNDICATE (FAIRFORD) LTD | LEAFIELD FRM GRAINST | DATA NOT AVAILABLE | QUENINGTON | CIRENCESTER | GLOUCESTERSHIRE | GL7 5DG | ENGLAND | 415453 | 203870 | MINETY GSP | CIRENCESTER | FAIRFORD | 11 | SOUTHERN ELECTRIC POWER DISTRIBUTION PLC | SOLAR | PHOTOVOLTAIC | DATA NOT AVAILABLE | DATA NOT AVAILABLE | DATA NOT AVAILABLE | 0.12 | DATA NOT AVAILABLE | DATA NOT AVAILABLE | DATA NOT AVAILABLE | DATA NOT AVAILABLE | DATA NOT AVAILABLE | DATA NOT AVAILABLE | DATA NOT AVAILABLE | DATA NOT AVAILABLE | DATA NOT AVAILABLE | DATA NOT AVAILABLE | DATA NOT AVAILABLE | DATA NOT AVAILABLE | DATA NOT AVAILABLE | CONNECTED | 0.114 | 0.114 | 0.12 | 0 | 0 | DATA NOT AVAILABLE | DATA NOT AVAILABLE | DATA NOT AVAILABLE | DATA NOT AVAILABLE | DATA NOT AVAILABLE | DATA NOT AVAILABLE | DATA NOT AVAILABLE | DATA NOT AVAILABLE | DATA NOT AVAILABLE | DATA NOT AVAILABLE | DATA NOT AVAILABLE | DATA NOT AVAILABLE | DATA NOT AVAILABLE | DATA NOT AVAILABLE | 2023-08-10
2000055683377 | DATA NOT AVAILABLE | CEFETRA LIMITED | THE MARSH | DATA NOT AVAILABLE | HENSTRIDGE TRADING ESTATE | TEMPLECOMBE | SOMERSET | BA8 0TN | ENGLAND | 374911 | 120309 | AXMINSTER | YEOVIL | HENSTRIDGE | 11 | SOUTHERN ELECTRIC POWER DISTRIBUTION PLC | DATA NOT AVAILABLE | DATA NOT AVAILABLE | DATA NOT AVAILABLE | DATA NOT AVAILABLE | DATA NOT AVAILABLE | DATA NOT AVAILABLE | DATA NOT AVAILABLE | DATA NOT AVAILABLE | DATA NOT AVAILABLE | DATA NOT AVAILABLE | DATA NOT AVAILABLE | DATA NOT AVAILABLE | DATA NOT AVAILABLE | DATA NOT AVAILABLE | DATA NOT AVAILABLE | DATA NOT AVAILABLE | DATA NOT AVAILABLE | DATA NOT AVAILABLE | DATA NOT AVAILABLE | CONNECTED | 0.2375 | 0.2375 | 0.25 | DATA NOT AVAILABLE | DATA NOT AVAILABLE | DATA NOT AVAILABLE | DATA NOT AVAILABLE | DATA NOT AVAILABLE | DATA NOT AVAILABLE | DATA NOT AVAILABLE | DATA NOT AVAILABLE | DATA NOT AVAILABLE | DATA NOT AVAILABLE | DATA NOT AVAILABLE | DATA NOT AVAILABLE | DATA NOT AVAILABLE | DATA NOT AVAILABLE | DATA NOT AVAILABLE | DATA NOT AVAILABLE | 2023-08-10
2000055683386 | DATA NOT AVAILABLE | CISCO SYSTEMS LTD | DATA NOT AVAILABLE | DATA NOT AVAILABLE | DATA NOT AVAILABLE | FELTHAM | GREATER LONDON | DATA NOT AVAILABLE | ENGLAND | DATA NOT AVAILABLE | DATA NOT AVAILABLE | LALEHAM | DATA NOT AVAILABLE | EAST BEDFONT | 22 | SOUTHERN ELECTRIC POWER DISTRIBUTION PLC | DATA NOT AVAILABLE | DATA NOT AVAILABLE | DATA NOT AVAILABLE | DATA NOT AVAILABLE | DATA NOT AVAILABLE | DATA NOT AVAILABLE | DATA NOT AVAILABLE | DATA NOT AVAILABLE | DATA NOT AVAILABLE | DATA NOT AVAILABLE | DATA NOT AVAILABLE | DATA NOT AVAILABLE | DATA NOT AVAILABLE | DATA NOT AVAILABLE | DATA NOT AVAILABLE | DATA NOT AVAILABLE | DATA NOT AVAILABLE | DATA NOT AVAILABLE | DATA NOT AVAILABLE | CONNECTED | 0.40375 | 0.40375 | 0.425 | DATA NOT AVAILABLE | DATA NOT AVAILABLE | DATA NOT AVAILABLE | DATA NOT AVAILABLE | DATA NOT AVAILABLE | DATA NOT AVAILABLE | DATA NOT AVAILABLE | DATA NOT AVAILABLE | DATA NOT AVAILABLE | DATA NOT AVAILABLE | DATA NOT AVAILABLE | DATA NOT AVAILABLE | DATA NOT AVAILABLE | DATA NOT AVAILABLE | DATA NOT AVAILABLE | DATA NOT AVAILABLE | 2023-08-10
2000055683400 | DATA NOT AVAILABLE | WHITELEY C/O USS LTD WHITELEY SHOPPING (CTR-UT) | WHITELEY SHOPPING CENTRE | PV CABINET BLOCK A | WHITELEY WAY | FAREHAM | HAMPSHIRE | PO15 7LL | ENGLAND | 453137 | 109908 | BOTLEY WOOD GSP | BOTLEY WOOD | WHITELEY | 11 | SOUTHERN ELECTRIC POWER DISTRIBUTION PLC | SOLAR | PHOTOVOLTAIC | DATA NOT AVAILABLE | DATA NOT AVAILABLE | DATA NOT AVAILABLE | DATA NOT AVAILABLE | DATA NOT AVAILABLE | DATA NOT AVAILABLE | DATA NOT AVAILABLE | DATA NOT AVAILABLE | DATA NOT AVAILABLE | DATA NOT AVAILABLE | DATA NOT AVAILABLE | DATA NOT AVAILABLE | DATA NOT AVAILABLE | DATA NOT AVAILABLE | DATA NOT AVAILABLE | DATA NOT AVAILABLE | DATA NOT AVAILABLE | CONNECTED | 0.0874 | 0.0874 | 0.092 | DATA NOT AVAILABLE | DATA NOT AVAILABLE | DATA NOT AVAILABLE | DATA NOT AVAILABLE | DATA NOT AVAILABLE | DATA NOT AVAILABLE | DATA NOT AVAILABLE | DATA NOT AVAILABLE | DATA NOT AVAILABLE | DATA NOT AVAILABLE | DATA NOT AVAILABLE | DATA NOT AVAILABLE | DATA NOT AVAILABLE | DATA NOT AVAILABLE | DATA NOT AVAILABLE | DATA NOT AVAILABLE | 2023-08-10
2000055685560 | DATA NOT AVAILABLE | WHITELEY C/O USS LTD WHITELEY SHOPPING (CTR-UT) | WHITELEY SHOPPING CENTRE | BLOCK D | WHITELEY WAY | FAREHAM | HAMPSHIRE | PO15 7LL | ENGLAND | 453137 | 109908 | BOTLEY WOOD GSP | BOTLEY WOOD | WHITELEY | 11 | SOUTHERN ELECTRIC POWER DISTRIBUTION PLC | SOLAR | PHOTOVOLTAIC | DATA NOT AVAILABLE | DATA NOT AVAILABLE | DATA NOT AVAILABLE | DATA NOT AVAILABLE | DATA NOT AVAILABLE | DATA NOT AVAILABLE | DATA NOT AVAILABLE | DATA NOT AVAILABLE | DATA NOT AVAILABLE | DATA NOT AVAILABLE | DATA NOT AVAILABLE | DATA NOT AVAILABLE | DATA NOT AVAILABLE | DATA NOT AVAILABLE | DATA NOT AVAILABLE | DATA NOT AVAILABLE | DATA NOT AVAILABLE | CONNECTED | 0.0589 | 0.0589 | 0.062 | DATA NOT AVAILABLE | DATA NOT AVAILABLE | DATA NOT AVAILABLE | DATA NOT AVAILABLE | DATA NOT AVAILABLE | DATA NOT AVAILABLE | DATA NOT AVAILABLE | DATA NOT AVAILABLE | DATA NOT AVAILABLE | DATA NOT AVAILABLE | DATA NOT AVAILABLE | DATA NOT AVAILABLE | DATA NOT AVAILABLE | DATA NOT AVAILABLE | DATA NOT AVAILABLE | DATA NOT AVAILABLE | 2023-08-10
2000055685588 | DATA NOT AVAILABLE | WHITELEY C/O USS LTD WHITELEY SHOPPING (CTR-UT) | WHITELEY SHOPPING CENTRE | BLOCK E | WHITELEY WAY | FAREHAM | HAMPSHIRE | PO15 7LL | ENGLAND | 453137 | 109908 | BOTLEY WOOD GSP | BOTLEY WOOD | WHITELEY | 11 | SOUTHERN ELECTRIC POWER DISTRIBUTION PLC | SOLAR | PHOTOVOLTAIC | DATA NOT AVAILABLE | DATA NOT AVAILABLE | DATA NOT AVAILABLE | DATA NOT AVAILABLE | DATA NOT AVAILABLE | DATA NOT AVAILABLE | DATA NOT AVAILABLE | DATA NOT AVAILABLE | DATA NOT AVAILABLE | DATA NOT AVAILABLE | DATA NOT AVAILABLE | DATA NOT AVAILABLE | DATA NOT AVAILABLE | DATA NOT AVAILABLE | DATA NOT AVAILABLE | DATA NOT AVAILABLE | DATA NOT AVAILABLE | CONNECTED | 0.0931 | 0.0931 | 0.098 | DATA NOT AVAILABLE | DATA NOT AVAILABLE | DATA NOT AVAILABLE | DATA NOT AVAILABLE | DATA NOT AVAILABLE | DATA NOT AVAILABLE | DATA NOT AVAILABLE | DATA NOT AVAILABLE | DATA NOT AVAILABLE | DATA NOT AVAILABLE | DATA NOT AVAILABLE | DATA NOT AVAILABLE | DATA NOT AVAILABLE | DATA NOT AVAILABLE | DATA NOT AVAILABLE | DATA NOT AVAILABLE | 2023-08-10
2000055687042 | DATA NOT AVAILABLE | WHITELEY C/O USS LTD WHITELEY SHOPPING (CTR-UT) | WHITELEY SHOPPING CENTRE | BLOCK B | WHITELEY WAY | FAREHAM | HAMPSHIRE | PO15 7LL | ENGLAND | 453137 | 109908 | BOTLEY WOOD GSP | BOTLEY WOOD | WHITELEY | 11 | SOUTHERN ELECTRIC POWER DISTRIBUTION PLC | SOLAR | PHOTOVOLTAIC | DATA NOT AVAILABLE | DATA NOT AVAILABLE | DATA NOT AVAILABLE | DATA NOT AVAILABLE | DATA NOT AVAILABLE | DATA NOT AVAILABLE | DATA NOT AVAILABLE | DATA NOT AVAILABLE | DATA NOT AVAILABLE | DATA NOT AVAILABLE | DATA NOT AVAILABLE | DATA NOT AVAILABLE | DATA NOT AVAILABLE | DATA NOT AVAILABLE | DATA NOT AVAILABLE | DATA NOT AVAILABLE | DATA NOT AVAILABLE | CONNECTED | 0.1007 | 0.1007 | 0.106 | DATA NOT AVAILABLE | DATA NOT AVAILABLE | DATA NOT AVAILABLE | DATA NOT AVAILABLE | DATA NOT AVAILABLE | DATA NOT AVAILABLE | DATA NOT AVAILABLE | DATA NOT AVAILABLE | DATA NOT AVAILABLE | DATA NOT AVAILABLE | DATA NOT AVAILABLE | DATA NOT AVAILABLE | DATA NOT AVAILABLE | DATA NOT AVAILABLE | DATA NOT AVAILABLE | DATA NOT AVAILABLE | 2023-08-10
2000055696989 | DATA NOT AVAILABLE | THE NEW FOREST FRUIT CO LIMITED | PENERLEY FARM | DATA NOT AVAILABLE | LYNDHURST ROAD | BROCKENHURST | HAMPSHIRE | SO42 7YP | ENGLAND | 437511 | 103775 | FAWLEY GSP | LANGLEY | LANGLEY | 11 | SOUTHERN ELECTRIC POWER DISTRIBUTION PLC | DATA NOT AVAILABLE | DATA NOT AVAILABLE | DATA NOT AVAILABLE | DATA NOT AVAILABLE | DATA NOT AVAILABLE | DATA NOT AVAILABLE | DATA NOT AVAILABLE | DATA NOT AVAILABLE | DATA NOT AVAILABLE | DATA NOT AVAILABLE | DATA NOT AVAILABLE | DATA NOT AVAILABLE | DATA NOT AVAILABLE | DATA NOT AVAILABLE | DATA NOT AVAILABLE | DATA NOT AVAILABLE | DATA NOT AVAILABLE | DATA NOT AVAILABLE | DATA NOT AVAILABLE | CONNECTED | 0.1995 | 0.1995 | 0.21 | DATA NOT AVAILABLE | DATA NOT AVAILABLE | DATA NOT AVAILABLE | DATA NOT AVAILABLE | DATA NOT AVAILABLE | DATA NOT AVAILABLE | DATA NOT AVAILABLE | DATA NOT AVAILABLE | DATA NOT AVAILABLE | DATA NOT AVAILABLE | DATA NOT AVAILABLE | DATA NOT AVAILABLE | DATA NOT AVAILABLE | DATA NOT AVAILABLE | DATA NOT AVAILABLE | DATA NOT AVAILABLE | 2023-08-10
2000055698601 | DATA NOT AVAILABLE | MARRIOTT HOTEL LIMITED | DATA NOT AVAILABLE | SHERATON SKYLINE HOTEL | BATH ROAD | HAYES | HILLINGDON | UB3 5BP | ENGLAND | 508658 | 177001 | NORTH HYDE GSP | DATA NOT AVAILABLE | NORTH HYDE | 11 | SOUTHERN ELECTRIC POWER DISTRIBUTION PLC | DATA NOT AVAILABLE | DATA NOT AVAILABLE | DATA NOT AVAILABLE | DATA NOT AVAILABLE | DATA NOT AVAILABLE | DATA NOT AVAILABLE | DATA NOT AVAILABLE | DATA NOT AVAILABLE | DATA NOT AVAILABLE | DATA NOT AVAILABLE | DATA NOT AVAILABLE | DATA NOT AVAILABLE | DATA NOT AVAILABLE | DATA NOT AVAILABLE | DATA NOT AVAILABLE | DATA NOT AVAILABLE | DATA NOT AVAILABLE | DATA NOT AVAILABLE | DATA NOT AVAILABLE | CONNECTED | 0.209 | 0.209 | 0.22 | DATA NOT AVAILABLE | DATA NOT AVAILABLE | DATA NOT AVAILABLE | DATA NOT AVAILABLE | DATA NOT AVAILABLE | DATA NOT AVAILABLE | DATA NOT AVAILABLE | DATA NOT AVAILABLE | DATA NOT AVAILABLE | DATA NOT AVAILABLE | DATA NOT AVAILABLE | DATA NOT AVAILABLE | DATA NOT AVAILABLE | DATA NOT AVAILABLE | DATA NOT AVAILABLE | DATA NOT AVAILABLE | 2023-08-10
2000055711936 | DATA NOT AVAILABLE | A&R HYDRO | KINGSTON MILL HYDRO | DATA NOT AVAILABLE | KINGSTON ROAD | BRADFORD-ON-AVON | WILTSHIRE | BA15 1FL | ENGLAND | 382780 | 160864 | MELKSHAM GSP | NORRINGTON | BRADFORD ON AVON | 11 | SOUTHERN ELECTRIC POWER DISTRIBUTION PLC | HYDRO (TO BE CONFIRMED) | HYDRO POWER SYSTEM | DATA NOT AVAILABLE | DATA NOT AVAILABLE | DATA NOT AVAILABLE | 0.055 | DATA NOT AVAILABLE | DATA NOT AVAILABLE | DATA NOT AVAILABLE | DATA NOT AVAILABLE | DATA NOT AVAILABLE | DATA NOT AVAILABLE | DATA NOT AVAILABLE | DATA NOT AVAILABLE | DATA NOT AVAILABLE | DATA NOT AVAILABLE | DATA NOT AVAILABLE | DATA NOT AVAILABLE | DATA NOT AVAILABLE | CONNECTED | 0.05225 | 0.05225 | 0.055 | 0 | 0 | 2013-02-19 | DATA NOT AVAILABLE | DATA NOT AVAILABLE | DATA NOT AVAILABLE | DATA NOT AVAILABLE | DATA NOT AVAILABLE | DATA NOT AVAILABLE | DATA NOT AVAILABLE | DATA NOT AVAILABLE | DATA NOT AVAILABLE | DATA NOT AVAILABLE | DATA NOT AVAILABLE | DATA NOT AVAILABLE | DATA NOT AVAILABLE | 2023-08-10
2000055711945 | DATA NOT AVAILABLE | THE TRACKLEMENT COMPANY LIMITED | WHITE WALLS IND ESTATE | UNIT A | DATA NOT AVAILABLE | MALMESBURY | WILTSHIRE | SN16 0RD | ENGLAND | 389166 | 187537 | MELKSHAM GSP | CHIPPENHAM | MALMESBURY | 11 | SOUTHERN ELECTRIC POWER DISTRIBUTION PLC | DATA NOT AVAILABLE | DATA NOT AVAILABLE | DATA NOT AVAILABLE | DATA NOT AVAILABLE | DATA NOT AVAILABLE | DATA NOT AVAILABLE | DATA NOT AVAILABLE | DATA NOT AVAILABLE | DATA NOT AVAILABLE | DATA NOT AVAILABLE | DATA NOT AVAILABLE | DATA NOT AVAILABLE | DATA NOT AVAILABLE | DATA NOT AVAILABLE | DATA NOT AVAILABLE | DATA NOT AVAILABLE | DATA NOT AVAILABLE | DATA NOT AVAILABLE | DATA NOT AVAILABLE | CONNECTED | 0.0779 | 0.0779 | 0.082 | DATA NOT AVAILABLE | DATA NOT AVAILABLE | DATA NOT AVAILABLE | DATA NOT AVAILABLE | DATA NOT AVAILABLE | DATA NOT AVAILABLE | DATA NOT AVAILABLE | DATA NOT AVAILABLE | DATA NOT AVAILABLE | DATA NOT AVAILABLE | DATA NOT AVAILABLE | DATA NOT AVAILABLE | DATA NOT AVAILABLE | DATA NOT AVAILABLE | DATA NOT AVAILABLE | DATA NOT AVAILABLE | 2023-08-10
2000055712629 | DATA NOT AVAILABLE | DATA NOT AVAILABLE | DATA NOT AVAILABLE | DATA NOT AVAILABLE | DATA NOT AVAILABLE | DATA NOT AVAILABLE | DATA NOT AVAILABLE | DATA NOT AVAILABLE | ENGLAND | DATA NOT AVAILABLE | DATA NOT AVAILABLE | DATA NOT AVAILABLE | DATA NOT AVAILABLE | DATA NOT AVAILABLE | DATA NOT AVAILABLE | SOUTHERN ELECTRIC POWER DISTRIBUTION PLC | DATA NOT AVAILABLE | DATA NOT AVAILABLE | DATA NOT AVAILABLE | DATA NOT AVAILABLE | DATA NOT AVAILABLE | DATA NOT AVAILABLE | DATA NOT AVAILABLE | DATA NOT AVAILABLE | DATA NOT AVAILABLE | DATA NOT AVAILABLE | DATA NOT AVAILABLE | DATA NOT AVAILABLE | DATA NOT AVAILABLE | DATA NOT AVAILABLE | DATA NOT AVAILABLE | DATA NOT AVAILABLE | DATA NOT AVAILABLE | DATA NOT AVAILABLE | DATA NOT AVAILABLE | CONNECTED | 0.095 | 0.095 | 0.1 | DATA NOT AVAILABLE | DATA NOT AVAILABLE | DATA NOT AVAILABLE | DATA NOT AVAILABLE | DATA NOT AVAILABLE | DATA NOT AVAILABLE | DATA NOT AVAILABLE | DATA NOT AVAILABLE | DATA NOT AVAILABLE | DATA NOT AVAILABLE | DATA NOT AVAILABLE | DATA NOT AVAILABLE | DATA NOT AVAILABLE | DATA NOT AVAILABLE | DATA NOT AVAILABLE | DATA NOT AVAILABLE | 2023-08-10
2000055725159 | DATA NOT AVAILABLE | HAMPSHIRE COUNTY COUNCIL (KD67) | DATA NOT AVAILABLE | BASINGSTOKE COLLEGE OF TECHNOLOGY | WORTING ROAD | BASINGSTOKE | HAMPSHIRE | RG21 8TN | ENGLAND | 463174 | 151966 | BRAMLEY (BASI) | BASINGSTOKE | JAYS CLOSE | 11 | SOUTHERN ELECTRIC POWER DISTRIBUTION PLC | DATA NOT AVAILABLE | DATA NOT AVAILABLE | DATA NOT AVAILABLE | DATA NOT AVAILABLE | DATA NOT AVAILABLE | DATA NOT AVAILABLE | DATA NOT AVAILABLE | DATA NOT AVAILABLE | DATA NOT AVAILABLE | DATA NOT AVAILABLE | DATA NOT AVAILABLE | DATA NOT AVAILABLE | DATA NOT AVAILABLE | DATA NOT AVAILABLE | DATA NOT AVAILABLE | DATA NOT AVAILABLE | DATA NOT AVAILABLE | DATA NOT AVAILABLE | DATA NOT AVAILABLE | CONNECTED | 0.095 | 0.095 | 0.1 | DATA NOT AVAILABLE | DATA NOT AVAILABLE | DATA NOT AVAILABLE | DATA NOT AVAILABLE | DATA NOT AVAILABLE | DATA NOT AVAILABLE | DATA NOT AVAILABLE | DATA NOT AVAILABLE | DATA NOT AVAILABLE | DATA NOT AVAILABLE | DATA NOT AVAILABLE | DATA NOT AVAILABLE | DATA NOT AVAILABLE | DATA NOT AVAILABLE | DATA NOT AVAILABLE | DATA NOT AVAILABLE | 2023-08-10
2000055732138 | DATA NOT AVAILABLE | REDACTED | REDACTED | REDACTED | REDACTED | REDACTED | REDACTED | PO41 0 | ENGLAND | REDACTED | REDACTED | FAWLEY GSP | COWES & WOOTTON COMMON | FRESHWATER | 11 | SOUTHERN ELECTRIC POWER DISTRIBUTION PLC | DATA NOT AVAILABLE | DATA NOT AVAILABLE | DATA NOT AVAILABLE | DATA NOT AVAILABLE | DATA NOT AVAILABLE | DATA NOT AVAILABLE | DATA NOT AVAILABLE | DATA NOT AVAILABLE | DATA NOT AVAILABLE | DATA NOT AVAILABLE | DATA NOT AVAILABLE | DATA NOT AVAILABLE | DATA NOT AVAILABLE | DATA NOT AVAILABLE | DATA NOT AVAILABLE | DATA NOT AVAILABLE | DATA NOT AVAILABLE | DATA NOT AVAILABLE | DATA NOT AVAILABLE | CONNECTED | 0.19 | 0.19 | 0.2 | DATA NOT AVAILABLE | DATA NOT AVAILABLE | DATA NOT AVAILABLE | DATA NOT AVAILABLE | DATA NOT AVAILABLE | DATA NOT AVAILABLE | DATA NOT AVAILABLE | DATA NOT AVAILABLE | DATA NOT AVAILABLE | DATA NOT AVAILABLE | DATA NOT AVAILABLE | DATA NOT AVAILABLE | DATA NOT AVAILABLE | DATA NOT AVAILABLE | DATA NOT AVAILABLE | DATA NOT AVAILABLE | 2023-08-10
2000055732156 | DATA NOT AVAILABLE | REDACTED | REDACTED | REDACTED | REDACTED | REDACTED | REDACTED | PO40 9 | ENGLAND | REDACTED | REDACTED | FAWLEY GSP | COWES & WOOTTON COMMON | FRESHWATER | 11 | SOUTHERN ELECTRIC POWER DISTRIBUTION PLC | DATA NOT AVAILABLE | DATA NOT AVAILABLE | DATA NOT AVAILABLE | DATA NOT AVAILABLE | DATA NOT AVAILABLE | DATA NOT AVAILABLE | DATA NOT AVAILABLE | DATA NOT AVAILABLE | DATA NOT AVAILABLE | DATA NOT AVAILABLE | DATA NOT AVAILABLE | DATA NOT AVAILABLE | DATA NOT AVAILABLE | DATA NOT AVAILABLE | DATA NOT AVAILABLE | DATA NOT AVAILABLE | DATA NOT AVAILABLE | DATA NOT AVAILABLE | DATA NOT AVAILABLE | CONNECTED | 0.1995 | 0.1995 | 0.21 | DATA NOT AVAILABLE | DATA NOT AVAILABLE | DATA NOT AVAILABLE | DATA NOT AVAILABLE | DATA NOT AVAILABLE | DATA NOT AVAILABLE | DATA NOT AVAILABLE | DATA NOT AVAILABLE | DATA NOT AVAILABLE | DATA NOT AVAILABLE | DATA NOT AVAILABLE | DATA NOT AVAILABLE | DATA NOT AVAILABLE | DATA NOT AVAILABLE | DATA NOT AVAILABLE | DATA NOT AVAILABLE | 2023-08-10
2000055742934 | DATA NOT AVAILABLE | RG & JS BURR | FARM BUILDINGS | DATA NOT AVAILABLE | ROVES FARM | SWINDON | WILTSHIRE | SN6 7QG | ENGLAND | 420941 | 188975 | MINETY GSP | STRATTON | SHRIVENHAM | 11 | SOUTHERN ELECTRIC POWER DISTRIBUTION PLC | DATA NOT AVAILABLE | DATA NOT AVAILABLE | DATA NOT AVAILABLE | DATA NOT AVAILABLE | DATA NOT AVAILABLE | DATA NOT AVAILABLE | DATA NOT AVAILABLE | DATA NOT AVAILABLE | DATA NOT AVAILABLE | DATA NOT AVAILABLE | DATA NOT AVAILABLE | DATA NOT AVAILABLE | DATA NOT AVAILABLE | DATA NOT AVAILABLE | DATA NOT AVAILABLE | DATA NOT AVAILABLE | DATA NOT AVAILABLE | DATA NOT AVAILABLE | DATA NOT AVAILABLE | CONNECTED | 0.095 | 0.095 | 0.1 | DATA NOT AVAILABLE | DATA NOT AVAILABLE | DATA NOT AVAILABLE | DATA NOT AVAILABLE | DATA NOT AVAILABLE | DATA NOT AVAILABLE | DATA NOT AVAILABLE | DATA NOT AVAILABLE | DATA NOT AVAILABLE | DATA NOT AVAILABLE | DATA NOT AVAILABLE | DATA NOT AVAILABLE | DATA NOT AVAILABLE | DATA NOT AVAILABLE | DATA NOT AVAILABLE | DATA NOT AVAILABLE | 2023-08-10
2000055753866 | DATA NOT AVAILABLE | MIKE ELLIS T/A M & P ELLIS | FARM BUILDINGS | DATA NOT AVAILABLE | FROXFIELD | PETERSFIELD | HAMPSHIRE | GU32 1DE | ENGLAND | 471368 | 128148 | BRAMLEY (FLEE) | FERNHURST | PETERSFIELD | 11 | SOUTHERN ELECTRIC POWER DISTRIBUTION PLC | DATA NOT AVAILABLE | DATA NOT AVAILABLE | DATA NOT AVAILABLE | DATA NOT AVAILABLE | DATA NOT AVAILABLE | DATA NOT AVAILABLE | DATA NOT AVAILABLE | DATA NOT AVAILABLE | DATA NOT AVAILABLE | DATA NOT AVAILABLE | DATA NOT AVAILABLE | DATA NOT AVAILABLE | DATA NOT AVAILABLE | DATA NOT AVAILABLE | DATA NOT AVAILABLE | DATA NOT AVAILABLE | DATA NOT AVAILABLE | DATA NOT AVAILABLE | DATA NOT AVAILABLE | CONNECTED | 0.2375 | 0.2375 | 0.25 | DATA NOT AVAILABLE | DATA NOT AVAILABLE | DATA NOT AVAILABLE | DATA NOT AVAILABLE | DATA NOT AVAILABLE | DATA NOT AVAILABLE | DATA NOT AVAILABLE | DATA NOT AVAILABLE | DATA NOT AVAILABLE | DATA NOT AVAILABLE | DATA NOT AVAILABLE | DATA NOT AVAILABLE | DATA NOT AVAILABLE | DATA NOT AVAILABLE | DATA NOT AVAILABLE | DATA NOT AVAILABLE | 2023-08-10
2000055762382 | DATA NOT AVAILABLE | NEW FOREST FRUIT COMPANY LTD | NEW HOUSE FARM | FRUIT PICKERS ACCOMODATION | CHURCH LANE | BROCKENHURST | HAMPSHIRE | SO42 7WS | ENGLAND | 437534 | 100214 | MANNINGTON GSP | ARNEWOOD | LYMINGTON | 11 | SOUTHERN ELECTRIC POWER DISTRIBUTION PLC | DATA NOT AVAILABLE | DATA NOT AVAILABLE | DATA NOT AVAILABLE | DATA NOT AVAILABLE | DATA NOT AVAILABLE | DATA NOT AVAILABLE | DATA NOT AVAILABLE | DATA NOT AVAILABLE | DATA NOT AVAILABLE | DATA NOT AVAILABLE | DATA NOT AVAILABLE | DATA NOT AVAILABLE | DATA NOT AVAILABLE | DATA NOT AVAILABLE | DATA NOT AVAILABLE | DATA NOT AVAILABLE | DATA NOT AVAILABLE | DATA NOT AVAILABLE | DATA NOT AVAILABLE | CONNECTED | 0.0855 | 0.0855 | 0.09 | DATA NOT AVAILABLE | DATA NOT AVAILABLE | DATA NOT AVAILABLE | DATA NOT AVAILABLE | DATA NOT AVAILABLE | DATA NOT AVAILABLE | DATA NOT AVAILABLE | DATA NOT AVAILABLE | DATA NOT AVAILABLE | DATA NOT AVAILABLE | DATA NOT AVAILABLE | DATA NOT AVAILABLE | DATA NOT AVAILABLE | DATA NOT AVAILABLE | DATA NOT AVAILABLE | DATA NOT AVAILABLE | 2023-08-10
2000055768481 | DATA NOT AVAILABLE | FRAM FARMERS LIMITED | GRAIN STORE | DATA NOT AVAILABLE | KENNEDY'S FIELD | ANDOVER | HAMPSHIRE | SP11 6PL | ENGLAND | 442191 | 143989 | MELKSHAM GSP | ANDOVER | BARTON STACEY | 11 | SOUTHERN ELECTRIC POWER DISTRIBUTION PLC | DATA NOT AVAILABLE | DATA NOT AVAILABLE | DATA NOT AVAILABLE | DATA NOT AVAILABLE | DATA NOT AVAILABLE | DATA NOT AVAILABLE | DATA NOT AVAILABLE | DATA NOT AVAILABLE | DATA NOT AVAILABLE | DATA NOT AVAILABLE | DATA NOT AVAILABLE | DATA NOT AVAILABLE | DATA NOT AVAILABLE | DATA NOT AVAILABLE | DATA NOT AVAILABLE | DATA NOT AVAILABLE | DATA NOT AVAILABLE | DATA NOT AVAILABLE | DATA NOT AVAILABLE | CONNECTED | 0.0608 | 0.0608 | 0.064 | DATA NOT AVAILABLE | DATA NOT AVAILABLE | DATA NOT AVAILABLE | DATA NOT AVAILABLE | DATA NOT AVAILABLE | DATA NOT AVAILABLE | DATA NOT AVAILABLE | DATA NOT AVAILABLE | DATA NOT AVAILABLE | DATA NOT AVAILABLE | DATA NOT AVAILABLE | DATA NOT AVAILABLE | DATA NOT AVAILABLE | DATA NOT AVAILABLE | DATA NOT AVAILABLE | DATA NOT AVAILABLE | 2023-08-10
2000055770444 | DATA NOT AVAILABLE | LIGHTSOURCE SPV32 LTD | RUDGE HILL FARM | DATA NOT AVAILABLE | DATA NOT AVAILABLE | STURMINSTER NEWTON | DORSET | DT10 2AB | ENGLAND | 377743 | 112519 | MANNINGTON GSP | SHAFTESBURY | SHROTON | 11 | SOUTHERN ELECTRIC POWER DISTRIBUTION PLC | DATA NOT AVAILABLE | DATA NOT AVAILABLE | DATA NOT AVAILABLE | DATA NOT AVAILABLE | DATA NOT AVAILABLE | DATA NOT AVAILABLE | DATA NOT AVAILABLE | DATA NOT AVAILABLE | DATA NOT AVAILABLE | DATA NOT AVAILABLE | DATA NOT AVAILABLE | DATA NOT AVAILABLE | DATA NOT AVAILABLE | DATA NOT AVAILABLE | DATA NOT AVAILABLE | DATA NOT AVAILABLE | DATA NOT AVAILABLE | DATA NOT AVAILABLE | DATA NOT AVAILABLE | CONNECTED | 0.8075 | 0.8075 | 0.85 | DATA NOT AVAILABLE | DATA NOT AVAILABLE | DATA NOT AVAILABLE | DATA NOT AVAILABLE | DATA NOT AVAILABLE | DATA NOT AVAILABLE | DATA NOT AVAILABLE | DATA NOT AVAILABLE | DATA NOT AVAILABLE | DATA NOT AVAILABLE | DATA NOT AVAILABLE | DATA NOT AVAILABLE | DATA NOT AVAILABLE | DATA NOT AVAILABLE | DATA NOT AVAILABLE | DATA NOT AVAILABLE | 2023-08-10
2000055772344 | DATA NOT AVAILABLE | CHICANE CLASSICS LIMITED | SPRINGWATER FM BUILDINGS | DATA NOT AVAILABLE | FORD LANE | HOOK | HAMPSHIRE | RG27 0RH | ENGLAND | 474298 | 162629 | BRAMLEY (BASI) | BASINGSTOKE | ARBORFIELD | 11 | SOUTHERN ELECTRIC POWER DISTRIBUTION PLC | DATA NOT AVAILABLE | DATA NOT AVAILABLE | DATA NOT AVAILABLE | DATA NOT AVAILABLE | DATA NOT AVAILABLE | DATA NOT AVAILABLE | DATA NOT AVAILABLE | DATA NOT AVAILABLE | DATA NOT AVAILABLE | DATA NOT AVAILABLE | DATA NOT AVAILABLE | DATA NOT AVAILABLE | DATA NOT AVAILABLE | DATA NOT AVAILABLE | DATA NOT AVAILABLE | DATA NOT AVAILABLE | DATA NOT AVAILABLE | DATA NOT AVAILABLE | DATA NOT AVAILABLE | CONNECTED | 0.0646 | 0.0646 | 0.068 | DATA NOT AVAILABLE | DATA NOT AVAILABLE | DATA NOT AVAILABLE | DATA NOT AVAILABLE | DATA NOT AVAILABLE | DATA NOT AVAILABLE | DATA NOT AVAILABLE | DATA NOT AVAILABLE | DATA NOT AVAILABLE | DATA NOT AVAILABLE | DATA NOT AVAILABLE | DATA NOT AVAILABLE | DATA NOT AVAILABLE | DATA NOT AVAILABLE | DATA NOT AVAILABLE | DATA NOT AVAILABLE | 2023-08-10
2000055776998 | DATA NOT AVAILABLE | BASIL BAIRD (FAREHAM) LIMITED | BARN, STORAGE UNIT | DATA NOT AVAILABLE | DATA NOT AVAILABLE | CHICHESTER | WEST SUSSEX | PO18 9LE | ENGLAND | 480584 | 107686 | LOVEDEAN GSP | HUNSTON | ASHLING ROAD | 11 | SOUTHERN ELECTRIC POWER DISTRIBUTION PLC | DATA NOT AVAILABLE | DATA NOT AVAILABLE | DATA NOT AVAILABLE | DATA NOT AVAILABLE | DATA NOT AVAILABLE | DATA NOT AVAILABLE | DATA NOT AVAILABLE | DATA NOT AVAILABLE | DATA NOT AVAILABLE | DATA NOT AVAILABLE | DATA NOT AVAILABLE | DATA NOT AVAILABLE | DATA NOT AVAILABLE | DATA NOT AVAILABLE | DATA NOT AVAILABLE | DATA NOT AVAILABLE | DATA NOT AVAILABLE | DATA NOT AVAILABLE | DATA NOT AVAILABLE | CONNECTED | 0.475 | 0.475 | 0.5 | DATA NOT AVAILABLE | DATA NOT AVAILABLE | DATA NOT AVAILABLE | DATA NOT AVAILABLE | DATA NOT AVAILABLE | DATA NOT AVAILABLE | DATA NOT AVAILABLE | DATA NOT AVAILABLE | DATA NOT AVAILABLE | DATA NOT AVAILABLE | DATA NOT AVAILABLE | DATA NOT AVAILABLE | DATA NOT AVAILABLE | DATA NOT AVAILABLE | DATA NOT AVAILABLE | DATA NOT AVAILABLE | 2023-08-10
2000055777004 | DATA NOT AVAILABLE | MX JANE GUISE | MANOR FARM BARN | DATA NOT AVAILABLE | DATA NOT AVAILABLE | CHIPPENHAM | WILTSHIRE | SN15 5LD | ENGLAND | 392897 | 178122 | MELKSHAM GSP | CHIPPENHAM | SUTTON BENGER | 11 | SOUTHERN ELECTRIC POWER DISTRIBUTION PLC | DATA NOT AVAILABLE | DATA NOT AVAILABLE | DATA NOT AVAILABLE | DATA NOT AVAILABLE | DATA NOT AVAILABLE | DATA NOT AVAILABLE | DATA NOT AVAILABLE | DATA NOT AVAILABLE | DATA NOT AVAILABLE | DATA NOT AVAILABLE | DATA NOT AVAILABLE | DATA NOT AVAILABLE | DATA NOT AVAILABLE | DATA NOT AVAILABLE | DATA NOT AVAILABLE | DATA NOT AVAILABLE | DATA NOT AVAILABLE | DATA NOT AVAILABLE | DATA NOT AVAILABLE | CONNECTED | 0.10165 | 0.10165 | 0.107 | DATA NOT AVAILABLE | DATA NOT AVAILABLE | DATA NOT AVAILABLE | DATA NOT AVAILABLE | DATA NOT AVAILABLE | DATA NOT AVAILABLE | DATA NOT AVAILABLE | DATA NOT AVAILABLE | DATA NOT AVAILABLE | DATA NOT AVAILABLE | DATA NOT AVAILABLE | DATA NOT AVAILABLE | DATA NOT AVAILABLE | DATA NOT AVAILABLE | DATA NOT AVAILABLE | DATA NOT AVAILABLE | 2023-08-10
2000055779377 | DATA NOT AVAILABLE | DT & RM WILLIAMS & SON | FOLLY FARM | DATA NOT AVAILABLE | BADBURY | SWINDON | WILTSHIRE | SN4 0HJ | ENGLAND | 420349 | 178920 | MINETY GSP | TOOTHILL | CHISLEDON | 11 | SOUTHERN ELECTRIC POWER DISTRIBUTION PLC | DATA NOT AVAILABLE | DATA NOT AVAILABLE | DATA NOT AVAILABLE | DATA NOT AVAILABLE | DATA NOT AVAILABLE | DATA NOT AVAILABLE | DATA NOT AVAILABLE | DATA NOT AVAILABLE | DATA NOT AVAILABLE | DATA NOT AVAILABLE | DATA NOT AVAILABLE | DATA NOT AVAILABLE | DATA NOT AVAILABLE | DATA NOT AVAILABLE | DATA NOT AVAILABLE | DATA NOT AVAILABLE | DATA NOT AVAILABLE | DATA NOT AVAILABLE | DATA NOT AVAILABLE | CONNECTED | 0.08075 | 0.08075 | 0.085 | DATA NOT AVAILABLE | DATA NOT AVAILABLE | DATA NOT AVAILABLE | DATA NOT AVAILABLE | DATA NOT AVAILABLE | DATA NOT AVAILABLE | DATA NOT AVAILABLE | DATA NOT AVAILABLE | DATA NOT AVAILABLE | DATA NOT AVAILABLE | DATA NOT AVAILABLE | DATA NOT AVAILABLE | DATA NOT AVAILABLE | DATA NOT AVAILABLE | DATA NOT AVAILABLE | DATA NOT AVAILABLE | 2023-08-10
2000055815750 | DATA NOT AVAILABLE | SAINSBURYS SUPERMARKETS LTD | DATA NOT AVAILABLE | SAINSBURYS SUPERMARKETS LIMITED | MERCERY ROAD | WEYMOUTH | DORSET | DT3 5FA | ENGLAND | 367405 | 81591 | CHICKERELL GSP | CHICKERELL | REDLANDS | 11 | SOUTHERN ELECTRIC POWER DISTRIBUTION PLC | DATA NOT AVAILABLE | DATA NOT AVAILABLE | DATA NOT AVAILABLE | DATA NOT AVAILABLE | DATA NOT AVAILABLE | DATA NOT AVAILABLE | DATA NOT AVAILABLE | DATA NOT AVAILABLE | DATA NOT AVAILABLE | DATA NOT AVAILABLE | DATA NOT AVAILABLE | DATA NOT AVAILABLE | DATA NOT AVAILABLE | DATA NOT AVAILABLE | DATA NOT AVAILABLE | DATA NOT AVAILABLE | DATA NOT AVAILABLE | DATA NOT AVAILABLE | DATA NOT AVAILABLE | CONNECTED | 0.3135 | 0.3135 | 0.33 | DATA NOT AVAILABLE | DATA NOT AVAILABLE | DATA NOT AVAILABLE | DATA NOT AVAILABLE | DATA NOT AVAILABLE | DATA NOT AVAILABLE | DATA NOT AVAILABLE | DATA NOT AVAILABLE | DATA NOT AVAILABLE | DATA NOT AVAILABLE | DATA NOT AVAILABLE | DATA NOT AVAILABLE | DATA NOT AVAILABLE | DATA NOT AVAILABLE | DATA NOT AVAILABLE | DATA NOT AVAILABLE | 2023-08-10
2000055820556 | DATA NOT AVAILABLE | GREAT TEW GRAIN PROCESSING LIMITED | GRAIN DRIER | THE GREAT TEW QUARRY | DATA NOT AVAILABLE | CHIPPING NORTON | SURREY | OX7 4BJ | ENGLAND | 439046 | 230420 | COWLEY GSP | YARNTON | DEDDINGTON | 11 | SOUTHERN ELECTRIC POWER DISTRIBUTION PLC | DATA NOT AVAILABLE | DATA NOT AVAILABLE | DATA NOT AVAILABLE | DATA NOT AVAILABLE | DATA NOT AVAILABLE | DATA NOT AVAILABLE | DATA NOT AVAILABLE | DATA NOT AVAILABLE | DATA NOT AVAILABLE | DATA NOT AVAILABLE | DATA NOT AVAILABLE | DATA NOT AVAILABLE | DATA NOT AVAILABLE | DATA NOT AVAILABLE | DATA NOT AVAILABLE | DATA NOT AVAILABLE | DATA NOT AVAILABLE | DATA NOT AVAILABLE | DATA NOT AVAILABLE | CONNECTED | 0.1995 | 0.1995 | 0.21 | DATA NOT AVAILABLE | DATA NOT AVAILABLE | DATA NOT AVAILABLE | DATA NOT AVAILABLE | DATA NOT AVAILABLE | DATA NOT AVAILABLE | DATA NOT AVAILABLE | DATA NOT AVAILABLE | DATA NOT AVAILABLE | DATA NOT AVAILABLE | DATA NOT AVAILABLE | DATA NOT AVAILABLE | DATA NOT AVAILABLE | DATA NOT AVAILABLE | DATA NOT AVAILABLE | DATA NOT AVAILABLE | 2023-08-10
2000055820565 | DATA NOT AVAILABLE | DISTGEN WANSTROW LGC LTD | LANDMARK FARM | DATA NOT AVAILABLE | WANSTROW | SHEPTON MALLET | SOMERSET | BA4 4TQ | ENGLAND | 371590 | 142148 | MELKSHAM GSP | FROME | HOLWELL | 11 | SOUTHERN ELECTRIC POWER DISTRIBUTION PLC | WIND | ONSHORE WIND TURBINES | DATA NOT AVAILABLE | DATA NOT AVAILABLE | DATA NOT AVAILABLE | 0.5 | DATA NOT AVAILABLE | DATA NOT AVAILABLE | DATA NOT AVAILABLE | DATA NOT AVAILABLE | DATA NOT AVAILABLE | DATA NOT AVAILABLE | DATA NOT AVAILABLE | DATA NOT AVAILABLE | DATA NOT AVAILABLE | DATA NOT AVAILABLE | DATA NOT AVAILABLE | DATA NOT AVAILABLE | DATA NOT AVAILABLE | CONNECTED | 0.475 | 0.475 | 0.5 | 0 | 0 | 2013-11-15 | DATA NOT AVAILABLE | DATA NOT AVAILABLE | DATA NOT AVAILABLE | DATA NOT AVAILABLE | DATA NOT AVAILABLE | DATA NOT AVAILABLE | DATA NOT AVAILABLE | DATA NOT AVAILABLE | DATA NOT AVAILABLE | DATA NOT AVAILABLE | DATA NOT AVAILABLE | DATA NOT AVAILABLE | DATA NOT AVAILABLE | 2023-08-10
2000055844440 | DATA NOT AVAILABLE | PENN CROFT FARMS LTD | PENN CROFT FARM | DATA NOT AVAILABLE | CRONDALL | FARNHAM | SURREY | GU10 5PX | ENGLAND | 478430 | 148816 | BRAMLEY (FLEE) | COXMOOR WOOD | COXMOOR WOOD | 11 | SOUTHERN ELECTRIC POWER DISTRIBUTION PLC | DATA NOT AVAILABLE | DATA NOT AVAILABLE | DATA NOT AVAILABLE | DATA NOT AVAILABLE | DATA NOT AVAILABLE | DATA NOT AVAILABLE | DATA NOT AVAILABLE | DATA NOT AVAILABLE | DATA NOT AVAILABLE | DATA NOT AVAILABLE | DATA NOT AVAILABLE | DATA NOT AVAILABLE | DATA NOT AVAILABLE | DATA NOT AVAILABLE | DATA NOT AVAILABLE | DATA NOT AVAILABLE | DATA NOT AVAILABLE | DATA NOT AVAILABLE | DATA NOT AVAILABLE | CONNECTED | 0.06365 | 0.06365 | 0.067 | DATA NOT AVAILABLE | DATA NOT AVAILABLE | DATA NOT AVAILABLE | DATA NOT AVAILABLE | DATA NOT AVAILABLE | DATA NOT AVAILABLE | DATA NOT AVAILABLE | DATA NOT AVAILABLE | DATA NOT AVAILABLE | DATA NOT AVAILABLE | DATA NOT AVAILABLE | DATA NOT AVAILABLE | DATA NOT AVAILABLE | DATA NOT AVAILABLE | DATA NOT AVAILABLE | DATA NOT AVAILABLE | 2023-08-10
2000055856117 | DATA NOT AVAILABLE | WILDERN ACADEMY TRUST | WILDERN SECONDARY SCHOOL | 110769/501013 | WILDERN LANE | SOUTHAMPTON | HAMPSHIRE | SO30 4EJ | ENGLAND | 449022 | 113658 | BOTLEY WOOD GSP | NETLEY COMMON | NETLEY COMMON | 11 | SOUTHERN ELECTRIC POWER DISTRIBUTION PLC | SOLAR | PHOTOVOLTAIC | DATA NOT AVAILABLE | DATA NOT AVAILABLE | DATA NOT AVAILABLE | 0.076 | DATA NOT AVAILABLE | DATA NOT AVAILABLE | DATA NOT AVAILABLE | DATA NOT AVAILABLE | DATA NOT AVAILABLE | DATA NOT AVAILABLE | DATA NOT AVAILABLE | DATA NOT AVAILABLE | DATA NOT AVAILABLE | DATA NOT AVAILABLE | DATA NOT AVAILABLE | DATA NOT AVAILABLE | DATA NOT AVAILABLE | CONNECTED | 0.0722 | 0.0722 | 0.076 | 0 | 0 | DATA NOT AVAILABLE | DATA NOT AVAILABLE | DATA NOT AVAILABLE | DATA NOT AVAILABLE | DATA NOT AVAILABLE | DATA NOT AVAILABLE | DATA NOT AVAILABLE | DATA NOT AVAILABLE | DATA NOT AVAILABLE | DATA NOT AVAILABLE | DATA NOT AVAILABLE | DATA NOT AVAILABLE | DATA NOT AVAILABLE | DATA NOT AVAILABLE | 2023-08-10
2000055874037 | DATA NOT AVAILABLE | CHALCROFT SOLAR POWER LIMITED | VICTUALING DEPOT | DATA NOT AVAILABLE | BURNETTS LANE | SOUTHAMPTON | HAMPSHIRE | SO30 2PA | ENGLAND | 448504 | 116299 | BOTLEY WOOD GSP | NETLEY COMMON | TOWNHILL PARK | 11 | SOUTHERN ELECTRIC POWER DISTRIBUTION PLC | SOLAR | PHOTOVOLTAIC | DATA NOT AVAILABLE | DATA NOT AVAILABLE | DATA NOT AVAILABLE | DATA NOT AVAILABLE | DATA NOT AVAILABLE | DATA NOT AVAILABLE | DATA NOT AVAILABLE | DATA NOT AVAILABLE | DATA NOT AVAILABLE | DATA NOT AVAILABLE | DATA NOT AVAILABLE | DATA NOT AVAILABLE | DATA NOT AVAILABLE | DATA NOT AVAILABLE | DATA NOT AVAILABLE | DATA NOT AVAILABLE | DATA NOT AVAILABLE | CONNECTED | 0.20995 | 0.20995 | 0.221 | DATA NOT AVAILABLE | DATA NOT AVAILABLE | DATA NOT AVAILABLE | DATA NOT AVAILABLE | DATA NOT AVAILABLE | DATA NOT AVAILABLE | DATA NOT AVAILABLE | DATA NOT AVAILABLE | DATA NOT AVAILABLE | DATA NOT AVAILABLE | DATA NOT AVAILABLE | DATA NOT AVAILABLE | DATA NOT AVAILABLE | DATA NOT AVAILABLE | DATA NOT AVAILABLE | DATA NOT AVAILABLE | 2023-08-10
2000055874296 | DATA NOT AVAILABLE | DATA NOT AVAILABLE | DATA NOT AVAILABLE | DATA NOT AVAILABLE | DATA NOT AVAILABLE | DATA NOT AVAILABLE | DATA NOT AVAILABLE | DATA NOT AVAILABLE | ENGLAND | DATA NOT AVAILABLE | DATA NOT AVAILABLE | DATA NOT AVAILABLE | DATA NOT AVAILABLE | DATA NOT AVAILABLE | DATA NOT AVAILABLE | SOUTHERN ELECTRIC POWER DISTRIBUTION PLC | DATA NOT AVAILABLE | DATA NOT AVAILABLE | DATA NOT AVAILABLE | DATA NOT AVAILABLE | DATA NOT AVAILABLE | DATA NOT AVAILABLE | DATA NOT AVAILABLE | DATA NOT AVAILABLE | DATA NOT AVAILABLE | DATA NOT AVAILABLE | DATA NOT AVAILABLE | DATA NOT AVAILABLE | DATA NOT AVAILABLE | DATA NOT AVAILABLE | DATA NOT AVAILABLE | DATA NOT AVAILABLE | DATA NOT AVAILABLE | DATA NOT AVAILABLE | DATA NOT AVAILABLE | CONNECTED | 0.095 | 0.095 | 0.1 | DATA NOT AVAILABLE | DATA NOT AVAILABLE | DATA NOT AVAILABLE | DATA NOT AVAILABLE | DATA NOT AVAILABLE | DATA NOT AVAILABLE | DATA NOT AVAILABLE | DATA NOT AVAILABLE | DATA NOT AVAILABLE | DATA NOT AVAILABLE | DATA NOT AVAILABLE | DATA NOT AVAILABLE | DATA NOT AVAILABLE | DATA NOT AVAILABLE | DATA NOT AVAILABLE | DATA NOT AVAILABLE | 2023-08-10
2000055877748 | DATA NOT AVAILABLE | DATA NOT AVAILABLE | DATA NOT AVAILABLE | DATA NOT AVAILABLE | DATA NOT AVAILABLE | DATA NOT AVAILABLE | DATA NOT AVAILABLE | DATA NOT AVAILABLE | ENGLAND | DATA NOT AVAILABLE | DATA NOT AVAILABLE | DATA NOT AVAILABLE | DATA NOT AVAILABLE | DATA NOT AVAILABLE | DATA NOT AVAILABLE | SOUTHERN ELECTRIC POWER DISTRIBUTION PLC | DATA NOT AVAILABLE | DATA NOT AVAILABLE | DATA NOT AVAILABLE | DATA NOT AVAILABLE | DATA NOT AVAILABLE | DATA NOT AVAILABLE | DATA NOT AVAILABLE | DATA NOT AVAILABLE | DATA NOT AVAILABLE | DATA NOT AVAILABLE | DATA NOT AVAILABLE | DATA NOT AVAILABLE | DATA NOT AVAILABLE | DATA NOT AVAILABLE | DATA NOT AVAILABLE | DATA NOT AVAILABLE | DATA NOT AVAILABLE | DATA NOT AVAILABLE | DATA NOT AVAILABLE | CONNECTED | 0.05415 | 0.05415 | 0.057 | DATA NOT AVAILABLE | DATA NOT AVAILABLE | DATA NOT AVAILABLE | DATA NOT AVAILABLE | DATA NOT AVAILABLE | DATA NOT AVAILABLE | DATA NOT AVAILABLE | DATA NOT AVAILABLE | DATA NOT AVAILABLE | DATA NOT AVAILABLE | DATA NOT AVAILABLE | DATA NOT AVAILABLE | DATA NOT AVAILABLE | DATA NOT AVAILABLE | DATA NOT AVAILABLE | DATA NOT AVAILABLE | 2023-08-10
2000055893800 | DATA NOT AVAILABLE | MELBURY BIOENERGY LTD | HIGHER HOLT FARM | DATA NOT AVAILABLE | DATA NOT AVAILABLE | DORCHESTER | DORSET | DT2 0LX | ENGLAND | 357182 | 108164 | AXMINSTER | YEOVIL | YETMINSTER | 11 | SOUTHERN ELECTRIC POWER DISTRIBUTION PLC | OTHER | OTHER | DATA NOT AVAILABLE | DATA NOT AVAILABLE | DATA NOT AVAILABLE | 0.25 | DATA NOT AVAILABLE | DATA NOT AVAILABLE | DATA NOT AVAILABLE | DATA NOT AVAILABLE | DATA NOT AVAILABLE | DATA NOT AVAILABLE | DATA NOT AVAILABLE | DATA NOT AVAILABLE | DATA NOT AVAILABLE | DATA NOT AVAILABLE | DATA NOT AVAILABLE | DATA NOT AVAILABLE | DATA NOT AVAILABLE | CONNECTED | 0.2375 | 0.2375 | 0.25 | 0 | 0 | DATA NOT AVAILABLE | DATA NOT AVAILABLE | DATA NOT AVAILABLE | DATA NOT AVAILABLE | DATA NOT AVAILABLE | DATA NOT AVAILABLE | DATA NOT AVAILABLE | DATA NOT AVAILABLE | DATA NOT AVAILABLE | DATA NOT AVAILABLE | DATA NOT AVAILABLE | DATA NOT AVAILABLE | DATA NOT AVAILABLE | DATA NOT AVAILABLE | 2023-08-10
2000055894920 | DATA NOT AVAILABLE | CHELWORTH COMMUNITY SOLAR LIMITED | CHELWORTH SOLAR FARM | DATA NOT AVAILABLE | BRAYDON LANE | SWINDON | WILTSHIRE | SN6 6HQ | ENGLAND | 408125 | 192139 | MINETY GSP | CIRENCESTER | CRICKLADE | 11 | SOUTHERN ELECTRIC POWER DISTRIBUTION PLC | SOLAR | PHOTOVOLTAIC | DATA NOT AVAILABLE | DATA NOT AVAILABLE | DATA NOT AVAILABLE | 1 | DATA NOT AVAILABLE | DATA NOT AVAILABLE | DATA NOT AVAILABLE | DATA NOT AVAILABLE | DATA NOT AVAILABLE | DATA NOT AVAILABLE | DATA NOT AVAILABLE | DATA NOT AVAILABLE | DATA NOT AVAILABLE | DATA NOT AVAILABLE | DATA NOT AVAILABLE | DATA NOT AVAILABLE | DATA NOT AVAILABLE | CONNECTED | 0.95 | 0.95 | 1 | 0 | 0 | DATA NOT AVAILABLE | DATA NOT AVAILABLE | DATA NOT AVAILABLE | DATA NOT AVAILABLE | DATA NOT AVAILABLE | DATA NOT AVAILABLE | DATA NOT AVAILABLE | DATA NOT AVAILABLE | DATA NOT AVAILABLE | DATA NOT AVAILABLE | DATA NOT AVAILABLE | DATA NOT AVAILABLE | DATA NOT AVAILABLE | DATA NOT AVAILABLE | 2023-08-10
2000055899403 | DATA NOT AVAILABLE | PORTSMOUTH ESTATES | MANOR FARM | DATA NOT AVAILABLE | FARLEIGH LANE | FARLEIGH WALLOP | HAMPSHIRE | RG25 2HR | ENGLAND | 461164 | 146769 | BRAMLEY (BASI) | BASINGSTOKE | JAYS CLOSE | 11 | SOUTHERN ELECTRIC POWER DISTRIBUTION PLC | SOLAR | PHOTOVOLTAIC | DATA NOT AVAILABLE | DATA NOT AVAILABLE | DATA NOT AVAILABLE | 0.128 | DATA NOT AVAILABLE | DATA NOT AVAILABLE | DATA NOT AVAILABLE | DATA NOT AVAILABLE | DATA NOT AVAILABLE | DATA NOT AVAILABLE | DATA NOT AVAILABLE | DATA NOT AVAILABLE | DATA NOT AVAILABLE | DATA NOT AVAILABLE | DATA NOT AVAILABLE | DATA NOT AVAILABLE | DATA NOT AVAILABLE | CONNECTED | 0.1216 | 0.1216 | 0.128 | 0 | 0 | DATA NOT AVAILABLE | DATA NOT AVAILABLE | DATA NOT AVAILABLE | DATA NOT AVAILABLE | DATA NOT AVAILABLE | DATA NOT AVAILABLE | DATA NOT AVAILABLE | DATA NOT AVAILABLE | DATA NOT AVAILABLE | DATA NOT AVAILABLE | DATA NOT AVAILABLE | DATA NOT AVAILABLE | DATA NOT AVAILABLE | DATA NOT AVAILABLE | 2023-08-10
2000055899459 | DATA NOT AVAILABLE | DATA NOT AVAILABLE | DATA NOT AVAILABLE | DATA NOT AVAILABLE | DATA NOT AVAILABLE | DATA NOT AVAILABLE | DATA NOT AVAILABLE | DATA NOT AVAILABLE | ENGLAND | DATA NOT AVAILABLE | DATA NOT AVAILABLE | DATA NOT AVAILABLE | DATA NOT AVAILABLE | DATA NOT AVAILABLE | DATA NOT AVAILABLE | SOUTHERN ELECTRIC POWER DISTRIBUTION PLC | SOLAR | PHOTOVOLTAIC | DATA NOT AVAILABLE | DATA NOT AVAILABLE | DATA NOT AVAILABLE | 0.074 | DATA NOT AVAILABLE | DATA NOT AVAILABLE | DATA NOT AVAILABLE | DATA NOT AVAILABLE | DATA NOT AVAILABLE | DATA NOT AVAILABLE | DATA NOT AVAILABLE | DATA NOT AVAILABLE | DATA NOT AVAILABLE | DATA NOT AVAILABLE | DATA NOT AVAILABLE | DATA NOT AVAILABLE | DATA NOT AVAILABLE | CONNECTED | 0.1463 | 0.1463 | 0.154 | 0 | 0 | DATA NOT AVAILABLE | DATA NOT AVAILABLE | DATA NOT AVAILABLE | DATA NOT AVAILABLE | DATA NOT AVAILABLE | DATA NOT AVAILABLE | DATA NOT AVAILABLE | DATA NOT AVAILABLE | DATA NOT AVAILABLE | DATA NOT AVAILABLE | DATA NOT AVAILABLE | DATA NOT AVAILABLE | DATA NOT AVAILABLE | DATA NOT AVAILABLE | 2023-08-10
2000055902321 | DATA NOT AVAILABLE | JH & FW GREEN LTD | DATA NOT AVAILABLE | DATA NOT AVAILABLE | TERMINUS ROAD | CHICHESTER | WEST SUSSEX | PO19 8TX | ENGLAND | 485173 | 104331 | LOVEDEAN GSP | HUNSTON | HUNSTON | 11 | SOUTHERN ELECTRIC POWER DISTRIBUTION PLC | SOLAR | PHOTOVOLTAIC | DATA NOT AVAILABLE | DATA NOT AVAILABLE | DATA NOT AVAILABLE | 0.2 | DATA NOT AVAILABLE | DATA NOT AVAILABLE | DATA NOT AVAILABLE | DATA NOT AVAILABLE | DATA NOT AVAILABLE | DATA NOT AVAILABLE | DATA NOT AVAILABLE | DATA NOT AVAILABLE | DATA NOT AVAILABLE | DATA NOT AVAILABLE | DATA NOT AVAILABLE | DATA NOT AVAILABLE | DATA NOT AVAILABLE | CONNECTED | 0.19 | 0.19 | 0.2 | 0 | 0 | 2014-03-24 | DATA NOT AVAILABLE | DATA NOT AVAILABLE | DATA NOT AVAILABLE | DATA NOT AVAILABLE | DATA NOT AVAILABLE | DATA NOT AVAILABLE | DATA NOT AVAILABLE | DATA NOT AVAILABLE | DATA NOT AVAILABLE | DATA NOT AVAILABLE | DATA NOT AVAILABLE | DATA NOT AVAILABLE | DATA NOT AVAILABLE | 2023-08-10
2000055908476 | DATA NOT AVAILABLE | COUNTRY MARKET | COUNTRY MARKET | DATA NOT AVAILABLE | ALTON ROAD | BORDON | HAMPSHIRE | GU35 0QP | ENGLAND | 480531 | 138908 | BRAMLEY (FLEE) | ALTON | ALTON LOCAL | 0.4 | SOUTHERN ELECTRIC POWER DISTRIBUTION PLC | SOLAR | PHOTOVOLTAIC | DATA NOT AVAILABLE | DATA NOT AVAILABLE | DATA NOT AVAILABLE | 0.25 | DATA NOT AVAILABLE | DATA NOT AVAILABLE | DATA NOT AVAILABLE | DATA NOT AVAILABLE | DATA NOT AVAILABLE | DATA NOT AVAILABLE | DATA NOT AVAILABLE | DATA NOT AVAILABLE | DATA NOT AVAILABLE | DATA NOT AVAILABLE | DATA NOT AVAILABLE | DATA NOT AVAILABLE | DATA NOT AVAILABLE | CONNECTED | 0.2375 | 0.2375 | 0.25 | 0.3515 | 0.37 | DATA NOT AVAILABLE | DATA NOT AVAILABLE | DATA NOT AVAILABLE | DATA NOT AVAILABLE | DATA NOT AVAILABLE | DATA NOT AVAILABLE | DATA NOT AVAILABLE | DATA NOT AVAILABLE | DATA NOT AVAILABLE | DATA NOT AVAILABLE | DATA NOT AVAILABLE | DATA NOT AVAILABLE | DATA NOT AVAILABLE | DATA NOT AVAILABLE | 2023-08-10
2000055917903 | DATA NOT AVAILABLE | FERNS ENERGY PARTNERSHIP | THE FERMS FARM | DATA NOT AVAILABLE | BLACK LANE | STURMINSTER NEWTON | DORSET | DT10 2DT | ENGLAND | 375290 | 109494 | AXMINSTER | YEOVIL | PULHAM | 11 | SOUTHERN ELECTRIC POWER DISTRIBUTION PLC | SOLAR | PHOTOVOLTAIC | DATA NOT AVAILABLE | DATA NOT AVAILABLE | DATA NOT AVAILABLE | 0.25 | DATA NOT AVAILABLE | DATA NOT AVAILABLE | DATA NOT AVAILABLE | DATA NOT AVAILABLE | DATA NOT AVAILABLE | DATA NOT AVAILABLE | DATA NOT AVAILABLE | DATA NOT AVAILABLE | DATA NOT AVAILABLE | DATA NOT AVAILABLE | DATA NOT AVAILABLE | DATA NOT AVAILABLE | DATA NOT AVAILABLE | CONNECTED | 0.19 | 0.19 | 0.2 | 0 | 0 | 2015-05-28 | DATA NOT AVAILABLE | DATA NOT AVAILABLE | DATA NOT AVAILABLE | DATA NOT AVAILABLE | DATA NOT AVAILABLE | DATA NOT AVAILABLE | DATA NOT AVAILABLE | DATA NOT AVAILABLE | DATA NOT AVAILABLE | DATA NOT AVAILABLE | DATA NOT AVAILABLE | DATA NOT AVAILABLE | DATA NOT AVAILABLE | 2023-08-10
2000055921120 | DATA NOT AVAILABLE | GRUNDON WASTE MANAGEMENT LIMITED | THORNEY PARK GOLF CLUB | DATA NOT AVAILABLE | THORNEY MILL ROAD | IVER | BUCKINGHAMSHIRE | SL0 9AL | ENGLAND | 504529 | 179406 | IVER 132KV | UPTON | UPTON | 11 | SOUTHERN ELECTRIC POWER DISTRIBUTION PLC | OTHER | OTHER | DATA NOT AVAILABLE | DATA NOT AVAILABLE | DATA NOT AVAILABLE | 0.4 | DATA NOT AVAILABLE | DATA NOT AVAILABLE | DATA NOT AVAILABLE | DATA NOT AVAILABLE | DATA NOT AVAILABLE | DATA NOT AVAILABLE | DATA NOT AVAILABLE | DATA NOT AVAILABLE | DATA NOT AVAILABLE | DATA NOT AVAILABLE | DATA NOT AVAILABLE | DATA NOT AVAILABLE | DATA NOT AVAILABLE | CONNECTED | 0.38 | 0.38 | 0.4 | 0 | 0 | 2014-05-16 | DATA NOT AVAILABLE | DATA NOT AVAILABLE | DATA NOT AVAILABLE | DATA NOT AVAILABLE | DATA NOT AVAILABLE | DATA NOT AVAILABLE | DATA NOT AVAILABLE | DATA NOT AVAILABLE | DATA NOT AVAILABLE | DATA NOT AVAILABLE | DATA NOT AVAILABLE | DATA NOT AVAILABLE | DATA NOT AVAILABLE | 2023-08-10
2000055923925 | DATA NOT AVAILABLE | R & M A COBB | HORDLE MANOR FARM | DATA NOT AVAILABLE | CLIFF ROAD | LYMINGTON | HAMPSHIRE | SO41 0NW | ENGLAND | 427045 | 92371 | MANNINGTON GSP | ARNEWOOD | MILFORD ON SEA | 11 | SOUTHERN ELECTRIC POWER DISTRIBUTION PLC | DATA NOT AVAILABLE | DATA NOT AVAILABLE | DATA NOT AVAILABLE | DATA NOT AVAILABLE | DATA NOT AVAILABLE | DATA NOT AVAILABLE | DATA NOT AVAILABLE | DATA NOT AVAILABLE | DATA NOT AVAILABLE | DATA NOT AVAILABLE | DATA NOT AVAILABLE | DATA NOT AVAILABLE | DATA NOT AVAILABLE | DATA NOT AVAILABLE | DATA NOT AVAILABLE | DATA NOT AVAILABLE | DATA NOT AVAILABLE | DATA NOT AVAILABLE | DATA NOT AVAILABLE | CONNECTED | 0.06175 | 0.06175 | 0.065 | DATA NOT AVAILABLE | DATA NOT AVAILABLE | DATA NOT AVAILABLE | DATA NOT AVAILABLE | DATA NOT AVAILABLE | DATA NOT AVAILABLE | DATA NOT AVAILABLE | DATA NOT AVAILABLE | DATA NOT AVAILABLE | DATA NOT AVAILABLE | DATA NOT AVAILABLE | DATA NOT AVAILABLE | DATA NOT AVAILABLE | DATA NOT AVAILABLE | DATA NOT AVAILABLE | DATA NOT AVAILABLE | 2023-08-10
2000055928551 | DATA NOT AVAILABLE | ABBOTTS ANN FARMING LIMITED | EASTOVER FARM | GRAIN DRIER | DATA NOT AVAILABLE | ANDOVER | HAMPSHIRE | SP11 7BT | ENGLAND | 432987 | 142406 | MELKSHAM GSP | ANDOVER | MIDDLE WALLOP | 11 | SOUTHERN ELECTRIC POWER DISTRIBUTION PLC | SOLAR | PHOTOVOLTAIC | DATA NOT AVAILABLE | DATA NOT AVAILABLE | DATA NOT AVAILABLE | 0.09 | DATA NOT AVAILABLE | DATA NOT AVAILABLE | DATA NOT AVAILABLE | DATA NOT AVAILABLE | DATA NOT AVAILABLE | DATA NOT AVAILABLE | DATA NOT AVAILABLE | DATA NOT AVAILABLE | DATA NOT AVAILABLE | DATA NOT AVAILABLE | DATA NOT AVAILABLE | DATA NOT AVAILABLE | DATA NOT AVAILABLE | CONNECTED | 0.0855 | 0.0855 | 0.09 | 0 | 0 | DATA NOT AVAILABLE | DATA NOT AVAILABLE | DATA NOT AVAILABLE | DATA NOT AVAILABLE | DATA NOT AVAILABLE | DATA NOT AVAILABLE | DATA NOT AVAILABLE | DATA NOT AVAILABLE | DATA NOT AVAILABLE | DATA NOT AVAILABLE | DATA NOT AVAILABLE | DATA NOT AVAILABLE | DATA NOT AVAILABLE | DATA NOT AVAILABLE | 2023-08-10
2000055929582 | DATA NOT AVAILABLE | COOP PPA SITES | COWLEY HOUSE | OXFORD BUS CO | WATLINGTON ROAD | OXFORD | OXFORDSHIRE | OX4 6GA | ENGLAND | 455500 | 203467 | COWLEY GSP | COWLEY LOCAL | COWLEY LOCAL | 11 | SOUTHERN ELECTRIC POWER DISTRIBUTION PLC | SOLAR | PHOTOVOLTAIC | DATA NOT AVAILABLE | DATA NOT AVAILABLE | DATA NOT AVAILABLE | 0.143 | DATA NOT AVAILABLE | DATA NOT AVAILABLE | DATA NOT AVAILABLE | DATA NOT AVAILABLE | DATA NOT AVAILABLE | DATA NOT AVAILABLE | DATA NOT AVAILABLE | DATA NOT AVAILABLE | DATA NOT AVAILABLE | DATA NOT AVAILABLE | DATA NOT AVAILABLE | DATA NOT AVAILABLE | DATA NOT AVAILABLE | CONNECTED | 0.1368 | 0.1368 | 0.144 | 0 | 0 | DATA NOT AVAILABLE | DATA NOT AVAILABLE | DATA NOT AVAILABLE | DATA NOT AVAILABLE | DATA NOT AVAILABLE | DATA NOT AVAILABLE | DATA NOT AVAILABLE | DATA NOT AVAILABLE | DATA NOT AVAILABLE | DATA NOT AVAILABLE | DATA NOT AVAILABLE | DATA NOT AVAILABLE | DATA NOT AVAILABLE | DATA NOT AVAILABLE | 2023-08-10
2000055931962 | DATA NOT AVAILABLE | GRUNDON WASTE MANAGEMENT | DATA NOT AVAILABLE | DATA NOT AVAILABLE | DATA NOT AVAILABLE | SLOUGH | BERKSHIRE | SL3 0EG | ENGLAND | 503865 | 177306 | IVER 132KV | UPTON | UPTON | 11 | SOUTHERN ELECTRIC POWER DISTRIBUTION PLC | SOLAR | PHOTOVOLTAIC | DATA NOT AVAILABLE | DATA NOT AVAILABLE | DATA NOT AVAILABLE | 0.25 | DATA NOT AVAILABLE | DATA NOT AVAILABLE | DATA NOT AVAILABLE | DATA NOT AVAILABLE | DATA NOT AVAILABLE | DATA NOT AVAILABLE | DATA NOT AVAILABLE | DATA NOT AVAILABLE | DATA NOT AVAILABLE | DATA NOT AVAILABLE | DATA NOT AVAILABLE | DATA NOT AVAILABLE | DATA NOT AVAILABLE | CONNECTED | 0.2375 | 0.2375 | 0.25 | 0 | 0 | DATA NOT AVAILABLE | DATA NOT AVAILABLE | DATA NOT AVAILABLE | DATA NOT AVAILABLE | DATA NOT AVAILABLE | DATA NOT AVAILABLE | DATA NOT AVAILABLE | DATA NOT AVAILABLE | DATA NOT AVAILABLE | DATA NOT AVAILABLE | DATA NOT AVAILABLE | DATA NOT AVAILABLE | DATA NOT AVAILABLE | DATA NOT AVAILABLE | 2023-08-10
2000055975880 | DATA NOT AVAILABLE | MANNPOWER & LIGHT LTD | DATA NOT AVAILABLE | DATA NOT AVAILABLE | DATA NOT AVAILABLE | LECHLADE | OXFORDSHIRE | DATA NOT AVAILABLE | ENGLAND | DATA NOT AVAILABLE | DATA NOT AVAILABLE | MINETY GSP | STRATTON | LECHLADE | 11 | SOUTHERN ELECTRIC POWER DISTRIBUTION PLC | DATA NOT AVAILABLE | DATA NOT AVAILABLE | DATA NOT AVAILABLE | DATA NOT AVAILABLE | DATA NOT AVAILABLE | DATA NOT AVAILABLE | DATA NOT AVAILABLE | DATA NOT AVAILABLE | DATA NOT AVAILABLE | DATA NOT AVAILABLE | DATA NOT AVAILABLE | DATA NOT AVAILABLE | DATA NOT AVAILABLE | DATA NOT AVAILABLE | DATA NOT AVAILABLE | DATA NOT AVAILABLE | DATA NOT AVAILABLE | DATA NOT AVAILABLE | DATA NOT AVAILABLE | CONNECTED | 0.19 | 0.19 | 0.2 | DATA NOT AVAILABLE | DATA NOT AVAILABLE | DATA NOT AVAILABLE | DATA NOT AVAILABLE | DATA NOT AVAILABLE | DATA NOT AVAILABLE | DATA NOT AVAILABLE | DATA NOT AVAILABLE | DATA NOT AVAILABLE | DATA NOT AVAILABLE | DATA NOT AVAILABLE | DATA NOT AVAILABLE | DATA NOT AVAILABLE | DATA NOT AVAILABLE | DATA NOT AVAILABLE | DATA NOT AVAILABLE | 2023-08-10
2000055977814 | DATA NOT AVAILABLE | DATA NOT AVAILABLE | HENSTRIDGE | DATA NOT AVAILABLE | DATA NOT AVAILABLE | WINCANTON | SOMERSET | BA8 0TN | ENGLAND | 374911 | 120309 | AXMINSTER | YEOVIL | HENSTRIDGE | 11 | SOUTHERN ELECTRIC POWER DISTRIBUTION PLC | SOLAR | PHOTOVOLTAIC | DATA NOT AVAILABLE | DATA NOT AVAILABLE | DATA NOT AVAILABLE | 1.14 | DATA NOT AVAILABLE | DATA NOT AVAILABLE | DATA NOT AVAILABLE | DATA NOT AVAILABLE | DATA NOT AVAILABLE | DATA NOT AVAILABLE | DATA NOT AVAILABLE | DATA NOT AVAILABLE | DATA NOT AVAILABLE | DATA NOT AVAILABLE | DATA NOT AVAILABLE | DATA NOT AVAILABLE | DATA NOT AVAILABLE | CONNECTED | 0.5586 | 0.5586 | 0.588 | 0 | 0 | DATA NOT AVAILABLE | DATA NOT AVAILABLE | DATA NOT AVAILABLE | DATA NOT AVAILABLE | DATA NOT AVAILABLE | DATA NOT AVAILABLE | DATA NOT AVAILABLE | DATA NOT AVAILABLE | DATA NOT AVAILABLE | DATA NOT AVAILABLE | DATA NOT AVAILABLE | DATA NOT AVAILABLE | DATA NOT AVAILABLE | DATA NOT AVAILABLE | 2023-08-10
2000055977841 | DATA NOT AVAILABLE | DATA NOT AVAILABLE | HENSTRIDGE | DATA NOT AVAILABLE | DATA NOT AVAILABLE | WINCANTON | SOMERSET | BA8 0TN | ENGLAND | 374911 | 120309 | AXMINSTER | YEOVIL | HENSTRIDGE | 11 | SOUTHERN ELECTRIC POWER DISTRIBUTION PLC | SOLAR | PHOTOVOLTAIC | DATA NOT AVAILABLE | DATA NOT AVAILABLE | DATA NOT AVAILABLE | 1.14 | DATA NOT AVAILABLE | DATA NOT AVAILABLE | DATA NOT AVAILABLE | DATA NOT AVAILABLE | DATA NOT AVAILABLE | DATA NOT AVAILABLE | DATA NOT AVAILABLE | DATA NOT AVAILABLE | DATA NOT AVAILABLE | DATA NOT AVAILABLE | DATA NOT AVAILABLE | DATA NOT AVAILABLE | DATA NOT AVAILABLE | CONNECTED | 0.7714 | 0.7714 | 0.812 | 0 | 0 | DATA NOT AVAILABLE | DATA NOT AVAILABLE | DATA NOT AVAILABLE | DATA NOT AVAILABLE | DATA NOT AVAILABLE | DATA NOT AVAILABLE | DATA NOT AVAILABLE | DATA NOT AVAILABLE | DATA NOT AVAILABLE | DATA NOT AVAILABLE | DATA NOT AVAILABLE | DATA NOT AVAILABLE | DATA NOT AVAILABLE | DATA NOT AVAILABLE | 2023-08-10
2000055980560 | DATA NOT AVAILABLE | DATA NOT AVAILABLE | DATA NOT AVAILABLE | DATA NOT AVAILABLE | DATA NOT AVAILABLE | DATA NOT AVAILABLE | DATA NOT AVAILABLE | DATA NOT AVAILABLE | ENGLAND | DATA NOT AVAILABLE | DATA NOT AVAILABLE | DATA NOT AVAILABLE | DATA NOT AVAILABLE | DATA NOT AVAILABLE | DATA NOT AVAILABLE | SOUTHERN ELECTRIC POWER DISTRIBUTION PLC | DATA NOT AVAILABLE | DATA NOT AVAILABLE | DATA NOT AVAILABLE | DATA NOT AVAILABLE | DATA NOT AVAILABLE | DATA NOT AVAILABLE | DATA NOT AVAILABLE | DATA NOT AVAILABLE | DATA NOT AVAILABLE | DATA NOT AVAILABLE | DATA NOT AVAILABLE | DATA NOT AVAILABLE | DATA NOT AVAILABLE | DATA NOT AVAILABLE | DATA NOT AVAILABLE | DATA NOT AVAILABLE | DATA NOT AVAILABLE | DATA NOT AVAILABLE | DATA NOT AVAILABLE | CONNECTED | 0.095 | 0.095 | 0.1 | DATA NOT AVAILABLE | DATA NOT AVAILABLE | DATA NOT AVAILABLE | DATA NOT AVAILABLE | DATA NOT AVAILABLE | DATA NOT AVAILABLE | DATA NOT AVAILABLE | DATA NOT AVAILABLE | DATA NOT AVAILABLE | DATA NOT AVAILABLE | DATA NOT AVAILABLE | DATA NOT AVAILABLE | DATA NOT AVAILABLE | DATA NOT AVAILABLE | DATA NOT AVAILABLE | DATA NOT AVAILABLE | 2023-08-10
2000055980589 | DATA NOT AVAILABLE | R G MAY & SONS | LINDEN FARM | DATA NOT AVAILABLE | DATA NOT AVAILABLE | MARLBOROUGH | WILTSHIRE | SN8 3EX | ENGLAND | 420672 | 154067 | MELKSHAM GSP | WEST GRAFTON | WEST GRAFTON VILLAGE | 0.4 | SOUTHERN ELECTRIC POWER DISTRIBUTION PLC | SOLAR | PHOTOVOLTAIC | DATA NOT AVAILABLE | DATA NOT AVAILABLE | DATA NOT AVAILABLE | 0.18 | DATA NOT AVAILABLE | DATA NOT AVAILABLE | DATA NOT AVAILABLE | DATA NOT AVAILABLE | DATA NOT AVAILABLE | DATA NOT AVAILABLE | DATA NOT AVAILABLE | DATA NOT AVAILABLE | DATA NOT AVAILABLE | DATA NOT AVAILABLE | DATA NOT AVAILABLE | DATA NOT AVAILABLE | DATA NOT AVAILABLE | CONNECTED | 0.19 | 0.19 | 0.2 | 0.49875 | 0.525 | 2014-10-29 | DATA NOT AVAILABLE | DATA NOT AVAILABLE | DATA NOT AVAILABLE | DATA NOT AVAILABLE | DATA NOT AVAILABLE | DATA NOT AVAILABLE | DATA NOT AVAILABLE | DATA NOT AVAILABLE | DATA NOT AVAILABLE | DATA NOT AVAILABLE | DATA NOT AVAILABLE | DATA NOT AVAILABLE | DATA NOT AVAILABLE | 2023-08-10
2000055980612 | DATA NOT AVAILABLE | REDACTED | REDACTED | REDACTED | REDACTED | REDACTED | REDACTED | BH20 6 | ENGLAND | REDACTED | REDACTED | MANNINGTON GSP | WAREHAM | WAREHAM TOWN | 11 | SOUTHERN ELECTRIC POWER DISTRIBUTION PLC | SOLAR | PHOTOVOLTAIC | DATA NOT AVAILABLE | DATA NOT AVAILABLE | DATA NOT AVAILABLE | 0.1 | DATA NOT AVAILABLE | DATA NOT AVAILABLE | DATA NOT AVAILABLE | DATA NOT AVAILABLE | DATA NOT AVAILABLE | DATA NOT AVAILABLE | DATA NOT AVAILABLE | DATA NOT AVAILABLE | DATA NOT AVAILABLE | DATA NOT AVAILABLE | DATA NOT AVAILABLE | DATA NOT AVAILABLE | DATA NOT AVAILABLE | CONNECTED | 0.2375 | 0.2375 | 0.25 | 0 | 0 | 2014-09-09 | DATA NOT AVAILABLE | DATA NOT AVAILABLE | DATA NOT AVAILABLE | DATA NOT AVAILABLE | DATA NOT AVAILABLE | DATA NOT AVAILABLE | DATA NOT AVAILABLE | DATA NOT AVAILABLE | DATA NOT AVAILABLE | DATA NOT AVAILABLE | DATA NOT AVAILABLE | DATA NOT AVAILABLE | DATA NOT AVAILABLE | 2023-08-10
2000055982489 | DATA NOT AVAILABLE | DATA NOT AVAILABLE | THE HATCH INDUSTRIAL PARK | ASHBY SIGNS LIMITED | GREYWELL ROAD | BASINGSTOKE | HAMPSHIRE | RG24 7NG | ENGLAND | 467770 | 152076 | BRAMLEY (BASI) | BASINGSTOKE | BASINGSTOKE | 11 | SOUTHERN ELECTRIC POWER DISTRIBUTION PLC | SOLAR | PHOTOVOLTAIC | DATA NOT AVAILABLE | DATA NOT AVAILABLE | DATA NOT AVAILABLE | 0.075 | DATA NOT AVAILABLE | DATA NOT AVAILABLE | DATA NOT AVAILABLE | DATA NOT AVAILABLE | DATA NOT AVAILABLE | DATA NOT AVAILABLE | DATA NOT AVAILABLE | DATA NOT AVAILABLE | DATA NOT AVAILABLE | DATA NOT AVAILABLE | DATA NOT AVAILABLE | DATA NOT AVAILABLE | DATA NOT AVAILABLE | CONNECTED | 0.07125 | 0.07125 | 0.075 | 0 | 0 | DATA NOT AVAILABLE | DATA NOT AVAILABLE | DATA NOT AVAILABLE | DATA NOT AVAILABLE | DATA NOT AVAILABLE | DATA NOT AVAILABLE | DATA NOT AVAILABLE | DATA NOT AVAILABLE | DATA NOT AVAILABLE | DATA NOT AVAILABLE | DATA NOT AVAILABLE | DATA NOT AVAILABLE | DATA NOT AVAILABLE | DATA NOT AVAILABLE | 2023-08-10
2000055984919 | DATA NOT AVAILABLE | APETITO LTD | DATA NOT AVAILABLE | DATA NOT AVAILABLE | DATA NOT AVAILABLE | TROWBRIDGE | WILTSHIRE | BA14 8RJ | ENGLAND | 385820 | 158952 | MELKSHAM GSP | NORRINGTON | TROWBRIDGE TOWN | 11 | SOUTHERN ELECTRIC POWER DISTRIBUTION PLC | SOLAR | PHOTOVOLTAIC | DATA NOT AVAILABLE | DATA NOT AVAILABLE | DATA NOT AVAILABLE | 0.15 | DATA NOT AVAILABLE | DATA NOT AVAILABLE | DATA NOT AVAILABLE | DATA NOT AVAILABLE | DATA NOT AVAILABLE | DATA NOT AVAILABLE | DATA NOT AVAILABLE | DATA NOT AVAILABLE | DATA NOT AVAILABLE | DATA NOT AVAILABLE | DATA NOT AVAILABLE | DATA NOT AVAILABLE | DATA NOT AVAILABLE | CONNECTED | 0.1425 | 0.1425 | 0.15 | 0 | 0 | DATA NOT AVAILABLE | DATA NOT AVAILABLE | DATA NOT AVAILABLE | DATA NOT AVAILABLE | DATA NOT AVAILABLE | DATA NOT AVAILABLE | DATA NOT AVAILABLE | DATA NOT AVAILABLE | DATA NOT AVAILABLE | DATA NOT AVAILABLE | DATA NOT AVAILABLE | DATA NOT AVAILABLE | DATA NOT AVAILABLE | DATA NOT AVAILABLE | 2023-08-10
2000055986907 | DATA NOT AVAILABLE | HERMITAGE SOLAR FARM LTD | THE HERMITAGE | HERMITAGE SOLAR FARM | DATA NOT AVAILABLE | FROME | SOMERSET | BA11 5HL | ENGLAND | 375416 | 138668 | MELKSHAM GSP | FROME | BRUTON | 11 | SOUTHERN ELECTRIC POWER DISTRIBUTION PLC | SOLAR | PHOTOVOLTAIC | DATA NOT AVAILABLE | DATA NOT AVAILABLE | DATA NOT AVAILABLE | 0.305 | DATA NOT AVAILABLE | DATA NOT AVAILABLE | DATA NOT AVAILABLE | DATA NOT AVAILABLE | DATA NOT AVAILABLE | DATA NOT AVAILABLE | DATA NOT AVAILABLE | DATA NOT AVAILABLE | DATA NOT AVAILABLE | DATA NOT AVAILABLE | DATA NOT AVAILABLE | DATA NOT AVAILABLE | DATA NOT AVAILABLE | CONNECTED | 0.28975 | 0.28975 | 0.305 | 0 | 0 | 2015-06-25 | DATA NOT AVAILABLE | DATA NOT AVAILABLE | DATA NOT AVAILABLE | DATA NOT AVAILABLE | DATA NOT AVAILABLE | DATA NOT AVAILABLE | DATA NOT AVAILABLE | DATA NOT AVAILABLE | DATA NOT AVAILABLE | DATA NOT AVAILABLE | DATA NOT AVAILABLE | DATA NOT AVAILABLE | DATA NOT AVAILABLE | 2023-08-10
2000055994155 | DATA NOT AVAILABLE | DATA NOT AVAILABLE | DATA NOT AVAILABLE | DATA NOT AVAILABLE | DATA NOT AVAILABLE | GREENFORD | GREATER LONDON | UB6 7LA | ENGLAND | 516861 | 183484 | WILLESDEN GSP | DATA NOT AVAILABLE | PERIVALE | 11 | SOUTHERN ELECTRIC POWER DISTRIBUTION PLC | DATA NOT AVAILABLE | DATA NOT AVAILABLE | DATA NOT AVAILABLE | DATA NOT AVAILABLE | DATA NOT AVAILABLE | DATA NOT AVAILABLE | DATA NOT AVAILABLE | DATA NOT AVAILABLE | DATA NOT AVAILABLE | DATA NOT AVAILABLE | DATA NOT AVAILABLE | DATA NOT AVAILABLE | DATA NOT AVAILABLE | DATA NOT AVAILABLE | DATA NOT AVAILABLE | DATA NOT AVAILABLE | DATA NOT AVAILABLE | DATA NOT AVAILABLE | DATA NOT AVAILABLE | CONNECTED | 0.07695 | 0.07695 | 0.081 | DATA NOT AVAILABLE | DATA NOT AVAILABLE | DATA NOT AVAILABLE | DATA NOT AVAILABLE | DATA NOT AVAILABLE | DATA NOT AVAILABLE | DATA NOT AVAILABLE | DATA NOT AVAILABLE | DATA NOT AVAILABLE | DATA NOT AVAILABLE | DATA NOT AVAILABLE | DATA NOT AVAILABLE | DATA NOT AVAILABLE | DATA NOT AVAILABLE | DATA NOT AVAILABLE | DATA NOT AVAILABLE | 2023-08-10
2000055995390 | DATA NOT AVAILABLE | KEYSLEY LTD | KEYSLEY FARM | KEYSLEY LTD | DATA NOT AVAILABLE | WARMINSTER | WILTSHIRE | BA12 7EY | ENGLAND | 386285 | 135195 | MANNINGTON GSP | SHAFTESBURY | BOURTON | 11 | SOUTHERN ELECTRIC POWER DISTRIBUTION PLC | SOLAR | PHOTOVOLTAIC | DATA NOT AVAILABLE | DATA NOT AVAILABLE | DATA NOT AVAILABLE | 0.212 | DATA NOT AVAILABLE | DATA NOT AVAILABLE | DATA NOT AVAILABLE | DATA NOT AVAILABLE | DATA NOT AVAILABLE | DATA NOT AVAILABLE | DATA NOT AVAILABLE | DATA NOT AVAILABLE | DATA NOT AVAILABLE | DATA NOT AVAILABLE | DATA NOT AVAILABLE | DATA NOT AVAILABLE | DATA NOT AVAILABLE | CONNECTED | 0.2014 | 0.2014 | 0.212 | 0 | 0 | 2014-07-02 | DATA NOT AVAILABLE | DATA NOT AVAILABLE | DATA NOT AVAILABLE | DATA NOT AVAILABLE | DATA NOT AVAILABLE | DATA NOT AVAILABLE | DATA NOT AVAILABLE | DATA NOT AVAILABLE | DATA NOT AVAILABLE | DATA NOT AVAILABLE | DATA NOT AVAILABLE | DATA NOT AVAILABLE | DATA NOT AVAILABLE | 2023-08-10
2000055996700 | DATA NOT AVAILABLE | WALTER MAIDMENT LTD | MANOR FARM | W MAIDMENT LIMITED | DATA NOT AVAILABLE | PEWSEY | WILTSHIRE | SN9 5NS | ENGLAND | 414172 | 161068 | MELKSHAM GSP | AMESBURY | PEWSEY | 11 | SOUTHERN ELECTRIC POWER DISTRIBUTION PLC | DATA NOT AVAILABLE | DATA NOT AVAILABLE | DATA NOT AVAILABLE | DATA NOT AVAILABLE | DATA NOT AVAILABLE | DATA NOT AVAILABLE | DATA NOT AVAILABLE | DATA NOT AVAILABLE | DATA NOT AVAILABLE | DATA NOT AVAILABLE | DATA NOT AVAILABLE | DATA NOT AVAILABLE | DATA NOT AVAILABLE | DATA NOT AVAILABLE | DATA NOT AVAILABLE | DATA NOT AVAILABLE | DATA NOT AVAILABLE | DATA NOT AVAILABLE | DATA NOT AVAILABLE | CONNECTED | 0.114 | 0.114 | 0.12 | DATA NOT AVAILABLE | DATA NOT AVAILABLE | DATA NOT AVAILABLE | DATA NOT AVAILABLE | DATA NOT AVAILABLE | DATA NOT AVAILABLE | DATA NOT AVAILABLE | DATA NOT AVAILABLE | DATA NOT AVAILABLE | DATA NOT AVAILABLE | DATA NOT AVAILABLE | DATA NOT AVAILABLE | DATA NOT AVAILABLE | DATA NOT AVAILABLE | DATA NOT AVAILABLE | DATA NOT AVAILABLE | 2023-08-10
2000056006960 | DATA NOT AVAILABLE | C A & B A HALL | CORHAMPTON LANE FARM | DATA NOT AVAILABLE | CORHAMPTON | SOUTHAMPTON | HAMPSHIRE | SO32 3NB | ENGLAND | 459995 | 120240 | BOTLEY WOOD GSP | NETLEY COMMON | BISHOPS WALTHAM | 11 | SOUTHERN ELECTRIC POWER DISTRIBUTION PLC | SOLAR | PHOTOVOLTAIC | DATA NOT AVAILABLE | DATA NOT AVAILABLE | DATA NOT AVAILABLE | 0.149 | DATA NOT AVAILABLE | DATA NOT AVAILABLE | DATA NOT AVAILABLE | DATA NOT AVAILABLE | DATA NOT AVAILABLE | DATA NOT AVAILABLE | DATA NOT AVAILABLE | DATA NOT AVAILABLE | DATA NOT AVAILABLE | DATA NOT AVAILABLE | DATA NOT AVAILABLE | DATA NOT AVAILABLE | DATA NOT AVAILABLE | CONNECTED | 0.1425 | 0.1425 | 0.15 | 0 | 0 | DATA NOT AVAILABLE | DATA NOT AVAILABLE | DATA NOT AVAILABLE | DATA NOT AVAILABLE | DATA NOT AVAILABLE | DATA NOT AVAILABLE | DATA NOT AVAILABLE | DATA NOT AVAILABLE | DATA NOT AVAILABLE | DATA NOT AVAILABLE | DATA NOT AVAILABLE | DATA NOT AVAILABLE | DATA NOT AVAILABLE | DATA NOT AVAILABLE | 2023-08-10
2000056011570 | DATA NOT AVAILABLE | DATA NOT AVAILABLE | FOUL WATER PUMPS | SENGATE LIMITED | CHICHESTER BUSINESS PARK | CHICHESTER | WEST SUSSEX | PO20 2FS | ENGLAND | 490878 | 106751 | LOVEDEAN GSP | CHICHESTER | CHICHESTER | 11 | SOUTHERN ELECTRIC POWER DISTRIBUTION PLC | SOLAR | PHOTOVOLTAIC | DATA NOT AVAILABLE | DATA NOT AVAILABLE | DATA NOT AVAILABLE | 0.25 | DATA NOT AVAILABLE | DATA NOT AVAILABLE | DATA NOT AVAILABLE | DATA NOT AVAILABLE | DATA NOT AVAILABLE | DATA NOT AVAILABLE | DATA NOT AVAILABLE | DATA NOT AVAILABLE | DATA NOT AVAILABLE | DATA NOT AVAILABLE | DATA NOT AVAILABLE | DATA NOT AVAILABLE | DATA NOT AVAILABLE | CONNECTED | 0.2375 | 0.2375 | 0.25 | 0 | 0 | DATA NOT AVAILABLE | DATA NOT AVAILABLE | DATA NOT AVAILABLE | DATA NOT AVAILABLE | DATA NOT AVAILABLE | DATA NOT AVAILABLE | DATA NOT AVAILABLE | DATA NOT AVAILABLE | DATA NOT AVAILABLE | DATA NOT AVAILABLE | DATA NOT AVAILABLE | DATA NOT AVAILABLE | DATA NOT AVAILABLE | DATA NOT AVAILABLE | 2023-08-10
2000056020342 | DATA NOT AVAILABLE | ARROWEDGE LIMITED | ENTERPRISE HOUSE | B F T AUTOMATION (SOUTH) LTD | MURDOCK ROAD | SWINDON | WILTSHIRE | SN3 5HY | ENGLAND | 419350 | 184762 | MINETY GSP | TOOTHILL | DORCAN SOUTH | 11 | SOUTHERN ELECTRIC POWER DISTRIBUTION PLC | SOLAR | PHOTOVOLTAIC | DATA NOT AVAILABLE | DATA NOT AVAILABLE | DATA NOT AVAILABLE | 0.069 | DATA NOT AVAILABLE | DATA NOT AVAILABLE | DATA NOT AVAILABLE | DATA NOT AVAILABLE | DATA NOT AVAILABLE | DATA NOT AVAILABLE | DATA NOT AVAILABLE | DATA NOT AVAILABLE | DATA NOT AVAILABLE | DATA NOT AVAILABLE | DATA NOT AVAILABLE | DATA NOT AVAILABLE | DATA NOT AVAILABLE | CONNECTED | 0.06555 | 0.06555 | 0.069 | 0 | 0 | DATA NOT AVAILABLE | DATA NOT AVAILABLE | DATA NOT AVAILABLE | DATA NOT AVAILABLE | DATA NOT AVAILABLE | DATA NOT AVAILABLE | DATA NOT AVAILABLE | DATA NOT AVAILABLE | DATA NOT AVAILABLE | DATA NOT AVAILABLE | DATA NOT AVAILABLE | DATA NOT AVAILABLE | DATA NOT AVAILABLE | DATA NOT AVAILABLE | 2023-08-10
2000056020797 | DATA NOT AVAILABLE | ICKNIELD GAS LIMITED | ICKNIELD FARM | DATA NOT AVAILABLE | ICKNIELD ROAD | WALLINGFORD | OXFORDSHIRE | OX10 6AS | ENGLAND | 462328 | 184142 | COWLEY GSP | DRAYTON | CHOLSEY | 11 | SOUTHERN ELECTRIC POWER DISTRIBUTION PLC | BIOFUEL SEWAGE GAS | DATA NOT AVAILABLE | DATA NOT AVAILABLE | DATA NOT AVAILABLE | DATA NOT AVAILABLE | 0.36 | DATA NOT AVAILABLE | DATA NOT AVAILABLE | DATA NOT AVAILABLE | DATA NOT AVAILABLE | DATA NOT AVAILABLE | DATA NOT AVAILABLE | DATA NOT AVAILABLE | DATA NOT AVAILABLE | DATA NOT AVAILABLE | DATA NOT AVAILABLE | DATA NOT AVAILABLE | DATA NOT AVAILABLE | DATA NOT AVAILABLE | CONNECTED | 0.285 | 0.285 | 0.3 | 0.551 | 0.58 | 2014-10-23 | DATA NOT AVAILABLE | DATA NOT AVAILABLE | DATA NOT AVAILABLE | DATA NOT AVAILABLE | DATA NOT AVAILABLE | DATA NOT AVAILABLE | DATA NOT AVAILABLE | DATA NOT AVAILABLE | DATA NOT AVAILABLE | DATA NOT AVAILABLE | DATA NOT AVAILABLE | DATA NOT AVAILABLE | DATA NOT AVAILABLE | 2023-08-10
2000056022057 | DATA NOT AVAILABLE | COOP PPA SITES | WESTON TOWN FARM | DATA NOT AVAILABLE | DATA NOT AVAILABLE | SHEPTON MALLET | SOMERSET | BA4 4SP | ENGLAND | 370344 | 141939 | MELKSHAM GSP | FROME | HOLWELL | 11 | SOUTHERN ELECTRIC POWER DISTRIBUTION PLC | WIND | ONSHORE WIND TURBINES | DATA NOT AVAILABLE | DATA NOT AVAILABLE | DATA NOT AVAILABLE | 0.5 | DATA NOT AVAILABLE | DATA NOT AVAILABLE | DATA NOT AVAILABLE | DATA NOT AVAILABLE | DATA NOT AVAILABLE | DATA NOT AVAILABLE | DATA NOT AVAILABLE | DATA NOT AVAILABLE | DATA NOT AVAILABLE | DATA NOT AVAILABLE | DATA NOT AVAILABLE | DATA NOT AVAILABLE | DATA NOT AVAILABLE | CONNECTED | 0.475 | 0.475 | 0.5 | 0.0114 | 0.012 | 2014-10-03 | DATA NOT AVAILABLE | DATA NOT AVAILABLE | DATA NOT AVAILABLE | DATA NOT AVAILABLE | DATA NOT AVAILABLE | DATA NOT AVAILABLE | DATA NOT AVAILABLE | DATA NOT AVAILABLE | DATA NOT AVAILABLE | DATA NOT AVAILABLE | DATA NOT AVAILABLE | DATA NOT AVAILABLE | DATA NOT AVAILABLE | 2023-08-10
2000056030340 | DATA NOT AVAILABLE | CLAUDE FENTON (HOLDINGS) LTD | UNIT 10 | LAFFORD & LEAVEY LTD | KENNET WEIR BUSINESS PARK | READING | BERKSHIRE | RG7 4AD | ENGLAND | 464975 | 170939 | BRAMLEY (FLEE) | BURGHFIELD RESERVE | THEALE | 11 | SOUTHERN ELECTRIC POWER DISTRIBUTION PLC | SOLAR | PHOTOVOLTAIC | DATA NOT AVAILABLE | DATA NOT AVAILABLE | DATA NOT AVAILABLE | 0.25 | DATA NOT AVAILABLE | DATA NOT AVAILABLE | DATA NOT AVAILABLE | DATA NOT AVAILABLE | DATA NOT AVAILABLE | DATA NOT AVAILABLE | DATA NOT AVAILABLE | DATA NOT AVAILABLE | DATA NOT AVAILABLE | DATA NOT AVAILABLE | DATA NOT AVAILABLE | DATA NOT AVAILABLE | DATA NOT AVAILABLE | CONNECTED | 0.2375 | 0.2375 | 0.25 | 0 | 0 | DATA NOT AVAILABLE | DATA NOT AVAILABLE | DATA NOT AVAILABLE | DATA NOT AVAILABLE | DATA NOT AVAILABLE | DATA NOT AVAILABLE | DATA NOT AVAILABLE | DATA NOT AVAILABLE | DATA NOT AVAILABLE | DATA NOT AVAILABLE | DATA NOT AVAILABLE | DATA NOT AVAILABLE | DATA NOT AVAILABLE | DATA NOT AVAILABLE | 2023-08-10
2000056032064 | DATA NOT AVAILABLE | DATA NOT AVAILABLE | DATA NOT AVAILABLE | DATA NOT AVAILABLE | DATA NOT AVAILABLE | DATA NOT AVAILABLE | DATA NOT AVAILABLE | DATA NOT AVAILABLE | ENGLAND | DATA NOT AVAILABLE | DATA NOT AVAILABLE | DATA NOT AVAILABLE | DATA NOT AVAILABLE | DATA NOT AVAILABLE | DATA NOT AVAILABLE | SOUTHERN ELECTRIC POWER DISTRIBUTION PLC | DATA NOT AVAILABLE | DATA NOT AVAILABLE | DATA NOT AVAILABLE | DATA NOT AVAILABLE | DATA NOT AVAILABLE | DATA NOT AVAILABLE | DATA NOT AVAILABLE | DATA NOT AVAILABLE | DATA NOT AVAILABLE | DATA NOT AVAILABLE | DATA NOT AVAILABLE | DATA NOT AVAILABLE | DATA NOT AVAILABLE | DATA NOT AVAILABLE | DATA NOT AVAILABLE | DATA NOT AVAILABLE | DATA NOT AVAILABLE | DATA NOT AVAILABLE | DATA NOT AVAILABLE | CONNECTED | 0.19 | 0.19 | 0.2 | DATA NOT AVAILABLE | DATA NOT AVAILABLE | DATA NOT AVAILABLE | DATA NOT AVAILABLE | DATA NOT AVAILABLE | DATA NOT AVAILABLE | DATA NOT AVAILABLE | DATA NOT AVAILABLE | DATA NOT AVAILABLE | DATA NOT AVAILABLE | DATA NOT AVAILABLE | DATA NOT AVAILABLE | DATA NOT AVAILABLE | DATA NOT AVAILABLE | DATA NOT AVAILABLE | DATA NOT AVAILABLE | 2023-08-10
2000056070060 | DATA NOT AVAILABLE | DATA NOT AVAILABLE | DATA NOT AVAILABLE | DATA NOT AVAILABLE | DATA NOT AVAILABLE | DATA NOT AVAILABLE | DATA NOT AVAILABLE | DATA NOT AVAILABLE | ENGLAND | DATA NOT AVAILABLE | DATA NOT AVAILABLE | DATA NOT AVAILABLE | DATA NOT AVAILABLE | DATA NOT AVAILABLE | DATA NOT AVAILABLE | SOUTHERN ELECTRIC POWER DISTRIBUTION PLC | DATA NOT AVAILABLE | DATA NOT AVAILABLE | DATA NOT AVAILABLE | DATA NOT AVAILABLE | DATA NOT AVAILABLE | DATA NOT AVAILABLE | DATA NOT AVAILABLE | DATA NOT AVAILABLE | DATA NOT AVAILABLE | DATA NOT AVAILABLE | DATA NOT AVAILABLE | DATA NOT AVAILABLE | DATA NOT AVAILABLE | DATA NOT AVAILABLE | DATA NOT AVAILABLE | DATA NOT AVAILABLE | DATA NOT AVAILABLE | DATA NOT AVAILABLE | DATA NOT AVAILABLE | CONNECTED | 0.1425 | 0.1425 | 0.15 | DATA NOT AVAILABLE | DATA NOT AVAILABLE | DATA NOT AVAILABLE | DATA NOT AVAILABLE | DATA NOT AVAILABLE | DATA NOT AVAILABLE | DATA NOT AVAILABLE | DATA NOT AVAILABLE | DATA NOT AVAILABLE | DATA NOT AVAILABLE | DATA NOT AVAILABLE | DATA NOT AVAILABLE | DATA NOT AVAILABLE | DATA NOT AVAILABLE | DATA NOT AVAILABLE | DATA NOT AVAILABLE | 2023-08-10
2000056070654 | DATA NOT AVAILABLE | DATA NOT AVAILABLE | DATA NOT AVAILABLE | DATA NOT AVAILABLE | DATA NOT AVAILABLE | DATA NOT AVAILABLE | DATA NOT AVAILABLE | DATA NOT AVAILABLE | ENGLAND | DATA NOT AVAILABLE | DATA NOT AVAILABLE | DATA NOT AVAILABLE | DATA NOT AVAILABLE | DATA NOT AVAILABLE | DATA NOT AVAILABLE | SOUTHERN ELECTRIC POWER DISTRIBUTION PLC | DATA NOT AVAILABLE | DATA NOT AVAILABLE | DATA NOT AVAILABLE | DATA NOT AVAILABLE | DATA NOT AVAILABLE | DATA NOT AVAILABLE | DATA NOT AVAILABLE | DATA NOT AVAILABLE | DATA NOT AVAILABLE | DATA NOT AVAILABLE | DATA NOT AVAILABLE | DATA NOT AVAILABLE | DATA NOT AVAILABLE | DATA NOT AVAILABLE | DATA NOT AVAILABLE | DATA NOT AVAILABLE | DATA NOT AVAILABLE | DATA NOT AVAILABLE | DATA NOT AVAILABLE | CONNECTED | 0.1425 | 0.1425 | 0.15 | DATA NOT AVAILABLE | DATA NOT AVAILABLE | DATA NOT AVAILABLE | DATA NOT AVAILABLE | DATA NOT AVAILABLE | DATA NOT AVAILABLE | DATA NOT AVAILABLE | DATA NOT AVAILABLE | DATA NOT AVAILABLE | DATA NOT AVAILABLE | DATA NOT AVAILABLE | DATA NOT AVAILABLE | DATA NOT AVAILABLE | DATA NOT AVAILABLE | DATA NOT AVAILABLE | DATA NOT AVAILABLE | 2023-08-10
2000056070672 | DATA NOT AVAILABLE | SIR RICHARD GLYN BT | ASHTON HILL | DATA NOT AVAILABLE | DATA NOT AVAILABLE | WIMBORNE | DORSET | BH21 4JD | ENGLAND | 400436 | 103840 | MANNINGTON GSP | MANNINGTON | WIMBORNE | 11 | SOUTHERN ELECTRIC POWER DISTRIBUTION PLC | SOLAR | PHOTOVOLTAIC | DATA NOT AVAILABLE | DATA NOT AVAILABLE | DATA NOT AVAILABLE | 0.05 | DATA NOT AVAILABLE | DATA NOT AVAILABLE | DATA NOT AVAILABLE | DATA NOT AVAILABLE | DATA NOT AVAILABLE | DATA NOT AVAILABLE | DATA NOT AVAILABLE | DATA NOT AVAILABLE | DATA NOT AVAILABLE | DATA NOT AVAILABLE | DATA NOT AVAILABLE | DATA NOT AVAILABLE | DATA NOT AVAILABLE | CONNECTED | 0.076 | 0.076 | 0.08 | 0 | 0 | 2014-12-02 | DATA NOT AVAILABLE | DATA NOT AVAILABLE | DATA NOT AVAILABLE | DATA NOT AVAILABLE | DATA NOT AVAILABLE | DATA NOT AVAILABLE | DATA NOT AVAILABLE | DATA NOT AVAILABLE | DATA NOT AVAILABLE | DATA NOT AVAILABLE | DATA NOT AVAILABLE | DATA NOT AVAILABLE | DATA NOT AVAILABLE | 2023-08-10
2000056073308 | DATA NOT AVAILABLE | E.ON ENERGY SOLUTIONS LIMITED | BREGAWN HOUSE | DATA NOT AVAILABLE | RACECOURSE ROAD | NEWBURY | BERKSHIRE | RG14 7GL | ENGLAND | 448091 | 166646 | BRAMLEY (ANDO-THAT) | THATCHAM | RIVERSIDE | 11 | SOUTHERN ELECTRIC POWER DISTRIBUTION PLC | OTHER | OTHER | DATA NOT AVAILABLE | DATA NOT AVAILABLE | DATA NOT AVAILABLE | 0.07 | DATA NOT AVAILABLE | DATA NOT AVAILABLE | DATA NOT AVAILABLE | DATA NOT AVAILABLE | DATA NOT AVAILABLE | DATA NOT AVAILABLE | DATA NOT AVAILABLE | DATA NOT AVAILABLE | DATA NOT AVAILABLE | DATA NOT AVAILABLE | DATA NOT AVAILABLE | DATA NOT AVAILABLE | DATA NOT AVAILABLE | CONNECTED | 0.0665 | 0.0665 | 0.07 | 0 | 0 | 2014-09-10 | DATA NOT AVAILABLE | DATA NOT AVAILABLE | DATA NOT AVAILABLE | DATA NOT AVAILABLE | DATA NOT AVAILABLE | DATA NOT AVAILABLE | DATA NOT AVAILABLE | DATA NOT AVAILABLE | DATA NOT AVAILABLE | DATA NOT AVAILABLE | DATA NOT AVAILABLE | DATA NOT AVAILABLE | DATA NOT AVAILABLE | 2023-08-10
2000056080990 | DATA NOT AVAILABLE | REDACTED | REDACTED | REDACTED | REDACTED | REDACTED | REDACTED | OX7 6X | ENGLAND | REDACTED | REDACTED | COWLEY GSP | WITNEY | BLEDINGTON | 0.4 | SOUTHERN ELECTRIC POWER DISTRIBUTION PLC | SOLAR | PHOTOVOLTAIC | DATA NOT AVAILABLE | DATA NOT AVAILABLE | DATA NOT AVAILABLE | 0.188 | DATA NOT AVAILABLE | DATA NOT AVAILABLE | DATA NOT AVAILABLE | DATA NOT AVAILABLE | DATA NOT AVAILABLE | DATA NOT AVAILABLE | DATA NOT AVAILABLE | DATA NOT AVAILABLE | DATA NOT AVAILABLE | DATA NOT AVAILABLE | DATA NOT AVAILABLE | DATA NOT AVAILABLE | DATA NOT AVAILABLE | CONNECTED | 0.1786 | 0.1786 | 0.188 | 0 | 0 | 2014-11-05 | DATA NOT AVAILABLE | DATA NOT AVAILABLE | DATA NOT AVAILABLE | DATA NOT AVAILABLE | DATA NOT AVAILABLE | DATA NOT AVAILABLE | DATA NOT AVAILABLE | DATA NOT AVAILABLE | DATA NOT AVAILABLE | DATA NOT AVAILABLE | DATA NOT AVAILABLE | DATA NOT AVAILABLE | DATA NOT AVAILABLE | 2023-08-10
2000056107152 | DATA NOT AVAILABLE | DATA NOT AVAILABLE | DATA NOT AVAILABLE | DATA NOT AVAILABLE | DATA NOT AVAILABLE | DATA NOT AVAILABLE | DATA NOT AVAILABLE | DATA NOT AVAILABLE | ENGLAND | DATA NOT AVAILABLE | DATA NOT AVAILABLE | DATA NOT AVAILABLE | DATA NOT AVAILABLE | DATA NOT AVAILABLE | DATA NOT AVAILABLE | SOUTHERN ELECTRIC POWER DISTRIBUTION PLC | DATA NOT AVAILABLE | DATA NOT AVAILABLE | DATA NOT AVAILABLE | DATA NOT AVAILABLE | DATA NOT AVAILABLE | DATA NOT AVAILABLE | DATA NOT AVAILABLE | DATA NOT AVAILABLE | DATA NOT AVAILABLE | DATA NOT AVAILABLE | DATA NOT AVAILABLE | DATA NOT AVAILABLE | DATA NOT AVAILABLE | DATA NOT AVAILABLE | DATA NOT AVAILABLE | DATA NOT AVAILABLE | DATA NOT AVAILABLE | DATA NOT AVAILABLE | DATA NOT AVAILABLE | CONNECTED | 0.1425 | 0.1425 | 0.15 | DATA NOT AVAILABLE | DATA NOT AVAILABLE | DATA NOT AVAILABLE | DATA NOT AVAILABLE | DATA NOT AVAILABLE | DATA NOT AVAILABLE | DATA NOT AVAILABLE | DATA NOT AVAILABLE | DATA NOT AVAILABLE | DATA NOT AVAILABLE | DATA NOT AVAILABLE | DATA NOT AVAILABLE | DATA NOT AVAILABLE | DATA NOT AVAILABLE | DATA NOT AVAILABLE | DATA NOT AVAILABLE | 2023-08-10
2000056113909 | DATA NOT AVAILABLE | PEARCE SEEDS LLP | ROSEDOWN FARMHOUSE | DATA NOT AVAILABLE | DATA NOT AVAILABLE | SHERBORNE | DORSET | DT9 4SX | ENGLAND | 361113 | 119411 | AXMINSTER | YEOVIL | SHERBORNE | 11 | SOUTHERN ELECTRIC POWER DISTRIBUTION PLC | SOLAR | PHOTOVOLTAIC | DATA NOT AVAILABLE | DATA NOT AVAILABLE | DATA NOT AVAILABLE | 0.2 | DATA NOT AVAILABLE | DATA NOT AVAILABLE | DATA NOT AVAILABLE | DATA NOT AVAILABLE | DATA NOT AVAILABLE | DATA NOT AVAILABLE | DATA NOT AVAILABLE | DATA NOT AVAILABLE | DATA NOT AVAILABLE | DATA NOT AVAILABLE | DATA NOT AVAILABLE | DATA NOT AVAILABLE | DATA NOT AVAILABLE | CONNECTED | 0.095 | 0.095 | 0.1 | 0 | 0 | 2014-12-02 | DATA NOT AVAILABLE | DATA NOT AVAILABLE | DATA NOT AVAILABLE | DATA NOT AVAILABLE | DATA NOT AVAILABLE | DATA NOT AVAILABLE | DATA NOT AVAILABLE | DATA NOT AVAILABLE | DATA NOT AVAILABLE | DATA NOT AVAILABLE | DATA NOT AVAILABLE | DATA NOT AVAILABLE | DATA NOT AVAILABLE | 2023-08-10
2000056113936 | DATA NOT AVAILABLE | SHERBORNE TURF LIMITED | SHERBORNE TURF | DATA NOT AVAILABLE | QUEENTHIRN CROSSROADS | SHERBORNE | DORSET | DT9 4SX | ENGLAND | 361113 | 119411 | AXMINSTER | YEOVIL | SHERBORNE | 11 | SOUTHERN ELECTRIC POWER DISTRIBUTION PLC | SOLAR | PHOTOVOLTAIC | DATA NOT AVAILABLE | DATA NOT AVAILABLE | DATA NOT AVAILABLE | 0.2 | DATA NOT AVAILABLE | DATA NOT AVAILABLE | DATA NOT AVAILABLE | DATA NOT AVAILABLE | DATA NOT AVAILABLE | DATA NOT AVAILABLE | DATA NOT AVAILABLE | DATA NOT AVAILABLE | DATA NOT AVAILABLE | DATA NOT AVAILABLE | DATA NOT AVAILABLE | DATA NOT AVAILABLE | DATA NOT AVAILABLE | CONNECTED | 0.095 | 0.095 | 0.1 | 0 | 0 | 2014-12-02 | DATA NOT AVAILABLE | DATA NOT AVAILABLE | DATA NOT AVAILABLE | DATA NOT AVAILABLE | DATA NOT AVAILABLE | DATA NOT AVAILABLE | DATA NOT AVAILABLE | DATA NOT AVAILABLE | DATA NOT AVAILABLE | DATA NOT AVAILABLE | DATA NOT AVAILABLE | DATA NOT AVAILABLE | DATA NOT AVAILABLE | 2023-08-10
2000056152883 | DATA NOT AVAILABLE | ANETIC AID LIMITED | DATA NOT AVAILABLE | ANETIC AID LTD | NEW LANE | HAVANT | HAMPSHIRE | PO9 2NF | ENGLAND | 472714 | 107759 | LOVEDEAN GSP | HAVANT | LEIGH PARK | 11 | SOUTHERN ELECTRIC POWER DISTRIBUTION PLC | SOLAR | PHOTOVOLTAIC | DATA NOT AVAILABLE | DATA NOT AVAILABLE | DATA NOT AVAILABLE | 0.243 | DATA NOT AVAILABLE | DATA NOT AVAILABLE | DATA NOT AVAILABLE | DATA NOT AVAILABLE | DATA NOT AVAILABLE | DATA NOT AVAILABLE | DATA NOT AVAILABLE | DATA NOT AVAILABLE | DATA NOT AVAILABLE | DATA NOT AVAILABLE | DATA NOT AVAILABLE | DATA NOT AVAILABLE | DATA NOT AVAILABLE | CONNECTED | 0.23655 | 0.23655 | 0.249 | 0 | 0 | DATA NOT AVAILABLE | DATA NOT AVAILABLE | DATA NOT AVAILABLE | DATA NOT AVAILABLE | DATA NOT AVAILABLE | DATA NOT AVAILABLE | DATA NOT AVAILABLE | DATA NOT AVAILABLE | DATA NOT AVAILABLE | DATA NOT AVAILABLE | DATA NOT AVAILABLE | DATA NOT AVAILABLE | DATA NOT AVAILABLE | DATA NOT AVAILABLE | 2023-08-10
2000056153335 | DATA NOT AVAILABLE | W R BENNETT LTD | DATA NOT AVAILABLE | DATA NOT AVAILABLE | DATA NOT AVAILABLE | READING | BERKSHIRE | RG10 8DL | ENGLAND | 478753 | 177864 | BRAMLEY (FLEE) | READING | TWYFORD | 11 | SOUTHERN ELECTRIC POWER DISTRIBUTION PLC | SOLAR | PHOTOVOLTAIC | DATA NOT AVAILABLE | DATA NOT AVAILABLE | DATA NOT AVAILABLE | 0.136 | DATA NOT AVAILABLE | DATA NOT AVAILABLE | DATA NOT AVAILABLE | DATA NOT AVAILABLE | DATA NOT AVAILABLE | DATA NOT AVAILABLE | DATA NOT AVAILABLE | DATA NOT AVAILABLE | DATA NOT AVAILABLE | DATA NOT AVAILABLE | DATA NOT AVAILABLE | DATA NOT AVAILABLE | DATA NOT AVAILABLE | CONNECTED | 0.1292 | 0.1292 | 0.136 | 0 | 0 | DATA NOT AVAILABLE | DATA NOT AVAILABLE | DATA NOT AVAILABLE | DATA NOT AVAILABLE | DATA NOT AVAILABLE | DATA NOT AVAILABLE | DATA NOT AVAILABLE | DATA NOT AVAILABLE | DATA NOT AVAILABLE | DATA NOT AVAILABLE | DATA NOT AVAILABLE | DATA NOT AVAILABLE | DATA NOT AVAILABLE | DATA NOT AVAILABLE | 2023-08-10
2000056166733 | DATA NOT AVAILABLE | DATA NOT AVAILABLE | DATA NOT AVAILABLE | DATA NOT AVAILABLE | DATA NOT AVAILABLE | DATA NOT AVAILABLE | DATA NOT AVAILABLE | DATA NOT AVAILABLE | ENGLAND | DATA NOT AVAILABLE | DATA NOT AVAILABLE | DATA NOT AVAILABLE | DATA NOT AVAILABLE | DATA NOT AVAILABLE | DATA NOT AVAILABLE | SOUTHERN ELECTRIC POWER DISTRIBUTION PLC | DATA NOT AVAILABLE | DATA NOT AVAILABLE | DATA NOT AVAILABLE | DATA NOT AVAILABLE | DATA NOT AVAILABLE | DATA NOT AVAILABLE | DATA NOT AVAILABLE | DATA NOT AVAILABLE | DATA NOT AVAILABLE | DATA NOT AVAILABLE | DATA NOT AVAILABLE | DATA NOT AVAILABLE | DATA NOT AVAILABLE | DATA NOT AVAILABLE | DATA NOT AVAILABLE | DATA NOT AVAILABLE | DATA NOT AVAILABLE | DATA NOT AVAILABLE | DATA NOT AVAILABLE | CONNECTED | 0.095 | 0.095 | 0.1 | DATA NOT AVAILABLE | DATA NOT AVAILABLE | DATA NOT AVAILABLE | DATA NOT AVAILABLE | DATA NOT AVAILABLE | DATA NOT AVAILABLE | DATA NOT AVAILABLE | DATA NOT AVAILABLE | DATA NOT AVAILABLE | DATA NOT AVAILABLE | DATA NOT AVAILABLE | DATA NOT AVAILABLE | DATA NOT AVAILABLE | DATA NOT AVAILABLE | DATA NOT AVAILABLE | DATA NOT AVAILABLE | 2023-08-10
2000056184315 | DATA NOT AVAILABLE | DATA NOT AVAILABLE | DATA NOT AVAILABLE | DATA NOT AVAILABLE | DATA NOT AVAILABLE | DATA NOT AVAILABLE | DATA NOT AVAILABLE | DATA NOT AVAILABLE | ENGLAND | DATA NOT AVAILABLE | DATA NOT AVAILABLE | DATA NOT AVAILABLE | DATA NOT AVAILABLE | DATA NOT AVAILABLE | DATA NOT AVAILABLE | SOUTHERN ELECTRIC POWER DISTRIBUTION PLC | DATA NOT AVAILABLE | DATA NOT AVAILABLE | DATA NOT AVAILABLE | DATA NOT AVAILABLE | DATA NOT AVAILABLE | DATA NOT AVAILABLE | DATA NOT AVAILABLE | DATA NOT AVAILABLE | DATA NOT AVAILABLE | DATA NOT AVAILABLE | DATA NOT AVAILABLE | DATA NOT AVAILABLE | DATA NOT AVAILABLE | DATA NOT AVAILABLE | DATA NOT AVAILABLE | DATA NOT AVAILABLE | DATA NOT AVAILABLE | DATA NOT AVAILABLE | DATA NOT AVAILABLE | CONNECTED | 0.076 | 0.076 | 0.08 | DATA NOT AVAILABLE | DATA NOT AVAILABLE | DATA NOT AVAILABLE | DATA NOT AVAILABLE | DATA NOT AVAILABLE | DATA NOT AVAILABLE | DATA NOT AVAILABLE | DATA NOT AVAILABLE | DATA NOT AVAILABLE | DATA NOT AVAILABLE | DATA NOT AVAILABLE | DATA NOT AVAILABLE | DATA NOT AVAILABLE | DATA NOT AVAILABLE | DATA NOT AVAILABLE | DATA NOT AVAILABLE | 2023-08-10
2000056188063 | DATA NOT AVAILABLE | MARTINSFIELD REDFORD FARM | MARTINSFIELD FARM | DATA NOT AVAILABLE | DATA NOT AVAILABLE | DORCHESTER | DORSET | DT2 0NH | ENGLAND | 360769 | 105617 | AXMINSTER | YEOVIL | YETMINSTER | 11 | SOUTHERN ELECTRIC POWER DISTRIBUTION PLC | SOLAR | PHOTOVOLTAIC | DATA NOT AVAILABLE | DATA NOT AVAILABLE | DATA NOT AVAILABLE | 0.112 | DATA NOT AVAILABLE | DATA NOT AVAILABLE | DATA NOT AVAILABLE | DATA NOT AVAILABLE | DATA NOT AVAILABLE | DATA NOT AVAILABLE | DATA NOT AVAILABLE | DATA NOT AVAILABLE | DATA NOT AVAILABLE | DATA NOT AVAILABLE | DATA NOT AVAILABLE | DATA NOT AVAILABLE | DATA NOT AVAILABLE | CONNECTED | 0.1064 | 0.1064 | 0.112 | 0 | 0 | 2015-02-11 | DATA NOT AVAILABLE | DATA NOT AVAILABLE | DATA NOT AVAILABLE | DATA NOT AVAILABLE | DATA NOT AVAILABLE | DATA NOT AVAILABLE | DATA NOT AVAILABLE | DATA NOT AVAILABLE | DATA NOT AVAILABLE | DATA NOT AVAILABLE | DATA NOT AVAILABLE | DATA NOT AVAILABLE | DATA NOT AVAILABLE | 2023-08-10
2000056191553 | DATA NOT AVAILABLE | DATA NOT AVAILABLE | DATA NOT AVAILABLE | DATA NOT AVAILABLE | DATA NOT AVAILABLE | DATA NOT AVAILABLE | DATA NOT AVAILABLE | DATA NOT AVAILABLE | ENGLAND | DATA NOT AVAILABLE | DATA NOT AVAILABLE | DATA NOT AVAILABLE | DATA NOT AVAILABLE | DATA NOT AVAILABLE | DATA NOT AVAILABLE | SOUTHERN ELECTRIC POWER DISTRIBUTION PLC | DATA NOT AVAILABLE | DATA NOT AVAILABLE | DATA NOT AVAILABLE | DATA NOT AVAILABLE | DATA NOT AVAILABLE | DATA NOT AVAILABLE | DATA NOT AVAILABLE | DATA NOT AVAILABLE | DATA NOT AVAILABLE | DATA NOT AVAILABLE | DATA NOT AVAILABLE | DATA NOT AVAILABLE | DATA NOT AVAILABLE | DATA NOT AVAILABLE | DATA NOT AVAILABLE | DATA NOT AVAILABLE | DATA NOT AVAILABLE | DATA NOT AVAILABLE | DATA NOT AVAILABLE | CONNECTED | 0.13775 | 0.13775 | 0.145 | DATA NOT AVAILABLE | DATA NOT AVAILABLE | DATA NOT AVAILABLE | DATA NOT AVAILABLE | DATA NOT AVAILABLE | DATA NOT AVAILABLE | DATA NOT AVAILABLE | DATA NOT AVAILABLE | DATA NOT AVAILABLE | DATA NOT AVAILABLE | DATA NOT AVAILABLE | DATA NOT AVAILABLE | DATA NOT AVAILABLE | DATA NOT AVAILABLE | DATA NOT AVAILABLE | DATA NOT AVAILABLE | 2023-08-10
2000056194234 | DATA NOT AVAILABLE | KWTN ENERGY LIMITED | COMPTON GRAIN MILLS | DATA NOT AVAILABLE | SHAFTESBURY ROAD | SALISBURY | WILTSHIRE | SP3 5DW | ENGLAND | 401613 | 129064 | MANNINGTON GSP | SALISBURY | TEFFONT | 11 | SOUTHERN ELECTRIC POWER DISTRIBUTION PLC | SOLAR | PHOTOVOLTAIC | DATA NOT AVAILABLE | DATA NOT AVAILABLE | DATA NOT AVAILABLE | 0.17 | DATA NOT AVAILABLE | DATA NOT AVAILABLE | DATA NOT AVAILABLE | DATA NOT AVAILABLE | DATA NOT AVAILABLE | DATA NOT AVAILABLE | DATA NOT AVAILABLE | DATA NOT AVAILABLE | DATA NOT AVAILABLE | DATA NOT AVAILABLE | DATA NOT AVAILABLE | DATA NOT AVAILABLE | DATA NOT AVAILABLE | CONNECTED | 0.1615 | 0.1615 | 0.17 | 0 | 0 | 2015-04-01 | DATA NOT AVAILABLE | DATA NOT AVAILABLE | DATA NOT AVAILABLE | DATA NOT AVAILABLE | DATA NOT AVAILABLE | DATA NOT AVAILABLE | DATA NOT AVAILABLE | DATA NOT AVAILABLE | DATA NOT AVAILABLE | DATA NOT AVAILABLE | DATA NOT AVAILABLE | DATA NOT AVAILABLE | DATA NOT AVAILABLE | 2023-08-10
2000056213320 | DATA NOT AVAILABLE | HOARE CONSTRUCTION GROUP LTD | RIVER RISE FARM | DATA NOT AVAILABLE | TITCHFIELD LANE | FAREHAM | HAMPSHIRE | PO15 6DZ | ENGLAND | 455355 | 109099 | LOVEDEAN GSP | FAREHAM | TITCHFIELD | 11 | SOUTHERN ELECTRIC POWER DISTRIBUTION PLC | SOLAR | PHOTOVOLTAIC | DATA NOT AVAILABLE | DATA NOT AVAILABLE | DATA NOT AVAILABLE | 0.171 | DATA NOT AVAILABLE | DATA NOT AVAILABLE | DATA NOT AVAILABLE | DATA NOT AVAILABLE | DATA NOT AVAILABLE | DATA NOT AVAILABLE | DATA NOT AVAILABLE | DATA NOT AVAILABLE | DATA NOT AVAILABLE | DATA NOT AVAILABLE | DATA NOT AVAILABLE | DATA NOT AVAILABLE | DATA NOT AVAILABLE | CONNECTED | 0.171 | 0.171 | 0.18 | 0 | 0 | 2015-03-06 | DATA NOT AVAILABLE | DATA NOT AVAILABLE | DATA NOT AVAILABLE | DATA NOT AVAILABLE | DATA NOT AVAILABLE | DATA NOT AVAILABLE | DATA NOT AVAILABLE | DATA NOT AVAILABLE | DATA NOT AVAILABLE | DATA NOT AVAILABLE | DATA NOT AVAILABLE | DATA NOT AVAILABLE | DATA NOT AVAILABLE | 2023-08-10
2000056213366 | DATA NOT AVAILABLE | HOARE CONSTRUCTION GROUP LTD | EQUESTRIAN CENTRE | CROFTON MANOR | TITCHFIELD ROAD | FAREHAM | HAMPSHIRE | PO14 3EW | ENGLAND | 454781 | 104429 | LOVEDEAN GSP | FAREHAM | TITCHFIELD | 11 | SOUTHERN ELECTRIC POWER DISTRIBUTION PLC | SOLAR | PHOTOVOLTAIC | DATA NOT AVAILABLE | DATA NOT AVAILABLE | DATA NOT AVAILABLE | 0.18 | DATA NOT AVAILABLE | DATA NOT AVAILABLE | DATA NOT AVAILABLE | DATA NOT AVAILABLE | DATA NOT AVAILABLE | DATA NOT AVAILABLE | DATA NOT AVAILABLE | DATA NOT AVAILABLE | DATA NOT AVAILABLE | DATA NOT AVAILABLE | DATA NOT AVAILABLE | DATA NOT AVAILABLE | DATA NOT AVAILABLE | CONNECTED | 0.1425 | 0.1425 | 0.15 | 0 | 0 | 2016-03-09 | DATA NOT AVAILABLE | DATA NOT AVAILABLE | DATA NOT AVAILABLE | DATA NOT AVAILABLE | DATA NOT AVAILABLE | DATA NOT AVAILABLE | DATA NOT AVAILABLE | DATA NOT AVAILABLE | DATA NOT AVAILABLE | DATA NOT AVAILABLE | DATA NOT AVAILABLE | DATA NOT AVAILABLE | DATA NOT AVAILABLE | 2023-08-10
2000056216205 | DATA NOT AVAILABLE | DATA NOT AVAILABLE | DATA NOT AVAILABLE | DATA NOT AVAILABLE | DATA NOT AVAILABLE | DATA NOT AVAILABLE | DATA NOT AVAILABLE | DATA NOT AVAILABLE | ENGLAND | DATA NOT AVAILABLE | DATA NOT AVAILABLE | DATA NOT AVAILABLE | DATA NOT AVAILABLE | DATA NOT AVAILABLE | DATA NOT AVAILABLE | SOUTHERN ELECTRIC POWER DISTRIBUTION PLC | SOLAR | PHOTOVOLTAIC | DATA NOT AVAILABLE | DATA NOT AVAILABLE | DATA NOT AVAILABLE | 0.238 | DATA NOT AVAILABLE | DATA NOT AVAILABLE | DATA NOT AVAILABLE | DATA NOT AVAILABLE | DATA NOT AVAILABLE | DATA NOT AVAILABLE | DATA NOT AVAILABLE | DATA NOT AVAILABLE | DATA NOT AVAILABLE | DATA NOT AVAILABLE | DATA NOT AVAILABLE | DATA NOT AVAILABLE | DATA NOT AVAILABLE | CONNECTED | 0.2261 | 0.2261 | 0.238 | 0 | 0 | DATA NOT AVAILABLE | DATA NOT AVAILABLE | DATA NOT AVAILABLE | DATA NOT AVAILABLE | DATA NOT AVAILABLE | DATA NOT AVAILABLE | DATA NOT AVAILABLE | DATA NOT AVAILABLE | DATA NOT AVAILABLE | DATA NOT AVAILABLE | DATA NOT AVAILABLE | DATA NOT AVAILABLE | DATA NOT AVAILABLE | DATA NOT AVAILABLE | 2023-08-10
2000056216223 | DATA NOT AVAILABLE | DATA NOT AVAILABLE | DATA NOT AVAILABLE | DATA NOT AVAILABLE | DATA NOT AVAILABLE | DATA NOT AVAILABLE | DATA NOT AVAILABLE | DATA NOT AVAILABLE | ENGLAND | DATA NOT AVAILABLE | DATA NOT AVAILABLE | DATA NOT AVAILABLE | DATA NOT AVAILABLE | DATA NOT AVAILABLE | DATA NOT AVAILABLE | SOUTHERN ELECTRIC POWER DISTRIBUTION PLC | DATA NOT AVAILABLE | DATA NOT AVAILABLE | DATA NOT AVAILABLE | DATA NOT AVAILABLE | DATA NOT AVAILABLE | DATA NOT AVAILABLE | DATA NOT AVAILABLE | DATA NOT AVAILABLE | DATA NOT AVAILABLE | DATA NOT AVAILABLE | DATA NOT AVAILABLE | DATA NOT AVAILABLE | DATA NOT AVAILABLE | DATA NOT AVAILABLE | DATA NOT AVAILABLE | DATA NOT AVAILABLE | DATA NOT AVAILABLE | DATA NOT AVAILABLE | DATA NOT AVAILABLE | CONNECTED | 0.2375 | 0.2375 | 0.25 | DATA NOT AVAILABLE | DATA NOT AVAILABLE | DATA NOT AVAILABLE | DATA NOT AVAILABLE | DATA NOT AVAILABLE | DATA NOT AVAILABLE | DATA NOT AVAILABLE | DATA NOT AVAILABLE | DATA NOT AVAILABLE | DATA NOT AVAILABLE | DATA NOT AVAILABLE | DATA NOT AVAILABLE | DATA NOT AVAILABLE | DATA NOT AVAILABLE | DATA NOT AVAILABLE | DATA NOT AVAILABLE | 2023-08-10
2000056217120 | DATA NOT AVAILABLE | REDACTED | REDACTED | REDACTED | REDACTED | REDACTED | REDACTED | DT3 4F | ENGLAND | REDACTED | REDACTED | CHICKERELL GSP | CHICKERELL | CHICKERELL | 11 | SOUTHERN ELECTRIC POWER DISTRIBUTION PLC | SOLAR | PHOTOVOLTAIC | DATA NOT AVAILABLE | DATA NOT AVAILABLE | DATA NOT AVAILABLE | 0.09 | DATA NOT AVAILABLE | DATA NOT AVAILABLE | DATA NOT AVAILABLE | DATA NOT AVAILABLE | DATA NOT AVAILABLE | DATA NOT AVAILABLE | DATA NOT AVAILABLE | DATA NOT AVAILABLE | DATA NOT AVAILABLE | DATA NOT AVAILABLE | DATA NOT AVAILABLE | DATA NOT AVAILABLE | DATA NOT AVAILABLE | CONNECTED | 0.0855 | 0.0855 | 0.09 | 0 | 0 | DATA NOT AVAILABLE | DATA NOT AVAILABLE | DATA NOT AVAILABLE | DATA NOT AVAILABLE | DATA NOT AVAILABLE | DATA NOT AVAILABLE | DATA NOT AVAILABLE | DATA NOT AVAILABLE | DATA NOT AVAILABLE | DATA NOT AVAILABLE | DATA NOT AVAILABLE | DATA NOT AVAILABLE | DATA NOT AVAILABLE | DATA NOT AVAILABLE | 2023-08-10
2000056225005 | DATA NOT AVAILABLE | DATA NOT AVAILABLE | DATA NOT AVAILABLE | DATA NOT AVAILABLE | DATA NOT AVAILABLE | DATA NOT AVAILABLE | DATA NOT AVAILABLE | DATA NOT AVAILABLE | ENGLAND | DATA NOT AVAILABLE | DATA NOT AVAILABLE | DATA NOT AVAILABLE | DATA NOT AVAILABLE | DATA NOT AVAILABLE | DATA NOT AVAILABLE | SOUTHERN ELECTRIC POWER DISTRIBUTION PLC | DATA NOT AVAILABLE | DATA NOT AVAILABLE | DATA NOT AVAILABLE | DATA NOT AVAILABLE | DATA NOT AVAILABLE | DATA NOT AVAILABLE | DATA NOT AVAILABLE | DATA NOT AVAILABLE | DATA NOT AVAILABLE | DATA NOT AVAILABLE | DATA NOT AVAILABLE | DATA NOT AVAILABLE | DATA NOT AVAILABLE | DATA NOT AVAILABLE | DATA NOT AVAILABLE | DATA NOT AVAILABLE | DATA NOT AVAILABLE | DATA NOT AVAILABLE | DATA NOT AVAILABLE | CONNECTED | 0.133 | 0.133 | 0.14 | DATA NOT AVAILABLE | DATA NOT AVAILABLE | DATA NOT AVAILABLE | DATA NOT AVAILABLE | DATA NOT AVAILABLE | DATA NOT AVAILABLE | DATA NOT AVAILABLE | DATA NOT AVAILABLE | DATA NOT AVAILABLE | DATA NOT AVAILABLE | DATA NOT AVAILABLE | DATA NOT AVAILABLE | DATA NOT AVAILABLE | DATA NOT AVAILABLE | DATA NOT AVAILABLE | DATA NOT AVAILABLE | 2023-08-10
2000056225821 | DATA NOT AVAILABLE | DATA NOT AVAILABLE | DATA NOT AVAILABLE | DATA NOT AVAILABLE | DATA NOT AVAILABLE | DATA NOT AVAILABLE | DATA NOT AVAILABLE | DATA NOT AVAILABLE | ENGLAND | DATA NOT AVAILABLE | DATA NOT AVAILABLE | DATA NOT AVAILABLE | DATA NOT AVAILABLE | DATA NOT AVAILABLE | DATA NOT AVAILABLE | SOUTHERN ELECTRIC POWER DISTRIBUTION PLC | DATA NOT AVAILABLE | DATA NOT AVAILABLE | DATA NOT AVAILABLE | DATA NOT AVAILABLE | DATA NOT AVAILABLE | DATA NOT AVAILABLE | DATA NOT AVAILABLE | DATA NOT AVAILABLE | DATA NOT AVAILABLE | DATA NOT AVAILABLE | DATA NOT AVAILABLE | DATA NOT AVAILABLE | DATA NOT AVAILABLE | DATA NOT AVAILABLE | DATA NOT AVAILABLE | DATA NOT AVAILABLE | DATA NOT AVAILABLE | DATA NOT AVAILABLE | DATA NOT AVAILABLE | CONNECTED | 0.47405 | 0.47405 | 0.499 | DATA NOT AVAILABLE | DATA NOT AVAILABLE | DATA NOT AVAILABLE | DATA NOT AVAILABLE | DATA NOT AVAILABLE | DATA NOT AVAILABLE | DATA NOT AVAILABLE | DATA NOT AVAILABLE | DATA NOT AVAILABLE | DATA NOT AVAILABLE | DATA NOT AVAILABLE | DATA NOT AVAILABLE | DATA NOT AVAILABLE | DATA NOT AVAILABLE | DATA NOT AVAILABLE | DATA NOT AVAILABLE | 2023-08-10
2000056225840 | DATA NOT AVAILABLE | DATA NOT AVAILABLE | DATA NOT AVAILABLE | DATA NOT AVAILABLE | DATA NOT AVAILABLE | DATA NOT AVAILABLE | DATA NOT AVAILABLE | DATA NOT AVAILABLE | ENGLAND | DATA NOT AVAILABLE | DATA NOT AVAILABLE | DATA NOT AVAILABLE | DATA NOT AVAILABLE | DATA NOT AVAILABLE | DATA NOT AVAILABLE | SOUTHERN ELECTRIC POWER DISTRIBUTION PLC | DATA NOT AVAILABLE | DATA NOT AVAILABLE | DATA NOT AVAILABLE | DATA NOT AVAILABLE | DATA NOT AVAILABLE | DATA NOT AVAILABLE | DATA NOT AVAILABLE | DATA NOT AVAILABLE | DATA NOT AVAILABLE | DATA NOT AVAILABLE | DATA NOT AVAILABLE | DATA NOT AVAILABLE | DATA NOT AVAILABLE | DATA NOT AVAILABLE | DATA NOT AVAILABLE | DATA NOT AVAILABLE | DATA NOT AVAILABLE | DATA NOT AVAILABLE | DATA NOT AVAILABLE | CONNECTED | 0.1558 | 0.1558 | 0.164 | DATA NOT AVAILABLE | DATA NOT AVAILABLE | DATA NOT AVAILABLE | DATA NOT AVAILABLE | DATA NOT AVAILABLE | DATA NOT AVAILABLE | DATA NOT AVAILABLE | DATA NOT AVAILABLE | DATA NOT AVAILABLE | DATA NOT AVAILABLE | DATA NOT AVAILABLE | DATA NOT AVAILABLE | DATA NOT AVAILABLE | DATA NOT AVAILABLE | DATA NOT AVAILABLE | DATA NOT AVAILABLE | 2023-08-10
2000056225859 | DATA NOT AVAILABLE | PORTICO SHIPPING LIMITED | DATA NOT AVAILABLE | DATA NOT AVAILABLE | DATA NOT AVAILABLE | PORTSMOUTH | PORTSMOUTH | PO2 7SP | ENGLAND | 464200 | 101484 | LOVEDEAN GSP | WYMERING | GAMBLE ROAD | 11 | SOUTHERN ELECTRIC POWER DISTRIBUTION PLC | SOLAR | PHOTOVOLTAIC | DATA NOT AVAILABLE | DATA NOT AVAILABLE | DATA NOT AVAILABLE | 0.353 | DATA NOT AVAILABLE | DATA NOT AVAILABLE | DATA NOT AVAILABLE | DATA NOT AVAILABLE | DATA NOT AVAILABLE | DATA NOT AVAILABLE | DATA NOT AVAILABLE | DATA NOT AVAILABLE | DATA NOT AVAILABLE | DATA NOT AVAILABLE | DATA NOT AVAILABLE | DATA NOT AVAILABLE | DATA NOT AVAILABLE | CONNECTED | 0.33535 | 0.33535 | 0.353 | 0 | 0 | DATA NOT AVAILABLE | DATA NOT AVAILABLE | DATA NOT AVAILABLE | DATA NOT AVAILABLE | DATA NOT AVAILABLE | DATA NOT AVAILABLE | DATA NOT AVAILABLE | DATA NOT AVAILABLE | DATA NOT AVAILABLE | DATA NOT AVAILABLE | DATA NOT AVAILABLE | DATA NOT AVAILABLE | DATA NOT AVAILABLE | DATA NOT AVAILABLE | 2023-08-10
2000056239382 | DATA NOT AVAILABLE | DATA NOT AVAILABLE | DATA NOT AVAILABLE | DATA NOT AVAILABLE | DATA NOT AVAILABLE | DATA NOT AVAILABLE | DATA NOT AVAILABLE | DATA NOT AVAILABLE | ENGLAND | DATA NOT AVAILABLE | DATA NOT AVAILABLE | DATA NOT AVAILABLE | DATA NOT AVAILABLE | DATA NOT AVAILABLE | DATA NOT AVAILABLE | SOUTHERN ELECTRIC POWER DISTRIBUTION PLC | DATA NOT AVAILABLE | DATA NOT AVAILABLE | DATA NOT AVAILABLE | DATA NOT AVAILABLE | DATA NOT AVAILABLE | DATA NOT AVAILABLE | DATA NOT AVAILABLE | DATA NOT AVAILABLE | DATA NOT AVAILABLE | DATA NOT AVAILABLE | DATA NOT AVAILABLE | DATA NOT AVAILABLE | DATA NOT AVAILABLE | DATA NOT AVAILABLE | DATA NOT AVAILABLE | DATA NOT AVAILABLE | DATA NOT AVAILABLE | DATA NOT AVAILABLE | DATA NOT AVAILABLE | CONNECTED | 0.1425 | 0.1425 | 0.15 | DATA NOT AVAILABLE | DATA NOT AVAILABLE | DATA NOT AVAILABLE | DATA NOT AVAILABLE | DATA NOT AVAILABLE | DATA NOT AVAILABLE | DATA NOT AVAILABLE | DATA NOT AVAILABLE | DATA NOT AVAILABLE | DATA NOT AVAILABLE | DATA NOT AVAILABLE | DATA NOT AVAILABLE | DATA NOT AVAILABLE | DATA NOT AVAILABLE | DATA NOT AVAILABLE | DATA NOT AVAILABLE | 2023-08-10
2000056239522 | DATA NOT AVAILABLE | DATA NOT AVAILABLE | DATA NOT AVAILABLE | DATA NOT AVAILABLE | DATA NOT AVAILABLE | DATA NOT AVAILABLE | DATA NOT AVAILABLE | DATA NOT AVAILABLE | ENGLAND | DATA NOT AVAILABLE | DATA NOT AVAILABLE | DATA NOT AVAILABLE | DATA NOT AVAILABLE | DATA NOT AVAILABLE | DATA NOT AVAILABLE | SOUTHERN ELECTRIC POWER DISTRIBUTION PLC | SOLAR | PHOTOVOLTAIC | DATA NOT AVAILABLE | DATA NOT AVAILABLE | DATA NOT AVAILABLE | 0.14 | DATA NOT AVAILABLE | DATA NOT AVAILABLE | DATA NOT AVAILABLE | DATA NOT AVAILABLE | DATA NOT AVAILABLE | DATA NOT AVAILABLE | DATA NOT AVAILABLE | DATA NOT AVAILABLE | DATA NOT AVAILABLE | DATA NOT AVAILABLE | DATA NOT AVAILABLE | DATA NOT AVAILABLE | DATA NOT AVAILABLE | CONNECTED | 0.133 | 0.133 | 0.14 | 0 | 0 | DATA NOT AVAILABLE | DATA NOT AVAILABLE | DATA NOT AVAILABLE | DATA NOT AVAILABLE | DATA NOT AVAILABLE | DATA NOT AVAILABLE | DATA NOT AVAILABLE | DATA NOT AVAILABLE | DATA NOT AVAILABLE | DATA NOT AVAILABLE | DATA NOT AVAILABLE | DATA NOT AVAILABLE | DATA NOT AVAILABLE | DATA NOT AVAILABLE | 2023-08-10
2000056240030 | DATA NOT AVAILABLE | DATA NOT AVAILABLE | DATA NOT AVAILABLE | DATA NOT AVAILABLE | DATA NOT AVAILABLE | DATA NOT AVAILABLE | DATA NOT AVAILABLE | DATA NOT AVAILABLE | ENGLAND | DATA NOT AVAILABLE | DATA NOT AVAILABLE | DATA NOT AVAILABLE | DATA NOT AVAILABLE | DATA NOT AVAILABLE | DATA NOT AVAILABLE | SOUTHERN ELECTRIC POWER DISTRIBUTION PLC | DATA NOT AVAILABLE | DATA NOT AVAILABLE | DATA NOT AVAILABLE | DATA NOT AVAILABLE | DATA NOT AVAILABLE | DATA NOT AVAILABLE | DATA NOT AVAILABLE | DATA NOT AVAILABLE | DATA NOT AVAILABLE | DATA NOT AVAILABLE | DATA NOT AVAILABLE | DATA NOT AVAILABLE | DATA NOT AVAILABLE | DATA NOT AVAILABLE | DATA NOT AVAILABLE | DATA NOT AVAILABLE | DATA NOT AVAILABLE | DATA NOT AVAILABLE | DATA NOT AVAILABLE | CONNECTED | 0.24605 | 0.24605 | 0.259 | DATA NOT AVAILABLE | DATA NOT AVAILABLE | DATA NOT AVAILABLE | DATA NOT AVAILABLE | DATA NOT AVAILABLE | DATA NOT AVAILABLE | DATA NOT AVAILABLE | DATA NOT AVAILABLE | DATA NOT AVAILABLE | DATA NOT AVAILABLE | DATA NOT AVAILABLE | DATA NOT AVAILABLE | DATA NOT AVAILABLE | DATA NOT AVAILABLE | DATA NOT AVAILABLE | DATA NOT AVAILABLE | 2023-08-10
2000056243468 | DATA NOT AVAILABLE | DATA NOT AVAILABLE | DATA NOT AVAILABLE | DATA NOT AVAILABLE | DATA NOT AVAILABLE | DATA NOT AVAILABLE | DATA NOT AVAILABLE | DATA NOT AVAILABLE | ENGLAND | DATA NOT AVAILABLE | DATA NOT AVAILABLE | DATA NOT AVAILABLE | DATA NOT AVAILABLE | DATA NOT AVAILABLE | DATA NOT AVAILABLE | SOUTHERN ELECTRIC POWER DISTRIBUTION PLC | DATA NOT AVAILABLE | DATA NOT AVAILABLE | DATA NOT AVAILABLE | DATA NOT AVAILABLE | DATA NOT AVAILABLE | DATA NOT AVAILABLE | DATA NOT AVAILABLE | DATA NOT AVAILABLE | DATA NOT AVAILABLE | DATA NOT AVAILABLE | DATA NOT AVAILABLE | DATA NOT AVAILABLE | DATA NOT AVAILABLE | DATA NOT AVAILABLE | DATA NOT AVAILABLE | DATA NOT AVAILABLE | DATA NOT AVAILABLE | DATA NOT AVAILABLE | DATA NOT AVAILABLE | CONNECTED | 0.2375 | 0.2375 | 0.25 | DATA NOT AVAILABLE | DATA NOT AVAILABLE | DATA NOT AVAILABLE | DATA NOT AVAILABLE | DATA NOT AVAILABLE | DATA NOT AVAILABLE | DATA NOT AVAILABLE | DATA NOT AVAILABLE | DATA NOT AVAILABLE | DATA NOT AVAILABLE | DATA NOT AVAILABLE | DATA NOT AVAILABLE | DATA NOT AVAILABLE | DATA NOT AVAILABLE | DATA NOT AVAILABLE | DATA NOT AVAILABLE | 2023-08-10
2000056244940 | DATA NOT AVAILABLE | REDACTED | REDACTED | REDACTED | REDACTED | REDACTED | REDACTED | SO32 2 | ENGLAND | REDACTED | REDACTED | BOTLEY WOOD GSP | NETLEY COMMON | BISHOPS WALTHAM | 11 | SOUTHERN ELECTRIC POWER DISTRIBUTION PLC | SOLAR | PHOTOVOLTAIC | DATA NOT AVAILABLE | DATA NOT AVAILABLE | DATA NOT AVAILABLE | 0.2 | DATA NOT AVAILABLE | DATA NOT AVAILABLE | DATA NOT AVAILABLE | DATA NOT AVAILABLE | DATA NOT AVAILABLE | DATA NOT AVAILABLE | DATA NOT AVAILABLE | DATA NOT AVAILABLE | DATA NOT AVAILABLE | DATA NOT AVAILABLE | DATA NOT AVAILABLE | DATA NOT AVAILABLE | DATA NOT AVAILABLE | CONNECTED | 0.19 | 0.19 | 0.2 | 0 | 0 | DATA NOT AVAILABLE | DATA NOT AVAILABLE | DATA NOT AVAILABLE | DATA NOT AVAILABLE | DATA NOT AVAILABLE | DATA NOT AVAILABLE | DATA NOT AVAILABLE | DATA NOT AVAILABLE | DATA NOT AVAILABLE | DATA NOT AVAILABLE | DATA NOT AVAILABLE | DATA NOT AVAILABLE | DATA NOT AVAILABLE | DATA NOT AVAILABLE | 2023-08-10
2000056245632 | DATA NOT AVAILABLE | JARA FARMS LTD | FLUFFETTS FARM PV | DATA NOT AVAILABLE | FRYERN COURT ROAD | FORDINGBRIDGE | DORSET | SP6 1ND | ENGLAND | 414604 | 116232 | MANNINGTON GSP | MANNINGTON | FORDINGBRIDGE | 11 | SOUTHERN ELECTRIC POWER DISTRIBUTION PLC | SOLAR | PHOTOVOLTAIC | DATA NOT AVAILABLE | DATA NOT AVAILABLE | DATA NOT AVAILABLE | 0.1 | DATA NOT AVAILABLE | DATA NOT AVAILABLE | DATA NOT AVAILABLE | DATA NOT AVAILABLE | DATA NOT AVAILABLE | DATA NOT AVAILABLE | DATA NOT AVAILABLE | DATA NOT AVAILABLE | DATA NOT AVAILABLE | DATA NOT AVAILABLE | DATA NOT AVAILABLE | DATA NOT AVAILABLE | DATA NOT AVAILABLE | CONNECTED | 0.095 | 0.095 | 0.1 | 0 | 0 | 2014-12-18 | DATA NOT AVAILABLE | DATA NOT AVAILABLE | DATA NOT AVAILABLE | DATA NOT AVAILABLE | DATA NOT AVAILABLE | DATA NOT AVAILABLE | DATA NOT AVAILABLE | DATA NOT AVAILABLE | DATA NOT AVAILABLE | DATA NOT AVAILABLE | DATA NOT AVAILABLE | DATA NOT AVAILABLE | DATA NOT AVAILABLE | 2023-08-10
2000056250020 | DATA NOT AVAILABLE | DATA NOT AVAILABLE | DATA NOT AVAILABLE | DATA NOT AVAILABLE | DATA NOT AVAILABLE | DATA NOT AVAILABLE | DATA NOT AVAILABLE | DATA NOT AVAILABLE | ENGLAND | DATA NOT AVAILABLE | DATA NOT AVAILABLE | DATA NOT AVAILABLE | DATA NOT AVAILABLE | DATA NOT AVAILABLE | DATA NOT AVAILABLE | SOUTHERN ELECTRIC POWER DISTRIBUTION PLC | DATA NOT AVAILABLE | DATA NOT AVAILABLE | DATA NOT AVAILABLE | DATA NOT AVAILABLE | DATA NOT AVAILABLE | DATA NOT AVAILABLE | DATA NOT AVAILABLE | DATA NOT AVAILABLE | DATA NOT AVAILABLE | DATA NOT AVAILABLE | DATA NOT AVAILABLE | DATA NOT AVAILABLE | DATA NOT AVAILABLE | DATA NOT AVAILABLE | DATA NOT AVAILABLE | DATA NOT AVAILABLE | DATA NOT AVAILABLE | DATA NOT AVAILABLE | DATA NOT AVAILABLE | CONNECTED | 0.1425 | 0.1425 | 0.15 | DATA NOT AVAILABLE | DATA NOT AVAILABLE | DATA NOT AVAILABLE | DATA NOT AVAILABLE | DATA NOT AVAILABLE | DATA NOT AVAILABLE | DATA NOT AVAILABLE | DATA NOT AVAILABLE | DATA NOT AVAILABLE | DATA NOT AVAILABLE | DATA NOT AVAILABLE | DATA NOT AVAILABLE | DATA NOT AVAILABLE | DATA NOT AVAILABLE | DATA NOT AVAILABLE | DATA NOT AVAILABLE | 2023-08-10
2000056277253 | DATA NOT AVAILABLE | DATA NOT AVAILABLE | DATA NOT AVAILABLE | DATA NOT AVAILABLE | DATA NOT AVAILABLE | DATA NOT AVAILABLE | DATA NOT AVAILABLE | DATA NOT AVAILABLE | ENGLAND | DATA NOT AVAILABLE | DATA NOT AVAILABLE | DATA NOT AVAILABLE | DATA NOT AVAILABLE | DATA NOT AVAILABLE | DATA NOT AVAILABLE | SOUTHERN ELECTRIC POWER DISTRIBUTION PLC | SOLAR | PHOTOVOLTAIC | DATA NOT AVAILABLE | DATA NOT AVAILABLE | DATA NOT AVAILABLE | 0.08 | DATA NOT AVAILABLE | DATA NOT AVAILABLE | DATA NOT AVAILABLE | DATA NOT AVAILABLE | DATA NOT AVAILABLE | DATA NOT AVAILABLE | DATA NOT AVAILABLE | DATA NOT AVAILABLE | DATA NOT AVAILABLE | DATA NOT AVAILABLE | DATA NOT AVAILABLE | DATA NOT AVAILABLE | DATA NOT AVAILABLE | CONNECTED | 0.076 | 0.076 | 0.08 | 0.10925 | 0.115 | DATA NOT AVAILABLE | DATA NOT AVAILABLE | DATA NOT AVAILABLE | DATA NOT AVAILABLE | DATA NOT AVAILABLE | DATA NOT AVAILABLE | DATA NOT AVAILABLE | DATA NOT AVAILABLE | DATA NOT AVAILABLE | DATA NOT AVAILABLE | DATA NOT AVAILABLE | DATA NOT AVAILABLE | DATA NOT AVAILABLE | DATA NOT AVAILABLE | 2023-08-10
2000056285290 | DATA NOT AVAILABLE | WFH FRANCIS & SON | FAULKLAND FARM | DATA NOT AVAILABLE | GROVE LANE | RADSTOCK | SOMERSET | BA3 5UU | ENGLAND | 373666 | 154465 | MELKSHAM GSP | FROME | FROME | 11 | SOUTHERN ELECTRIC POWER DISTRIBUTION PLC | SOLAR | PHOTOVOLTAIC | DATA NOT AVAILABLE | DATA NOT AVAILABLE | DATA NOT AVAILABLE | 0.15 | DATA NOT AVAILABLE | DATA NOT AVAILABLE | DATA NOT AVAILABLE | DATA NOT AVAILABLE | DATA NOT AVAILABLE | DATA NOT AVAILABLE | DATA NOT AVAILABLE | DATA NOT AVAILABLE | DATA NOT AVAILABLE | DATA NOT AVAILABLE | DATA NOT AVAILABLE | DATA NOT AVAILABLE | DATA NOT AVAILABLE | CONNECTED | 0.095 | 0.095 | 0.1 | 0 | 0 | 2015-07-13 | DATA NOT AVAILABLE | DATA NOT AVAILABLE | DATA NOT AVAILABLE | DATA NOT AVAILABLE | DATA NOT AVAILABLE | DATA NOT AVAILABLE | DATA NOT AVAILABLE | DATA NOT AVAILABLE | DATA NOT AVAILABLE | DATA NOT AVAILABLE | DATA NOT AVAILABLE | DATA NOT AVAILABLE | DATA NOT AVAILABLE | 2023-08-10
2000056286035 | DATA NOT AVAILABLE | DATA NOT AVAILABLE | DATA NOT AVAILABLE | DATA NOT AVAILABLE | DATA NOT AVAILABLE | DATA NOT AVAILABLE | DATA NOT AVAILABLE | DATA NOT AVAILABLE | ENGLAND | DATA NOT AVAILABLE | DATA NOT AVAILABLE | DATA NOT AVAILABLE | DATA NOT AVAILABLE | DATA NOT AVAILABLE | DATA NOT AVAILABLE | SOUTHERN ELECTRIC POWER DISTRIBUTION PLC | DATA NOT AVAILABLE | DATA NOT AVAILABLE | DATA NOT AVAILABLE | DATA NOT AVAILABLE | DATA NOT AVAILABLE | DATA NOT AVAILABLE | DATA NOT AVAILABLE | DATA NOT AVAILABLE | DATA NOT AVAILABLE | DATA NOT AVAILABLE | DATA NOT AVAILABLE | DATA NOT AVAILABLE | DATA NOT AVAILABLE | DATA NOT AVAILABLE | DATA NOT AVAILABLE | DATA NOT AVAILABLE | DATA NOT AVAILABLE | DATA NOT AVAILABLE | DATA NOT AVAILABLE | CONNECTED | 0.0855 | 0.0855 | 0.09 | DATA NOT AVAILABLE | DATA NOT AVAILABLE | DATA NOT AVAILABLE | DATA NOT AVAILABLE | DATA NOT AVAILABLE | DATA NOT AVAILABLE | DATA NOT AVAILABLE | DATA NOT AVAILABLE | DATA NOT AVAILABLE | DATA NOT AVAILABLE | DATA NOT AVAILABLE | DATA NOT AVAILABLE | DATA NOT AVAILABLE | DATA NOT AVAILABLE | DATA NOT AVAILABLE | DATA NOT AVAILABLE | 2023-08-10
2000056286062 | DATA NOT AVAILABLE | M & V FARMING LTD | HOLLIERS HOUSE | DATA NOT AVAILABLE | WORTON ROAD | CHIPPING NORTON | SURREY | OX7 7DU | ENGLAND | 444179 | 226720 | COWLEY GSP | YARNTON | KIDDINGTON | 11 | SOUTHERN ELECTRIC POWER DISTRIBUTION PLC | SOLAR | PHOTOVOLTAIC | DATA NOT AVAILABLE | DATA NOT AVAILABLE | DATA NOT AVAILABLE | 0.17 | DATA NOT AVAILABLE | DATA NOT AVAILABLE | DATA NOT AVAILABLE | DATA NOT AVAILABLE | DATA NOT AVAILABLE | DATA NOT AVAILABLE | DATA NOT AVAILABLE | DATA NOT AVAILABLE | DATA NOT AVAILABLE | DATA NOT AVAILABLE | DATA NOT AVAILABLE | DATA NOT AVAILABLE | DATA NOT AVAILABLE | CONNECTED | 0.1805 | 0.1805 | 0.19 | 0 | 0 | 2015-06-25 | DATA NOT AVAILABLE | DATA NOT AVAILABLE | DATA NOT AVAILABLE | DATA NOT AVAILABLE | DATA NOT AVAILABLE | DATA NOT AVAILABLE | DATA NOT AVAILABLE | DATA NOT AVAILABLE | DATA NOT AVAILABLE | DATA NOT AVAILABLE | DATA NOT AVAILABLE | DATA NOT AVAILABLE | DATA NOT AVAILABLE | 2023-08-10
2000056291160 | DATA NOT AVAILABLE | FUSSELL FARMS PV | CHURCH FARM | FUSSELS FINE FOODS UNIT 1 | PARKGATE LANE | FROME | SOMERSET | BA11 6AA | ENGLAND | 380520 | 153150 | MELKSHAM GSP | FROME | FROME | 11 | SOUTHERN ELECTRIC POWER DISTRIBUTION PLC | SOLAR | PHOTOVOLTAIC | DATA NOT AVAILABLE | DATA NOT AVAILABLE | DATA NOT AVAILABLE | DATA NOT AVAILABLE | DATA NOT AVAILABLE | DATA NOT AVAILABLE | DATA NOT AVAILABLE | DATA NOT AVAILABLE | DATA NOT AVAILABLE | DATA NOT AVAILABLE | DATA NOT AVAILABLE | DATA NOT AVAILABLE | DATA NOT AVAILABLE | DATA NOT AVAILABLE | DATA NOT AVAILABLE | DATA NOT AVAILABLE | DATA NOT AVAILABLE | CONNECTED | 0.1615 | 0.1615 | 0.17 | DATA NOT AVAILABLE | DATA NOT AVAILABLE | DATA NOT AVAILABLE | DATA NOT AVAILABLE | DATA NOT AVAILABLE | DATA NOT AVAILABLE | DATA NOT AVAILABLE | DATA NOT AVAILABLE | DATA NOT AVAILABLE | DATA NOT AVAILABLE | DATA NOT AVAILABLE | DATA NOT AVAILABLE | DATA NOT AVAILABLE | DATA NOT AVAILABLE | DATA NOT AVAILABLE | DATA NOT AVAILABLE | 2023-08-10
2000056291470 | DATA NOT AVAILABLE | DATA NOT AVAILABLE | DATA NOT AVAILABLE | DATA NOT AVAILABLE | DATA NOT AVAILABLE | DATA NOT AVAILABLE | DATA NOT AVAILABLE | DATA NOT AVAILABLE | ENGLAND | DATA NOT AVAILABLE | DATA NOT AVAILABLE | DATA NOT AVAILABLE | DATA NOT AVAILABLE | DATA NOT AVAILABLE | DATA NOT AVAILABLE | SOUTHERN ELECTRIC POWER DISTRIBUTION PLC | DATA NOT AVAILABLE | DATA NOT AVAILABLE | DATA NOT AVAILABLE | DATA NOT AVAILABLE | DATA NOT AVAILABLE | DATA NOT AVAILABLE | DATA NOT AVAILABLE | DATA NOT AVAILABLE | DATA NOT AVAILABLE | DATA NOT AVAILABLE | DATA NOT AVAILABLE | DATA NOT AVAILABLE | DATA NOT AVAILABLE | DATA NOT AVAILABLE | DATA NOT AVAILABLE | DATA NOT AVAILABLE | DATA NOT AVAILABLE | DATA NOT AVAILABLE | DATA NOT AVAILABLE | CONNECTED | 0.095 | 0.095 | 0.1 | DATA NOT AVAILABLE | DATA NOT AVAILABLE | DATA NOT AVAILABLE | DATA NOT AVAILABLE | DATA NOT AVAILABLE | DATA NOT AVAILABLE | DATA NOT AVAILABLE | DATA NOT AVAILABLE | DATA NOT AVAILABLE | DATA NOT AVAILABLE | DATA NOT AVAILABLE | DATA NOT AVAILABLE | DATA NOT AVAILABLE | DATA NOT AVAILABLE | DATA NOT AVAILABLE | DATA NOT AVAILABLE | 2023-08-10
2000056296274 | DATA NOT AVAILABLE | DATA NOT AVAILABLE | DATA NOT AVAILABLE | DATA NOT AVAILABLE | DATA NOT AVAILABLE | DATA NOT AVAILABLE | DATA NOT AVAILABLE | DATA NOT AVAILABLE | ENGLAND | DATA NOT AVAILABLE | DATA NOT AVAILABLE | DATA NOT AVAILABLE | DATA NOT AVAILABLE | DATA NOT AVAILABLE | DATA NOT AVAILABLE | SOUTHERN ELECTRIC POWER DISTRIBUTION PLC | DATA NOT AVAILABLE | DATA NOT AVAILABLE | DATA NOT AVAILABLE | DATA NOT AVAILABLE | DATA NOT AVAILABLE | DATA NOT AVAILABLE | DATA NOT AVAILABLE | DATA NOT AVAILABLE | DATA NOT AVAILABLE | DATA NOT AVAILABLE | DATA NOT AVAILABLE | DATA NOT AVAILABLE | DATA NOT AVAILABLE | DATA NOT AVAILABLE | DATA NOT AVAILABLE | DATA NOT AVAILABLE | DATA NOT AVAILABLE | DATA NOT AVAILABLE | DATA NOT AVAILABLE | CONNECTED | 0.1425 | 0.1425 | 0.15 | DATA NOT AVAILABLE | DATA NOT AVAILABLE | DATA NOT AVAILABLE | DATA NOT AVAILABLE | DATA NOT AVAILABLE | DATA NOT AVAILABLE | DATA NOT AVAILABLE | DATA NOT AVAILABLE | DATA NOT AVAILABLE | DATA NOT AVAILABLE | DATA NOT AVAILABLE | DATA NOT AVAILABLE | DATA NOT AVAILABLE | DATA NOT AVAILABLE | DATA NOT AVAILABLE | DATA NOT AVAILABLE | 2023-08-10
2000056297213 | DATA NOT AVAILABLE | AUDLEY CHALFONT LIMITED | AUDLEY RETIREMENT HOME | DATA NOT AVAILABLE | RICKMANSWORTH LANE | GERRARDS CROSS | BUCKINGHAMSHIRE | SL9 0RR | ENGLAND | 500694 | 192298 | IVER 132KV | DENHAM | GRASSINGHAM ROAD | 6.6 | SOUTHERN ELECTRIC POWER DISTRIBUTION PLC | SOLAR | PHOTOVOLTAIC | DATA NOT AVAILABLE | DATA NOT AVAILABLE | DATA NOT AVAILABLE | 0.057 | DATA NOT AVAILABLE | DATA NOT AVAILABLE | DATA NOT AVAILABLE | DATA NOT AVAILABLE | DATA NOT AVAILABLE | DATA NOT AVAILABLE | DATA NOT AVAILABLE | DATA NOT AVAILABLE | DATA NOT AVAILABLE | DATA NOT AVAILABLE | DATA NOT AVAILABLE | DATA NOT AVAILABLE | DATA NOT AVAILABLE | CONNECTED | 0.05415 | 0.05415 | 0.057 | 0 | 0 | DATA NOT AVAILABLE | DATA NOT AVAILABLE | DATA NOT AVAILABLE | DATA NOT AVAILABLE | DATA NOT AVAILABLE | DATA NOT AVAILABLE | DATA NOT AVAILABLE | DATA NOT AVAILABLE | DATA NOT AVAILABLE | DATA NOT AVAILABLE | DATA NOT AVAILABLE | DATA NOT AVAILABLE | DATA NOT AVAILABLE | DATA NOT AVAILABLE | 2023-08-10
2000056297222 | DATA NOT AVAILABLE | DATA NOT AVAILABLE | DATA NOT AVAILABLE | DATA NOT AVAILABLE | DATA NOT AVAILABLE | DATA NOT AVAILABLE | DATA NOT AVAILABLE | DATA NOT AVAILABLE | ENGLAND | DATA NOT AVAILABLE | DATA NOT AVAILABLE | DATA NOT AVAILABLE | DATA NOT AVAILABLE | DATA NOT AVAILABLE | DATA NOT AVAILABLE | SOUTHERN ELECTRIC POWER DISTRIBUTION PLC | DATA NOT AVAILABLE | DATA NOT AVAILABLE | DATA NOT AVAILABLE | DATA NOT AVAILABLE | DATA NOT AVAILABLE | DATA NOT AVAILABLE | DATA NOT AVAILABLE | DATA NOT AVAILABLE | DATA NOT AVAILABLE | DATA NOT AVAILABLE | DATA NOT AVAILABLE | DATA NOT AVAILABLE | DATA NOT AVAILABLE | DATA NOT AVAILABLE | DATA NOT AVAILABLE | DATA NOT AVAILABLE | DATA NOT AVAILABLE | DATA NOT AVAILABLE | DATA NOT AVAILABLE | CONNECTED | 0.095 | 0.095 | 0.1 | DATA NOT AVAILABLE | DATA NOT AVAILABLE | DATA NOT AVAILABLE | DATA NOT AVAILABLE | DATA NOT AVAILABLE | DATA NOT AVAILABLE | DATA NOT AVAILABLE | DATA NOT AVAILABLE | DATA NOT AVAILABLE | DATA NOT AVAILABLE | DATA NOT AVAILABLE | DATA NOT AVAILABLE | DATA NOT AVAILABLE | DATA NOT AVAILABLE | DATA NOT AVAILABLE | DATA NOT AVAILABLE | 2023-08-10
2000056309427 | DATA NOT AVAILABLE | DATA NOT AVAILABLE | DATA NOT AVAILABLE | DATA NOT AVAILABLE | DATA NOT AVAILABLE | DATA NOT AVAILABLE | DATA NOT AVAILABLE | DATA NOT AVAILABLE | ENGLAND | DATA NOT AVAILABLE | DATA NOT AVAILABLE | DATA NOT AVAILABLE | DATA NOT AVAILABLE | DATA NOT AVAILABLE | DATA NOT AVAILABLE | SOUTHERN ELECTRIC POWER DISTRIBUTION PLC | DATA NOT AVAILABLE | DATA NOT AVAILABLE | DATA NOT AVAILABLE | DATA NOT AVAILABLE | DATA NOT AVAILABLE | DATA NOT AVAILABLE | DATA NOT AVAILABLE | DATA NOT AVAILABLE | DATA NOT AVAILABLE | DATA NOT AVAILABLE | DATA NOT AVAILABLE | DATA NOT AVAILABLE | DATA NOT AVAILABLE | DATA NOT AVAILABLE | DATA NOT AVAILABLE | DATA NOT AVAILABLE | DATA NOT AVAILABLE | DATA NOT AVAILABLE | DATA NOT AVAILABLE | CONNECTED | 0.57 | 0.57 | 0.6 | DATA NOT AVAILABLE | DATA NOT AVAILABLE | DATA NOT AVAILABLE | DATA NOT AVAILABLE | DATA NOT AVAILABLE | DATA NOT AVAILABLE | DATA NOT AVAILABLE | DATA NOT AVAILABLE | DATA NOT AVAILABLE | DATA NOT AVAILABLE | DATA NOT AVAILABLE | DATA NOT AVAILABLE | DATA NOT AVAILABLE | DATA NOT AVAILABLE | DATA NOT AVAILABLE | DATA NOT AVAILABLE | 2023-08-10
2000056329200 | DATA NOT AVAILABLE | DAVID LANGMEAD FARMS LTD | LANG MEAD FARM | GRAIN STORE | CHICHESTER FOOD PARK | CHICHESTER | WEST SUSSEX | DATA NOT AVAILABLE | ENGLAND | DATA NOT AVAILABLE | DATA NOT AVAILABLE | LOVEDEAN GSP | HUNSTON | HUNSTON | 11 | SOUTHERN ELECTRIC POWER DISTRIBUTION PLC | SOLAR | PHOTOVOLTAIC | DATA NOT AVAILABLE | DATA NOT AVAILABLE | DATA NOT AVAILABLE | 0.5 | DATA NOT AVAILABLE | DATA NOT AVAILABLE | DATA NOT AVAILABLE | DATA NOT AVAILABLE | DATA NOT AVAILABLE | DATA NOT AVAILABLE | DATA NOT AVAILABLE | DATA NOT AVAILABLE | DATA NOT AVAILABLE | DATA NOT AVAILABLE | DATA NOT AVAILABLE | DATA NOT AVAILABLE | DATA NOT AVAILABLE | CONNECTED | 0.475 | 0.475 | 0.5 | 0.76 | 0.8 | DATA NOT AVAILABLE | DATA NOT AVAILABLE | DATA NOT AVAILABLE | DATA NOT AVAILABLE | DATA NOT AVAILABLE | DATA NOT AVAILABLE | DATA NOT AVAILABLE | DATA NOT AVAILABLE | DATA NOT AVAILABLE | DATA NOT AVAILABLE | DATA NOT AVAILABLE | DATA NOT AVAILABLE | DATA NOT AVAILABLE | DATA NOT AVAILABLE | 2023-08-10
2000056330702 | DATA NOT AVAILABLE | REDACTED | REDACTED | REDACTED | REDACTED | REDACTED | REDACTED | BH21 5 | ENGLAND | REDACTED | REDACTED | MANNINGTON GSP | SHAFTESBURY | GUSSAGE ST MICHAEL | 11 | SOUTHERN ELECTRIC POWER DISTRIBUTION PLC | SOLAR | PHOTOVOLTAIC | DATA NOT AVAILABLE | DATA NOT AVAILABLE | DATA NOT AVAILABLE | 0.15 | DATA NOT AVAILABLE | DATA NOT AVAILABLE | DATA NOT AVAILABLE | DATA NOT AVAILABLE | DATA NOT AVAILABLE | DATA NOT AVAILABLE | DATA NOT AVAILABLE | DATA NOT AVAILABLE | DATA NOT AVAILABLE | DATA NOT AVAILABLE | DATA NOT AVAILABLE | DATA NOT AVAILABLE | DATA NOT AVAILABLE | CONNECTED | 0.06555 | 0.06555 | 0.069 | 0 | 0 | 2015-11-17 | DATA NOT AVAILABLE | DATA NOT AVAILABLE | DATA NOT AVAILABLE | DATA NOT AVAILABLE | DATA NOT AVAILABLE | DATA NOT AVAILABLE | DATA NOT AVAILABLE | DATA NOT AVAILABLE | DATA NOT AVAILABLE | DATA NOT AVAILABLE | DATA NOT AVAILABLE | DATA NOT AVAILABLE | DATA NOT AVAILABLE | 2023-08-10
2000056336147 | DATA NOT AVAILABLE | DATA NOT AVAILABLE | DATA NOT AVAILABLE | DATA NOT AVAILABLE | DATA NOT AVAILABLE | DATA NOT AVAILABLE | DATA NOT AVAILABLE | DATA NOT AVAILABLE | ENGLAND | DATA NOT AVAILABLE | DATA NOT AVAILABLE | DATA NOT AVAILABLE | DATA NOT AVAILABLE | DATA NOT AVAILABLE | DATA NOT AVAILABLE | SOUTHERN ELECTRIC POWER DISTRIBUTION PLC | DATA NOT AVAILABLE | DATA NOT AVAILABLE | DATA NOT AVAILABLE | DATA NOT AVAILABLE | DATA NOT AVAILABLE | DATA NOT AVAILABLE | DATA NOT AVAILABLE | DATA NOT AVAILABLE | DATA NOT AVAILABLE | DATA NOT AVAILABLE | DATA NOT AVAILABLE | DATA NOT AVAILABLE | DATA NOT AVAILABLE | DATA NOT AVAILABLE | DATA NOT AVAILABLE | DATA NOT AVAILABLE | DATA NOT AVAILABLE | DATA NOT AVAILABLE | DATA NOT AVAILABLE | CONNECTED | 0.1425 | 0.1425 | 0.15 | DATA NOT AVAILABLE | DATA NOT AVAILABLE | DATA NOT AVAILABLE | DATA NOT AVAILABLE | DATA NOT AVAILABLE | DATA NOT AVAILABLE | DATA NOT AVAILABLE | DATA NOT AVAILABLE | DATA NOT AVAILABLE | DATA NOT AVAILABLE | DATA NOT AVAILABLE | DATA NOT AVAILABLE | DATA NOT AVAILABLE | DATA NOT AVAILABLE | DATA NOT AVAILABLE | DATA NOT AVAILABLE | 2023-08-10
2000056352041 | DATA NOT AVAILABLE | THE WHITELEY CO-OWNERSHIP | WHITELY CINEMA | WHITELY CINEMA PV KIOSK | WHITELY WAY | FAREHAM | HAMPSHIRE | PO15 7LJ | ENGLAND | 453051 | 109753 | BOTLEY WOOD GSP | BOTLEY WOOD | WHITELEY | 11 | SOUTHERN ELECTRIC POWER DISTRIBUTION PLC | DATA NOT AVAILABLE | DATA NOT AVAILABLE | DATA NOT AVAILABLE | DATA NOT AVAILABLE | DATA NOT AVAILABLE | DATA NOT AVAILABLE | DATA NOT AVAILABLE | DATA NOT AVAILABLE | DATA NOT AVAILABLE | DATA NOT AVAILABLE | DATA NOT AVAILABLE | DATA NOT AVAILABLE | DATA NOT AVAILABLE | DATA NOT AVAILABLE | DATA NOT AVAILABLE | DATA NOT AVAILABLE | DATA NOT AVAILABLE | DATA NOT AVAILABLE | DATA NOT AVAILABLE | CONNECTED | 0.0855 | 0.0855 | 0.09 | DATA NOT AVAILABLE | DATA NOT AVAILABLE | DATA NOT AVAILABLE | DATA NOT AVAILABLE | DATA NOT AVAILABLE | DATA NOT AVAILABLE | DATA NOT AVAILABLE | DATA NOT AVAILABLE | DATA NOT AVAILABLE | DATA NOT AVAILABLE | DATA NOT AVAILABLE | DATA NOT AVAILABLE | DATA NOT AVAILABLE | DATA NOT AVAILABLE | DATA NOT AVAILABLE | DATA NOT AVAILABLE | 2023-08-10
2000056372075 | DATA NOT AVAILABLE | DATA NOT AVAILABLE | DATA NOT AVAILABLE | DATA NOT AVAILABLE | DATA NOT AVAILABLE | DATA NOT AVAILABLE | DATA NOT AVAILABLE | DATA NOT AVAILABLE | ENGLAND | DATA NOT AVAILABLE | DATA NOT AVAILABLE | DATA NOT AVAILABLE | DATA NOT AVAILABLE | DATA NOT AVAILABLE | DATA NOT AVAILABLE | SOUTHERN ELECTRIC POWER DISTRIBUTION PLC | DATA NOT AVAILABLE | DATA NOT AVAILABLE | DATA NOT AVAILABLE | DATA NOT AVAILABLE | DATA NOT AVAILABLE | DATA NOT AVAILABLE | DATA NOT AVAILABLE | DATA NOT AVAILABLE | DATA NOT AVAILABLE | DATA NOT AVAILABLE | DATA NOT AVAILABLE | DATA NOT AVAILABLE | DATA NOT AVAILABLE | DATA NOT AVAILABLE | DATA NOT AVAILABLE | DATA NOT AVAILABLE | DATA NOT AVAILABLE | DATA NOT AVAILABLE | DATA NOT AVAILABLE | CONNECTED | 0.095 | 0.095 | 0.1 | DATA NOT AVAILABLE | DATA NOT AVAILABLE | DATA NOT AVAILABLE | DATA NOT AVAILABLE | DATA NOT AVAILABLE | DATA NOT AVAILABLE | DATA NOT AVAILABLE | DATA NOT AVAILABLE | DATA NOT AVAILABLE | DATA NOT AVAILABLE | DATA NOT AVAILABLE | DATA NOT AVAILABLE | DATA NOT AVAILABLE | DATA NOT AVAILABLE | DATA NOT AVAILABLE | DATA NOT AVAILABLE | 2023-08-10
2000056386398 | DATA NOT AVAILABLE | REDACTED | REDACTED | REDACTED | REDACTED | REDACTED | REDACTED | DT3 4F | ENGLAND | REDACTED | REDACTED | CHICKERELL GSP | CHICKERELL | CHICKERELL | 11 | SOUTHERN ELECTRIC POWER DISTRIBUTION PLC | SOLAR | PHOTOVOLTAIC | DATA NOT AVAILABLE | DATA NOT AVAILABLE | DATA NOT AVAILABLE | 0.112 | DATA NOT AVAILABLE | DATA NOT AVAILABLE | DATA NOT AVAILABLE | DATA NOT AVAILABLE | DATA NOT AVAILABLE | DATA NOT AVAILABLE | DATA NOT AVAILABLE | DATA NOT AVAILABLE | DATA NOT AVAILABLE | DATA NOT AVAILABLE | DATA NOT AVAILABLE | DATA NOT AVAILABLE | DATA NOT AVAILABLE | CONNECTED | 0.1064 | 0.1064 | 0.112 | 0 | 0 | DATA NOT AVAILABLE | DATA NOT AVAILABLE | DATA NOT AVAILABLE | DATA NOT AVAILABLE | DATA NOT AVAILABLE | DATA NOT AVAILABLE | DATA NOT AVAILABLE | DATA NOT AVAILABLE | DATA NOT AVAILABLE | DATA NOT AVAILABLE | DATA NOT AVAILABLE | DATA NOT AVAILABLE | DATA NOT AVAILABLE | DATA NOT AVAILABLE | 2023-08-10
2000056389422 | DATA NOT AVAILABLE | DATA NOT AVAILABLE | DATA NOT AVAILABLE | DATA NOT AVAILABLE | DATA NOT AVAILABLE | DATA NOT AVAILABLE | DATA NOT AVAILABLE | DATA NOT AVAILABLE | ENGLAND | DATA NOT AVAILABLE | DATA NOT AVAILABLE | DATA NOT AVAILABLE | DATA NOT AVAILABLE | DATA NOT AVAILABLE | DATA NOT AVAILABLE | SOUTHERN ELECTRIC POWER DISTRIBUTION PLC | DATA NOT AVAILABLE | DATA NOT AVAILABLE | DATA NOT AVAILABLE | DATA NOT AVAILABLE | DATA NOT AVAILABLE | DATA NOT AVAILABLE | DATA NOT AVAILABLE | DATA NOT AVAILABLE | DATA NOT AVAILABLE | DATA NOT AVAILABLE | DATA NOT AVAILABLE | DATA NOT AVAILABLE | DATA NOT AVAILABLE | DATA NOT AVAILABLE | DATA NOT AVAILABLE | DATA NOT AVAILABLE | DATA NOT AVAILABLE | DATA NOT AVAILABLE | DATA NOT AVAILABLE | CONNECTED | 0.0665 | 0.0665 | 0.07 | DATA NOT AVAILABLE | DATA NOT AVAILABLE | DATA NOT AVAILABLE | DATA NOT AVAILABLE | DATA NOT AVAILABLE | DATA NOT AVAILABLE | DATA NOT AVAILABLE | DATA NOT AVAILABLE | DATA NOT AVAILABLE | DATA NOT AVAILABLE | DATA NOT AVAILABLE | DATA NOT AVAILABLE | DATA NOT AVAILABLE | DATA NOT AVAILABLE | DATA NOT AVAILABLE | DATA NOT AVAILABLE | 2023-08-10
2000056410084 | DATA NOT AVAILABLE | STELLAR FIFTH (GREEN NATION) PARTNERSHIP | Sparsholt College | DATA NOT AVAILABLE | DATA NOT AVAILABLE | WINCHESTER | HAMPSHIRE | SO21 2NF | ENGLAND | 442481 | 131881 | DATA NOT AVAILABLE | DATA NOT AVAILABLE | DATA NOT AVAILABLE | DATA NOT AVAILABLE | SOUTHERN ELECTRIC POWER DISTRIBUTION PLC | SOLAR | PHOTOVOLTAIC | DATA NOT AVAILABLE | DATA NOT AVAILABLE | DATA NOT AVAILABLE | 0.18 | DATA NOT AVAILABLE | DATA NOT AVAILABLE | DATA NOT AVAILABLE | DATA NOT AVAILABLE | DATA NOT AVAILABLE | DATA NOT AVAILABLE | DATA NOT AVAILABLE | DATA NOT AVAILABLE | DATA NOT AVAILABLE | DATA NOT AVAILABLE | DATA NOT AVAILABLE | DATA NOT AVAILABLE | DATA NOT AVAILABLE | CONNECTED | 0.171 | 0.171 | 0.18 | 0 | 0 | DATA NOT AVAILABLE | DATA NOT AVAILABLE | DATA NOT AVAILABLE | DATA NOT AVAILABLE | DATA NOT AVAILABLE | DATA NOT AVAILABLE | DATA NOT AVAILABLE | DATA NOT AVAILABLE | DATA NOT AVAILABLE | DATA NOT AVAILABLE | DATA NOT AVAILABLE | DATA NOT AVAILABLE | DATA NOT AVAILABLE | DATA NOT AVAILABLE | 2023-08-10
2000056410093 | DATA NOT AVAILABLE | DATA NOT AVAILABLE | DATA NOT AVAILABLE | DATA NOT AVAILABLE | DATA NOT AVAILABLE | DATA NOT AVAILABLE | DATA NOT AVAILABLE | DATA NOT AVAILABLE | ENGLAND | DATA NOT AVAILABLE | DATA NOT AVAILABLE | DATA NOT AVAILABLE | DATA NOT AVAILABLE | DATA NOT AVAILABLE | DATA NOT AVAILABLE | SOUTHERN ELECTRIC POWER DISTRIBUTION PLC | DATA NOT AVAILABLE | DATA NOT AVAILABLE | DATA NOT AVAILABLE | DATA NOT AVAILABLE | DATA NOT AVAILABLE | DATA NOT AVAILABLE | DATA NOT AVAILABLE | DATA NOT AVAILABLE | DATA NOT AVAILABLE | DATA NOT AVAILABLE | DATA NOT AVAILABLE | DATA NOT AVAILABLE | DATA NOT AVAILABLE | DATA NOT AVAILABLE | DATA NOT AVAILABLE | DATA NOT AVAILABLE | DATA NOT AVAILABLE | DATA NOT AVAILABLE | DATA NOT AVAILABLE | CONNECTED | 0.10925 | 0.10925 | 0.115 | DATA NOT AVAILABLE | DATA NOT AVAILABLE | DATA NOT AVAILABLE | DATA NOT AVAILABLE | DATA NOT AVAILABLE | DATA NOT AVAILABLE | DATA NOT AVAILABLE | DATA NOT AVAILABLE | DATA NOT AVAILABLE | DATA NOT AVAILABLE | DATA NOT AVAILABLE | DATA NOT AVAILABLE | DATA NOT AVAILABLE | DATA NOT AVAILABLE | DATA NOT AVAILABLE | DATA NOT AVAILABLE | 2023-08-10
2000056417512 | DATA NOT AVAILABLE | DATA NOT AVAILABLE | DATA NOT AVAILABLE | DATA NOT AVAILABLE | DATA NOT AVAILABLE | DATA NOT AVAILABLE | DATA NOT AVAILABLE | DATA NOT AVAILABLE | ENGLAND | DATA NOT AVAILABLE | DATA NOT AVAILABLE | DATA NOT AVAILABLE | DATA NOT AVAILABLE | DATA NOT AVAILABLE | DATA NOT AVAILABLE | SOUTHERN ELECTRIC POWER DISTRIBUTION PLC | DATA NOT AVAILABLE | DATA NOT AVAILABLE | DATA NOT AVAILABLE | DATA NOT AVAILABLE | DATA NOT AVAILABLE | DATA NOT AVAILABLE | DATA NOT AVAILABLE | DATA NOT AVAILABLE | DATA NOT AVAILABLE | DATA NOT AVAILABLE | DATA NOT AVAILABLE | DATA NOT AVAILABLE | DATA NOT AVAILABLE | DATA NOT AVAILABLE | DATA NOT AVAILABLE | DATA NOT AVAILABLE | DATA NOT AVAILABLE | DATA NOT AVAILABLE | DATA NOT AVAILABLE | CONNECTED | 0.095 | 0.095 | 0.1 | DATA NOT AVAILABLE | DATA NOT AVAILABLE | DATA NOT AVAILABLE | DATA NOT AVAILABLE | DATA NOT AVAILABLE | DATA NOT AVAILABLE | DATA NOT AVAILABLE | DATA NOT AVAILABLE | DATA NOT AVAILABLE | DATA NOT AVAILABLE | DATA NOT AVAILABLE | DATA NOT AVAILABLE | DATA NOT AVAILABLE | DATA NOT AVAILABLE | DATA NOT AVAILABLE | DATA NOT AVAILABLE | 2023-08-10
2000056424779 | DATA NOT AVAILABLE | DATA NOT AVAILABLE | DATA NOT AVAILABLE | DATA NOT AVAILABLE | DATA NOT AVAILABLE | DATA NOT AVAILABLE | DATA NOT AVAILABLE | DATA NOT AVAILABLE | ENGLAND | DATA NOT AVAILABLE | DATA NOT AVAILABLE | DATA NOT AVAILABLE | DATA NOT AVAILABLE | DATA NOT AVAILABLE | DATA NOT AVAILABLE | SOUTHERN ELECTRIC POWER DISTRIBUTION PLC | DATA NOT AVAILABLE | DATA NOT AVAILABLE | DATA NOT AVAILABLE | DATA NOT AVAILABLE | DATA NOT AVAILABLE | DATA NOT AVAILABLE | DATA NOT AVAILABLE | DATA NOT AVAILABLE | DATA NOT AVAILABLE | DATA NOT AVAILABLE | DATA NOT AVAILABLE | DATA NOT AVAILABLE | DATA NOT AVAILABLE | DATA NOT AVAILABLE | DATA NOT AVAILABLE | DATA NOT AVAILABLE | DATA NOT AVAILABLE | DATA NOT AVAILABLE | DATA NOT AVAILABLE | CONNECTED | 0.095 | 0.095 | 0.1 | DATA NOT AVAILABLE | DATA NOT AVAILABLE | DATA NOT AVAILABLE | DATA NOT AVAILABLE | DATA NOT AVAILABLE | DATA NOT AVAILABLE | DATA NOT AVAILABLE | DATA NOT AVAILABLE | DATA NOT AVAILABLE | DATA NOT AVAILABLE | DATA NOT AVAILABLE | DATA NOT AVAILABLE | DATA NOT AVAILABLE | DATA NOT AVAILABLE | DATA NOT AVAILABLE | DATA NOT AVAILABLE | 2023-08-10
2000056427343 | DATA NOT AVAILABLE | DATA NOT AVAILABLE | DATA NOT AVAILABLE | DATA NOT AVAILABLE | DATA NOT AVAILABLE | DATA NOT AVAILABLE | DATA NOT AVAILABLE | DATA NOT AVAILABLE | ENGLAND | DATA NOT AVAILABLE | DATA NOT AVAILABLE | DATA NOT AVAILABLE | DATA NOT AVAILABLE | DATA NOT AVAILABLE | DATA NOT AVAILABLE | SOUTHERN ELECTRIC POWER DISTRIBUTION PLC | DATA NOT AVAILABLE | DATA NOT AVAILABLE | DATA NOT AVAILABLE | DATA NOT AVAILABLE | DATA NOT AVAILABLE | DATA NOT AVAILABLE | DATA NOT AVAILABLE | DATA NOT AVAILABLE | DATA NOT AVAILABLE | DATA NOT AVAILABLE | DATA NOT AVAILABLE | DATA NOT AVAILABLE | DATA NOT AVAILABLE | DATA NOT AVAILABLE | DATA NOT AVAILABLE | DATA NOT AVAILABLE | DATA NOT AVAILABLE | DATA NOT AVAILABLE | DATA NOT AVAILABLE | CONNECTED | 0.16815 | 0.16815 | 0.177 | DATA NOT AVAILABLE | DATA NOT AVAILABLE | DATA NOT AVAILABLE | DATA NOT AVAILABLE | DATA NOT AVAILABLE | DATA NOT AVAILABLE | DATA NOT AVAILABLE | DATA NOT AVAILABLE | DATA NOT AVAILABLE | DATA NOT AVAILABLE | DATA NOT AVAILABLE | DATA NOT AVAILABLE | DATA NOT AVAILABLE | DATA NOT AVAILABLE | DATA NOT AVAILABLE | DATA NOT AVAILABLE | 2023-08-10
2000056427361 | DATA NOT AVAILABLE | DATA NOT AVAILABLE | DATA NOT AVAILABLE | DATA NOT AVAILABLE | DATA NOT AVAILABLE | DATA NOT AVAILABLE | DATA NOT AVAILABLE | DATA NOT AVAILABLE | ENGLAND | DATA NOT AVAILABLE | DATA NOT AVAILABLE | DATA NOT AVAILABLE | DATA NOT AVAILABLE | DATA NOT AVAILABLE | DATA NOT AVAILABLE | SOUTHERN ELECTRIC POWER DISTRIBUTION PLC | DATA NOT AVAILABLE | DATA NOT AVAILABLE | DATA NOT AVAILABLE | DATA NOT AVAILABLE | DATA NOT AVAILABLE | DATA NOT AVAILABLE | DATA NOT AVAILABLE | DATA NOT AVAILABLE | DATA NOT AVAILABLE | DATA NOT AVAILABLE | DATA NOT AVAILABLE | DATA NOT AVAILABLE | DATA NOT AVAILABLE | DATA NOT AVAILABLE | DATA NOT AVAILABLE | DATA NOT AVAILABLE | DATA NOT AVAILABLE | DATA NOT AVAILABLE | DATA NOT AVAILABLE | CONNECTED | 0.095 | 0.095 | 0.1 | DATA NOT AVAILABLE | DATA NOT AVAILABLE | DATA NOT AVAILABLE | DATA NOT AVAILABLE | DATA NOT AVAILABLE | DATA NOT AVAILABLE | DATA NOT AVAILABLE | DATA NOT AVAILABLE | DATA NOT AVAILABLE | DATA NOT AVAILABLE | DATA NOT AVAILABLE | DATA NOT AVAILABLE | DATA NOT AVAILABLE | DATA NOT AVAILABLE | DATA NOT AVAILABLE | DATA NOT AVAILABLE | 2023-08-10
2000056427431 | DATA NOT AVAILABLE | BLACK DOG BIOGAS LIMITED | STAG LANE BIOGAS | IMPORT | STAG LANE | NEWPORT | ISLE OF WIGHT | PO30 5TF | ENGLAND | 450405 | 91357 | FAWLEY GSP | COWES & WOOTTON COMMON | NEWPORT | 11 | SOUTHERN ELECTRIC POWER DISTRIBUTION PLC | OTHER | OTHER | DATA NOT AVAILABLE | DATA NOT AVAILABLE | DATA NOT AVAILABLE | 0.75 | DATA NOT AVAILABLE | DATA NOT AVAILABLE | DATA NOT AVAILABLE | DATA NOT AVAILABLE | DATA NOT AVAILABLE | DATA NOT AVAILABLE | DATA NOT AVAILABLE | DATA NOT AVAILABLE | DATA NOT AVAILABLE | DATA NOT AVAILABLE | DATA NOT AVAILABLE | DATA NOT AVAILABLE | DATA NOT AVAILABLE | CONNECTED | 0.6175 | 0.6175 | 0.65 | 0.2375 | 0.25 | DATA NOT AVAILABLE | DATA NOT AVAILABLE | DATA NOT AVAILABLE | DATA NOT AVAILABLE | DATA NOT AVAILABLE | DATA NOT AVAILABLE | DATA NOT AVAILABLE | DATA NOT AVAILABLE | DATA NOT AVAILABLE | DATA NOT AVAILABLE | DATA NOT AVAILABLE | DATA NOT AVAILABLE | DATA NOT AVAILABLE | DATA NOT AVAILABLE | 2023-08-10
2000056452075 | DATA NOT AVAILABLE | DATA NOT AVAILABLE | DATA NOT AVAILABLE | DATA NOT AVAILABLE | DATA NOT AVAILABLE | DATA NOT AVAILABLE | DATA NOT AVAILABLE | DATA NOT AVAILABLE | ENGLAND | DATA NOT AVAILABLE | DATA NOT AVAILABLE | DATA NOT AVAILABLE | DATA NOT AVAILABLE | DATA NOT AVAILABLE | DATA NOT AVAILABLE | SOUTHERN ELECTRIC POWER DISTRIBUTION PLC | DATA NOT AVAILABLE | DATA NOT AVAILABLE | DATA NOT AVAILABLE | DATA NOT AVAILABLE | DATA NOT AVAILABLE | DATA NOT AVAILABLE | DATA NOT AVAILABLE | DATA NOT AVAILABLE | DATA NOT AVAILABLE | DATA NOT AVAILABLE | DATA NOT AVAILABLE | DATA NOT AVAILABLE | DATA NOT AVAILABLE | DATA NOT AVAILABLE | DATA NOT AVAILABLE | DATA NOT AVAILABLE | DATA NOT AVAILABLE | DATA NOT AVAILABLE | DATA NOT AVAILABLE | CONNECTED | 0.2375 | 0.2375 | 0.25 | DATA NOT AVAILABLE | DATA NOT AVAILABLE | DATA NOT AVAILABLE | DATA NOT AVAILABLE | DATA NOT AVAILABLE | DATA NOT AVAILABLE | DATA NOT AVAILABLE | DATA NOT AVAILABLE | DATA NOT AVAILABLE | DATA NOT AVAILABLE | DATA NOT AVAILABLE | DATA NOT AVAILABLE | DATA NOT AVAILABLE | DATA NOT AVAILABLE | DATA NOT AVAILABLE | DATA NOT AVAILABLE | 2023-08-10
2000056453654 | DATA NOT AVAILABLE | DATA NOT AVAILABLE | CHRISTCHURCH SWITCHING GEN | DATA NOT AVAILABLE | STONEY LANE | CHRISTCHURCH | HAMPSHIRE | BH23 7LG | ENGLAND | 416328 | 93964 | MANNINGTON GSP | CHRISTCHURCH | SOMERFORD | 11 | SOUTHERN ELECTRIC POWER DISTRIBUTION PLC | OTHER | OTHER | DATA NOT AVAILABLE | DATA NOT AVAILABLE | DATA NOT AVAILABLE | 1 | DATA NOT AVAILABLE | DATA NOT AVAILABLE | DATA NOT AVAILABLE | DATA NOT AVAILABLE | DATA NOT AVAILABLE | DATA NOT AVAILABLE | DATA NOT AVAILABLE | DATA NOT AVAILABLE | DATA NOT AVAILABLE | DATA NOT AVAILABLE | DATA NOT AVAILABLE | DATA NOT AVAILABLE | DATA NOT AVAILABLE | CONNECTED | 0.95 | 0.95 | 1 | 0 | 0 | DATA NOT AVAILABLE | DATA NOT AVAILABLE | DATA NOT AVAILABLE | DATA NOT AVAILABLE | DATA NOT AVAILABLE | DATA NOT AVAILABLE | DATA NOT AVAILABLE | DATA NOT AVAILABLE | DATA NOT AVAILABLE | DATA NOT AVAILABLE | DATA NOT AVAILABLE | DATA NOT AVAILABLE | DATA NOT AVAILABLE | DATA NOT AVAILABLE | 2023-08-10
2000056463235 | DATA NOT AVAILABLE | LONG NEWTON DAIRY FARM | R W HOBBS | DATA NOT AVAILABLE | HOME FARM | LECHLADE | OXFORDSHIRE | GL7 3HD | ENGLAND | 424567 | 199327 | MELKSHAM GSP | CHIPPENHAM | TETBURY | 11 | SOUTHERN ELECTRIC POWER DISTRIBUTION PLC | SOLAR | PHOTOVOLTAIC | DATA NOT AVAILABLE | DATA NOT AVAILABLE | DATA NOT AVAILABLE | 0.544 | DATA NOT AVAILABLE | DATA NOT AVAILABLE | DATA NOT AVAILABLE | DATA NOT AVAILABLE | DATA NOT AVAILABLE | DATA NOT AVAILABLE | DATA NOT AVAILABLE | DATA NOT AVAILABLE | DATA NOT AVAILABLE | DATA NOT AVAILABLE | DATA NOT AVAILABLE | DATA NOT AVAILABLE | DATA NOT AVAILABLE | CONNECTED | 0.5168 | 0.5168 | 0.544 | 0.0475 | 0.05 | 2015-12-08 | DATA NOT AVAILABLE | DATA NOT AVAILABLE | DATA NOT AVAILABLE | DATA NOT AVAILABLE | DATA NOT AVAILABLE | DATA NOT AVAILABLE | DATA NOT AVAILABLE | DATA NOT AVAILABLE | DATA NOT AVAILABLE | DATA NOT AVAILABLE | DATA NOT AVAILABLE | DATA NOT AVAILABLE | DATA NOT AVAILABLE | 2023-08-10
2000056476340 | DATA NOT AVAILABLE | DATA NOT AVAILABLE | DATA NOT AVAILABLE | DATA NOT AVAILABLE | DATA NOT AVAILABLE | DATA NOT AVAILABLE | DATA NOT AVAILABLE | DATA NOT AVAILABLE | ENGLAND | DATA NOT AVAILABLE | DATA NOT AVAILABLE | DATA NOT AVAILABLE | DATA NOT AVAILABLE | DATA NOT AVAILABLE | DATA NOT AVAILABLE | SOUTHERN ELECTRIC POWER DISTRIBUTION PLC | DATA NOT AVAILABLE | DATA NOT AVAILABLE | DATA NOT AVAILABLE | DATA NOT AVAILABLE | DATA NOT AVAILABLE | DATA NOT AVAILABLE | DATA NOT AVAILABLE | DATA NOT AVAILABLE | DATA NOT AVAILABLE | DATA NOT AVAILABLE | DATA NOT AVAILABLE | DATA NOT AVAILABLE | DATA NOT AVAILABLE | DATA NOT AVAILABLE | DATA NOT AVAILABLE | DATA NOT AVAILABLE | DATA NOT AVAILABLE | DATA NOT AVAILABLE | DATA NOT AVAILABLE | CONNECTED | 0.095 | 0.095 | 0.1 | DATA NOT AVAILABLE | DATA NOT AVAILABLE | DATA NOT AVAILABLE | DATA NOT AVAILABLE | DATA NOT AVAILABLE | DATA NOT AVAILABLE | DATA NOT AVAILABLE | DATA NOT AVAILABLE | DATA NOT AVAILABLE | DATA NOT AVAILABLE | DATA NOT AVAILABLE | DATA NOT AVAILABLE | DATA NOT AVAILABLE | DATA NOT AVAILABLE | DATA NOT AVAILABLE | DATA NOT AVAILABLE | 2023-08-10
2000056477238 | DATA NOT AVAILABLE | DATA NOT AVAILABLE | DATA NOT AVAILABLE | DATA NOT AVAILABLE | DATA NOT AVAILABLE | DATA NOT AVAILABLE | DATA NOT AVAILABLE | DATA NOT AVAILABLE | ENGLAND | DATA NOT AVAILABLE | DATA NOT AVAILABLE | DATA NOT AVAILABLE | DATA NOT AVAILABLE | DATA NOT AVAILABLE | DATA NOT AVAILABLE | SOUTHERN ELECTRIC POWER DISTRIBUTION PLC | DATA NOT AVAILABLE | DATA NOT AVAILABLE | DATA NOT AVAILABLE | DATA NOT AVAILABLE | DATA NOT AVAILABLE | DATA NOT AVAILABLE | DATA NOT AVAILABLE | DATA NOT AVAILABLE | DATA NOT AVAILABLE | DATA NOT AVAILABLE | DATA NOT AVAILABLE | DATA NOT AVAILABLE | DATA NOT AVAILABLE | DATA NOT AVAILABLE | DATA NOT AVAILABLE | DATA NOT AVAILABLE | DATA NOT AVAILABLE | DATA NOT AVAILABLE | DATA NOT AVAILABLE | CONNECTED | 0.57 | 0.57 | 0.6 | DATA NOT AVAILABLE | DATA NOT AVAILABLE | DATA NOT AVAILABLE | DATA NOT AVAILABLE | DATA NOT AVAILABLE | DATA NOT AVAILABLE | DATA NOT AVAILABLE | DATA NOT AVAILABLE | DATA NOT AVAILABLE | DATA NOT AVAILABLE | DATA NOT AVAILABLE | DATA NOT AVAILABLE | DATA NOT AVAILABLE | DATA NOT AVAILABLE | DATA NOT AVAILABLE | DATA NOT AVAILABLE | 2023-08-10
2000056477414 | DATA NOT AVAILABLE | DATA NOT AVAILABLE | DATA NOT AVAILABLE | DATA NOT AVAILABLE | DATA NOT AVAILABLE | DATA NOT AVAILABLE | DATA NOT AVAILABLE | DATA NOT AVAILABLE | ENGLAND | DATA NOT AVAILABLE | DATA NOT AVAILABLE | DATA NOT AVAILABLE | DATA NOT AVAILABLE | DATA NOT AVAILABLE | DATA NOT AVAILABLE | SOUTHERN ELECTRIC POWER DISTRIBUTION PLC | SOLAR | PHOTOVOLTAIC | DATA NOT AVAILABLE | DATA NOT AVAILABLE | DATA NOT AVAILABLE | 0.25 | DATA NOT AVAILABLE | DATA NOT AVAILABLE | DATA NOT AVAILABLE | DATA NOT AVAILABLE | DATA NOT AVAILABLE | DATA NOT AVAILABLE | DATA NOT AVAILABLE | DATA NOT AVAILABLE | DATA NOT AVAILABLE | DATA NOT AVAILABLE | DATA NOT AVAILABLE | DATA NOT AVAILABLE | DATA NOT AVAILABLE | CONNECTED | 0.2375 | 0.2375 | 0.25 | 0.4275 | 0.45 | DATA NOT AVAILABLE | DATA NOT AVAILABLE | DATA NOT AVAILABLE | DATA NOT AVAILABLE | DATA NOT AVAILABLE | DATA NOT AVAILABLE | DATA NOT AVAILABLE | DATA NOT AVAILABLE | DATA NOT AVAILABLE | DATA NOT AVAILABLE | DATA NOT AVAILABLE | DATA NOT AVAILABLE | DATA NOT AVAILABLE | DATA NOT AVAILABLE | 2023-08-10
2000056478064 | DATA NOT AVAILABLE | DATA NOT AVAILABLE | DATA NOT AVAILABLE | DATA NOT AVAILABLE | DATA NOT AVAILABLE | DATA NOT AVAILABLE | DATA NOT AVAILABLE | DATA NOT AVAILABLE | ENGLAND | DATA NOT AVAILABLE | DATA NOT AVAILABLE | DATA NOT AVAILABLE | DATA NOT AVAILABLE | DATA NOT AVAILABLE | DATA NOT AVAILABLE | SOUTHERN ELECTRIC POWER DISTRIBUTION PLC | DATA NOT AVAILABLE | DATA NOT AVAILABLE | DATA NOT AVAILABLE | DATA NOT AVAILABLE | DATA NOT AVAILABLE | DATA NOT AVAILABLE | DATA NOT AVAILABLE | DATA NOT AVAILABLE | DATA NOT AVAILABLE | DATA NOT AVAILABLE | DATA NOT AVAILABLE | DATA NOT AVAILABLE | DATA NOT AVAILABLE | DATA NOT AVAILABLE | DATA NOT AVAILABLE | DATA NOT AVAILABLE | DATA NOT AVAILABLE | DATA NOT AVAILABLE | DATA NOT AVAILABLE | CONNECTED | 0.1425 | 0.1425 | 0.15 | DATA NOT AVAILABLE | DATA NOT AVAILABLE | DATA NOT AVAILABLE | DATA NOT AVAILABLE | DATA NOT AVAILABLE | DATA NOT AVAILABLE | DATA NOT AVAILABLE | DATA NOT AVAILABLE | DATA NOT AVAILABLE | DATA NOT AVAILABLE | DATA NOT AVAILABLE | DATA NOT AVAILABLE | DATA NOT AVAILABLE | DATA NOT AVAILABLE | DATA NOT AVAILABLE | DATA NOT AVAILABLE | 2023-08-10
2000056483932 | DATA NOT AVAILABLE | CHURCH COTTAGE FARM | NORTH FIELD PV | DATA NOT AVAILABLE | DATA NOT AVAILABLE | TUFTON | HAMPSHIRE | RG28 7RF | ENGLAND | 445789 | 146743 | MELKSHAM GSP | ANDOVER | WHITCHURCH | 11 | SOUTHERN ELECTRIC POWER DISTRIBUTION PLC | SOLAR | PHOTOVOLTAIC | DATA NOT AVAILABLE | DATA NOT AVAILABLE | DATA NOT AVAILABLE | 0.2 | DATA NOT AVAILABLE | DATA NOT AVAILABLE | DATA NOT AVAILABLE | DATA NOT AVAILABLE | DATA NOT AVAILABLE | DATA NOT AVAILABLE | DATA NOT AVAILABLE | DATA NOT AVAILABLE | DATA NOT AVAILABLE | DATA NOT AVAILABLE | DATA NOT AVAILABLE | DATA NOT AVAILABLE | DATA NOT AVAILABLE | CONNECTED | 0.19 | 0.19 | 0.2 | 0.019 | 0.02 | 2016-02-09 | DATA NOT AVAILABLE | DATA NOT AVAILABLE | DATA NOT AVAILABLE | DATA NOT AVAILABLE | DATA NOT AVAILABLE | DATA NOT AVAILABLE | DATA NOT AVAILABLE | DATA NOT AVAILABLE | DATA NOT AVAILABLE | DATA NOT AVAILABLE | DATA NOT AVAILABLE | DATA NOT AVAILABLE | DATA NOT AVAILABLE | 2023-08-10
2000056484332 | DATA NOT AVAILABLE | DAVID FOOT LIMITED | BAYARD DAIRY | BAYARD BARN | GOULDS HILL | WEYMOUTH | DORSET | DT3 4EL | ENGLAND | 366060 | 85618 | DATA NOT AVAILABLE | DATA NOT AVAILABLE | DATA NOT AVAILABLE | DATA NOT AVAILABLE | SOUTHERN ELECTRIC POWER DISTRIBUTION PLC | SOLAR | PHOTOVOLTAIC | DATA NOT AVAILABLE | DATA NOT AVAILABLE | DATA NOT AVAILABLE | 0.25 | DATA NOT AVAILABLE | DATA NOT AVAILABLE | DATA NOT AVAILABLE | DATA NOT AVAILABLE | DATA NOT AVAILABLE | DATA NOT AVAILABLE | DATA NOT AVAILABLE | DATA NOT AVAILABLE | DATA NOT AVAILABLE | DATA NOT AVAILABLE | DATA NOT AVAILABLE | DATA NOT AVAILABLE | DATA NOT AVAILABLE | CONNECTED | 0.19 | 0.19 | 0.2 | 0 | 0 | DATA NOT AVAILABLE | DATA NOT AVAILABLE | DATA NOT AVAILABLE | DATA NOT AVAILABLE | DATA NOT AVAILABLE | DATA NOT AVAILABLE | DATA NOT AVAILABLE | DATA NOT AVAILABLE | DATA NOT AVAILABLE | DATA NOT AVAILABLE | DATA NOT AVAILABLE | DATA NOT AVAILABLE | DATA NOT AVAILABLE | DATA NOT AVAILABLE | 2023-08-10
2000056486818 | DATA NOT AVAILABLE | DATA NOT AVAILABLE | DATA NOT AVAILABLE | DATA NOT AVAILABLE | DATA NOT AVAILABLE | DATA NOT AVAILABLE | DATA NOT AVAILABLE | DATA NOT AVAILABLE | ENGLAND | DATA NOT AVAILABLE | DATA NOT AVAILABLE | DATA NOT AVAILABLE | DATA NOT AVAILABLE | DATA NOT AVAILABLE | DATA NOT AVAILABLE | SOUTHERN ELECTRIC POWER DISTRIBUTION PLC | DATA NOT AVAILABLE | DATA NOT AVAILABLE | DATA NOT AVAILABLE | DATA NOT AVAILABLE | DATA NOT AVAILABLE | DATA NOT AVAILABLE | DATA NOT AVAILABLE | DATA NOT AVAILABLE | DATA NOT AVAILABLE | DATA NOT AVAILABLE | DATA NOT AVAILABLE | DATA NOT AVAILABLE | DATA NOT AVAILABLE | DATA NOT AVAILABLE | DATA NOT AVAILABLE | DATA NOT AVAILABLE | DATA NOT AVAILABLE | DATA NOT AVAILABLE | DATA NOT AVAILABLE | CONNECTED | 0.1425 | 0.1425 | 0.15 | DATA NOT AVAILABLE | DATA NOT AVAILABLE | DATA NOT AVAILABLE | DATA NOT AVAILABLE | DATA NOT AVAILABLE | DATA NOT AVAILABLE | DATA NOT AVAILABLE | DATA NOT AVAILABLE | DATA NOT AVAILABLE | DATA NOT AVAILABLE | DATA NOT AVAILABLE | DATA NOT AVAILABLE | DATA NOT AVAILABLE | DATA NOT AVAILABLE | DATA NOT AVAILABLE | DATA NOT AVAILABLE | 2023-08-10
2000056493443 | DATA NOT AVAILABLE | DATA NOT AVAILABLE | DATA NOT AVAILABLE | DATA NOT AVAILABLE | DATA NOT AVAILABLE | DATA NOT AVAILABLE | DATA NOT AVAILABLE | DATA NOT AVAILABLE | ENGLAND | DATA NOT AVAILABLE | DATA NOT AVAILABLE | DATA NOT AVAILABLE | DATA NOT AVAILABLE | DATA NOT AVAILABLE | DATA NOT AVAILABLE | SOUTHERN ELECTRIC POWER DISTRIBUTION PLC | DATA NOT AVAILABLE | DATA NOT AVAILABLE | DATA NOT AVAILABLE | DATA NOT AVAILABLE | DATA NOT AVAILABLE | DATA NOT AVAILABLE | DATA NOT AVAILABLE | DATA NOT AVAILABLE | DATA NOT AVAILABLE | DATA NOT AVAILABLE | DATA NOT AVAILABLE | DATA NOT AVAILABLE | DATA NOT AVAILABLE | DATA NOT AVAILABLE | DATA NOT AVAILABLE | DATA NOT AVAILABLE | DATA NOT AVAILABLE | DATA NOT AVAILABLE | DATA NOT AVAILABLE | CONNECTED | 0.2375 | 0.2375 | 0.25 | DATA NOT AVAILABLE | DATA NOT AVAILABLE | DATA NOT AVAILABLE | DATA NOT AVAILABLE | DATA NOT AVAILABLE | DATA NOT AVAILABLE | DATA NOT AVAILABLE | DATA NOT AVAILABLE | DATA NOT AVAILABLE | DATA NOT AVAILABLE | DATA NOT AVAILABLE | DATA NOT AVAILABLE | DATA NOT AVAILABLE | DATA NOT AVAILABLE | DATA NOT AVAILABLE | DATA NOT AVAILABLE | 2023-08-10
2000056495469 | DATA NOT AVAILABLE | DATA NOT AVAILABLE | DATA NOT AVAILABLE | DATA NOT AVAILABLE | DATA NOT AVAILABLE | DATA NOT AVAILABLE | DATA NOT AVAILABLE | DATA NOT AVAILABLE | ENGLAND | DATA NOT AVAILABLE | DATA NOT AVAILABLE | DATA NOT AVAILABLE | DATA NOT AVAILABLE | DATA NOT AVAILABLE | DATA NOT AVAILABLE | SOUTHERN ELECTRIC POWER DISTRIBUTION PLC | DATA NOT AVAILABLE | DATA NOT AVAILABLE | DATA NOT AVAILABLE | DATA NOT AVAILABLE | DATA NOT AVAILABLE | DATA NOT AVAILABLE | DATA NOT AVAILABLE | DATA NOT AVAILABLE | DATA NOT AVAILABLE | DATA NOT AVAILABLE | DATA NOT AVAILABLE | DATA NOT AVAILABLE | DATA NOT AVAILABLE | DATA NOT AVAILABLE | DATA NOT AVAILABLE | DATA NOT AVAILABLE | DATA NOT AVAILABLE | DATA NOT AVAILABLE | DATA NOT AVAILABLE | CONNECTED | 0.095 | 0.095 | 0.1 | DATA NOT AVAILABLE | DATA NOT AVAILABLE | DATA NOT AVAILABLE | DATA NOT AVAILABLE | DATA NOT AVAILABLE | DATA NOT AVAILABLE | DATA NOT AVAILABLE | DATA NOT AVAILABLE | DATA NOT AVAILABLE | DATA NOT AVAILABLE | DATA NOT AVAILABLE | DATA NOT AVAILABLE | DATA NOT AVAILABLE | DATA NOT AVAILABLE | DATA NOT AVAILABLE | DATA NOT AVAILABLE | 2023-08-10
2000056495539 | DATA NOT AVAILABLE | DATA NOT AVAILABLE | UNIT 1 | DATA NOT AVAILABLE | WALWORTH ROAD | ANDOVER | HAMPSHIRE | SP10 5LH | ENGLAND | 438194 | 146625 | MELKSHAM GSP | ANDOVER | ANDOVER EAST | 11 | SOUTHERN ELECTRIC POWER DISTRIBUTION PLC | SOLAR | PHOTOVOLTAIC | DATA NOT AVAILABLE | DATA NOT AVAILABLE | DATA NOT AVAILABLE | 0.225 | DATA NOT AVAILABLE | DATA NOT AVAILABLE | DATA NOT AVAILABLE | DATA NOT AVAILABLE | DATA NOT AVAILABLE | DATA NOT AVAILABLE | DATA NOT AVAILABLE | DATA NOT AVAILABLE | DATA NOT AVAILABLE | DATA NOT AVAILABLE | DATA NOT AVAILABLE | DATA NOT AVAILABLE | DATA NOT AVAILABLE | CONNECTED | 0.095 | 0.095 | 0.1 | 0 | 0 | DATA NOT AVAILABLE | DATA NOT AVAILABLE | DATA NOT AVAILABLE | DATA NOT AVAILABLE | DATA NOT AVAILABLE | DATA NOT AVAILABLE | DATA NOT AVAILABLE | DATA NOT AVAILABLE | DATA NOT AVAILABLE | DATA NOT AVAILABLE | DATA NOT AVAILABLE | DATA NOT AVAILABLE | DATA NOT AVAILABLE | DATA NOT AVAILABLE | 2023-08-10
2000056501100 | DATA NOT AVAILABLE | DATA NOT AVAILABLE | DATA NOT AVAILABLE | DATA NOT AVAILABLE | DATA NOT AVAILABLE | DATA NOT AVAILABLE | DATA NOT AVAILABLE | DATA NOT AVAILABLE | ENGLAND | DATA NOT AVAILABLE | DATA NOT AVAILABLE | DATA NOT AVAILABLE | DATA NOT AVAILABLE | DATA NOT AVAILABLE | DATA NOT AVAILABLE | SOUTHERN ELECTRIC POWER DISTRIBUTION PLC | DATA NOT AVAILABLE | DATA NOT AVAILABLE | DATA NOT AVAILABLE | DATA NOT AVAILABLE | DATA NOT AVAILABLE | DATA NOT AVAILABLE | DATA NOT AVAILABLE | DATA NOT AVAILABLE | DATA NOT AVAILABLE | DATA NOT AVAILABLE | DATA NOT AVAILABLE | DATA NOT AVAILABLE | DATA NOT AVAILABLE | DATA NOT AVAILABLE | DATA NOT AVAILABLE | DATA NOT AVAILABLE | DATA NOT AVAILABLE | DATA NOT AVAILABLE | DATA NOT AVAILABLE | CONNECTED | 0.2375 | 0.2375 | 0.25 | DATA NOT AVAILABLE | DATA NOT AVAILABLE | DATA NOT AVAILABLE | DATA NOT AVAILABLE | DATA NOT AVAILABLE | DATA NOT AVAILABLE | DATA NOT AVAILABLE | DATA NOT AVAILABLE | DATA NOT AVAILABLE | DATA NOT AVAILABLE | DATA NOT AVAILABLE | DATA NOT AVAILABLE | DATA NOT AVAILABLE | DATA NOT AVAILABLE | DATA NOT AVAILABLE | DATA NOT AVAILABLE | 2023-08-10
2000056504157 | DATA NOT AVAILABLE | DATA NOT AVAILABLE | DATA NOT AVAILABLE | DATA NOT AVAILABLE | DATA NOT AVAILABLE | DATA NOT AVAILABLE | DATA NOT AVAILABLE | DATA NOT AVAILABLE | ENGLAND | DATA NOT AVAILABLE | DATA NOT AVAILABLE | DATA NOT AVAILABLE | DATA NOT AVAILABLE | DATA NOT AVAILABLE | DATA NOT AVAILABLE | SOUTHERN ELECTRIC POWER DISTRIBUTION PLC | DATA NOT AVAILABLE | DATA NOT AVAILABLE | DATA NOT AVAILABLE | DATA NOT AVAILABLE | DATA NOT AVAILABLE | DATA NOT AVAILABLE | DATA NOT AVAILABLE | DATA NOT AVAILABLE | DATA NOT AVAILABLE | DATA NOT AVAILABLE | DATA NOT AVAILABLE | DATA NOT AVAILABLE | DATA NOT AVAILABLE | DATA NOT AVAILABLE | DATA NOT AVAILABLE | DATA NOT AVAILABLE | DATA NOT AVAILABLE | DATA NOT AVAILABLE | DATA NOT AVAILABLE | CONNECTED | 0.2375 | 0.2375 | 0.25 | DATA NOT AVAILABLE | DATA NOT AVAILABLE | DATA NOT AVAILABLE | DATA NOT AVAILABLE | DATA NOT AVAILABLE | DATA NOT AVAILABLE | DATA NOT AVAILABLE | DATA NOT AVAILABLE | DATA NOT AVAILABLE | DATA NOT AVAILABLE | DATA NOT AVAILABLE | DATA NOT AVAILABLE | DATA NOT AVAILABLE | DATA NOT AVAILABLE | DATA NOT AVAILABLE | DATA NOT AVAILABLE | 2023-08-10
2000056520619 | DATA NOT AVAILABLE | DATA NOT AVAILABLE | DATA NOT AVAILABLE | DATA NOT AVAILABLE | DATA NOT AVAILABLE | DATA NOT AVAILABLE | DATA NOT AVAILABLE | DATA NOT AVAILABLE | ENGLAND | DATA NOT AVAILABLE | DATA NOT AVAILABLE | DATA NOT AVAILABLE | DATA NOT AVAILABLE | DATA NOT AVAILABLE | DATA NOT AVAILABLE | SOUTHERN ELECTRIC POWER DISTRIBUTION PLC | DATA NOT AVAILABLE | DATA NOT AVAILABLE | DATA NOT AVAILABLE | DATA NOT AVAILABLE | DATA NOT AVAILABLE | DATA NOT AVAILABLE | DATA NOT AVAILABLE | DATA NOT AVAILABLE | DATA NOT AVAILABLE | DATA NOT AVAILABLE | DATA NOT AVAILABLE | DATA NOT AVAILABLE | DATA NOT AVAILABLE | DATA NOT AVAILABLE | DATA NOT AVAILABLE | DATA NOT AVAILABLE | DATA NOT AVAILABLE | DATA NOT AVAILABLE | DATA NOT AVAILABLE | CONNECTED | 0.2375 | 0.2375 | 0.25 | DATA NOT AVAILABLE | DATA NOT AVAILABLE | DATA NOT AVAILABLE | DATA NOT AVAILABLE | DATA NOT AVAILABLE | DATA NOT AVAILABLE | DATA NOT AVAILABLE | DATA NOT AVAILABLE | DATA NOT AVAILABLE | DATA NOT AVAILABLE | DATA NOT AVAILABLE | DATA NOT AVAILABLE | DATA NOT AVAILABLE | DATA NOT AVAILABLE | DATA NOT AVAILABLE | DATA NOT AVAILABLE | 2023-08-10
2000056525714 | DATA NOT AVAILABLE | DATA NOT AVAILABLE | DATA NOT AVAILABLE | DATA NOT AVAILABLE | DATA NOT AVAILABLE | DATA NOT AVAILABLE | DATA NOT AVAILABLE | DATA NOT AVAILABLE | ENGLAND | DATA NOT AVAILABLE | DATA NOT AVAILABLE | DATA NOT AVAILABLE | DATA NOT AVAILABLE | DATA NOT AVAILABLE | DATA NOT AVAILABLE | SOUTHERN ELECTRIC POWER DISTRIBUTION PLC | DATA NOT AVAILABLE | DATA NOT AVAILABLE | DATA NOT AVAILABLE | DATA NOT AVAILABLE | DATA NOT AVAILABLE | DATA NOT AVAILABLE | DATA NOT AVAILABLE | DATA NOT AVAILABLE | DATA NOT AVAILABLE | DATA NOT AVAILABLE | DATA NOT AVAILABLE | DATA NOT AVAILABLE | DATA NOT AVAILABLE | DATA NOT AVAILABLE | DATA NOT AVAILABLE | DATA NOT AVAILABLE | DATA NOT AVAILABLE | DATA NOT AVAILABLE | DATA NOT AVAILABLE | CONNECTED | 0.19 | 0.19 | 0.2 | DATA NOT AVAILABLE | DATA NOT AVAILABLE | DATA NOT AVAILABLE | DATA NOT AVAILABLE | DATA NOT AVAILABLE | DATA NOT AVAILABLE | DATA NOT AVAILABLE | DATA NOT AVAILABLE | DATA NOT AVAILABLE | DATA NOT AVAILABLE | DATA NOT AVAILABLE | DATA NOT AVAILABLE | DATA NOT AVAILABLE | DATA NOT AVAILABLE | DATA NOT AVAILABLE | DATA NOT AVAILABLE | 2023-08-10
2000056538839 | DATA NOT AVAILABLE | DATA NOT AVAILABLE | DATA NOT AVAILABLE | DATA NOT AVAILABLE | DATA NOT AVAILABLE | DATA NOT AVAILABLE | DATA NOT AVAILABLE | DATA NOT AVAILABLE | ENGLAND | DATA NOT AVAILABLE | DATA NOT AVAILABLE | DATA NOT AVAILABLE | DATA NOT AVAILABLE | DATA NOT AVAILABLE | DATA NOT AVAILABLE | SOUTHERN ELECTRIC POWER DISTRIBUTION PLC | DATA NOT AVAILABLE | DATA NOT AVAILABLE | DATA NOT AVAILABLE | DATA NOT AVAILABLE | DATA NOT AVAILABLE | DATA NOT AVAILABLE | DATA NOT AVAILABLE | DATA NOT AVAILABLE | DATA NOT AVAILABLE | DATA NOT AVAILABLE | DATA NOT AVAILABLE | DATA NOT AVAILABLE | DATA NOT AVAILABLE | DATA NOT AVAILABLE | DATA NOT AVAILABLE | DATA NOT AVAILABLE | DATA NOT AVAILABLE | DATA NOT AVAILABLE | DATA NOT AVAILABLE | CONNECTED | 0.0665 | 0.0665 | 0.07 | DATA NOT AVAILABLE | DATA NOT AVAILABLE | DATA NOT AVAILABLE | DATA NOT AVAILABLE | DATA NOT AVAILABLE | DATA NOT AVAILABLE | DATA NOT AVAILABLE | DATA NOT AVAILABLE | DATA NOT AVAILABLE | DATA NOT AVAILABLE | DATA NOT AVAILABLE | DATA NOT AVAILABLE | DATA NOT AVAILABLE | DATA NOT AVAILABLE | DATA NOT AVAILABLE | DATA NOT AVAILABLE | 2023-08-10
2000056540457 | DATA NOT AVAILABLE | DATA NOT AVAILABLE | DATA NOT AVAILABLE | DATA NOT AVAILABLE | DATA NOT AVAILABLE | DATA NOT AVAILABLE | DATA NOT AVAILABLE | DATA NOT AVAILABLE | ENGLAND | DATA NOT AVAILABLE | DATA NOT AVAILABLE | DATA NOT AVAILABLE | DATA NOT AVAILABLE | DATA NOT AVAILABLE | DATA NOT AVAILABLE | SOUTHERN ELECTRIC POWER DISTRIBUTION PLC | DATA NOT AVAILABLE | DATA NOT AVAILABLE | DATA NOT AVAILABLE | DATA NOT AVAILABLE | DATA NOT AVAILABLE | DATA NOT AVAILABLE | DATA NOT AVAILABLE | DATA NOT AVAILABLE | DATA NOT AVAILABLE | DATA NOT AVAILABLE | DATA NOT AVAILABLE | DATA NOT AVAILABLE | DATA NOT AVAILABLE | DATA NOT AVAILABLE | DATA NOT AVAILABLE | DATA NOT AVAILABLE | DATA NOT AVAILABLE | DATA NOT AVAILABLE | DATA NOT AVAILABLE | CONNECTED | 0.2375 | 0.2375 | 0.25 | DATA NOT AVAILABLE | DATA NOT AVAILABLE | DATA NOT AVAILABLE | DATA NOT AVAILABLE | DATA NOT AVAILABLE | DATA NOT AVAILABLE | DATA NOT AVAILABLE | DATA NOT AVAILABLE | DATA NOT AVAILABLE | DATA NOT AVAILABLE | DATA NOT AVAILABLE | DATA NOT AVAILABLE | DATA NOT AVAILABLE | DATA NOT AVAILABLE | DATA NOT AVAILABLE | DATA NOT AVAILABLE | 2023-08-10
2000056540971 | DATA NOT AVAILABLE | DATA NOT AVAILABLE | DATA NOT AVAILABLE | DATA NOT AVAILABLE | DATA NOT AVAILABLE | DATA NOT AVAILABLE | DATA NOT AVAILABLE | DATA NOT AVAILABLE | ENGLAND | DATA NOT AVAILABLE | DATA NOT AVAILABLE | DATA NOT AVAILABLE | DATA NOT AVAILABLE | DATA NOT AVAILABLE | DATA NOT AVAILABLE | SOUTHERN ELECTRIC POWER DISTRIBUTION PLC | SOLAR | PHOTOVOLTAIC | DATA NOT AVAILABLE | DATA NOT AVAILABLE | DATA NOT AVAILABLE | 0.108 | DATA NOT AVAILABLE | DATA NOT AVAILABLE | DATA NOT AVAILABLE | DATA NOT AVAILABLE | DATA NOT AVAILABLE | DATA NOT AVAILABLE | DATA NOT AVAILABLE | DATA NOT AVAILABLE | DATA NOT AVAILABLE | DATA NOT AVAILABLE | DATA NOT AVAILABLE | DATA NOT AVAILABLE | DATA NOT AVAILABLE | CONNECTED | 0.1026 | 0.1026 | 0.108 | 0 | 0 | DATA NOT AVAILABLE | DATA NOT AVAILABLE | DATA NOT AVAILABLE | DATA NOT AVAILABLE | DATA NOT AVAILABLE | DATA NOT AVAILABLE | DATA NOT AVAILABLE | DATA NOT AVAILABLE | DATA NOT AVAILABLE | DATA NOT AVAILABLE | DATA NOT AVAILABLE | DATA NOT AVAILABLE | DATA NOT AVAILABLE | DATA NOT AVAILABLE | 2023-08-10
2000056541042 | DATA NOT AVAILABLE | PENNINGTON SOLAR LTD | EFFORD LANE FILL SITE PV | DATA NOT AVAILABLE | DATA NOT AVAILABLE | LYMINGTON | HAMPSHIRE | SO41 8QZ | ENGLAND | 430923 | 93325 | MANNINGTON GSP | ARNEWOOD | LYMINGTON | 11 | SOUTHERN ELECTRIC POWER DISTRIBUTION PLC | SOLAR | PHOTOVOLTAIC | DATA NOT AVAILABLE | DATA NOT AVAILABLE | DATA NOT AVAILABLE | 2 | DATA NOT AVAILABLE | DATA NOT AVAILABLE | DATA NOT AVAILABLE | DATA NOT AVAILABLE | DATA NOT AVAILABLE | DATA NOT AVAILABLE | DATA NOT AVAILABLE | DATA NOT AVAILABLE | DATA NOT AVAILABLE | DATA NOT AVAILABLE | DATA NOT AVAILABLE | DATA NOT AVAILABLE | DATA NOT AVAILABLE | CONNECTED | 0.95 | 0.95 | 1 | 0 | 0 | 2016-04-27 | DATA NOT AVAILABLE | DATA NOT AVAILABLE | DATA NOT AVAILABLE | DATA NOT AVAILABLE | DATA NOT AVAILABLE | DATA NOT AVAILABLE | DATA NOT AVAILABLE | DATA NOT AVAILABLE | DATA NOT AVAILABLE | DATA NOT AVAILABLE | DATA NOT AVAILABLE | DATA NOT AVAILABLE | DATA NOT AVAILABLE | 2023-08-10
2000056548776 | DATA NOT AVAILABLE | DATA NOT AVAILABLE | DATA NOT AVAILABLE | DATA NOT AVAILABLE | DATA NOT AVAILABLE | DATA NOT AVAILABLE | DATA NOT AVAILABLE | DATA NOT AVAILABLE | ENGLAND | DATA NOT AVAILABLE | DATA NOT AVAILABLE | DATA NOT AVAILABLE | DATA NOT AVAILABLE | DATA NOT AVAILABLE | DATA NOT AVAILABLE | SOUTHERN ELECTRIC POWER DISTRIBUTION PLC | DATA NOT AVAILABLE | DATA NOT AVAILABLE | DATA NOT AVAILABLE | DATA NOT AVAILABLE | DATA NOT AVAILABLE | DATA NOT AVAILABLE | DATA NOT AVAILABLE | DATA NOT AVAILABLE | DATA NOT AVAILABLE | DATA NOT AVAILABLE | DATA NOT AVAILABLE | DATA NOT AVAILABLE | DATA NOT AVAILABLE | DATA NOT AVAILABLE | DATA NOT AVAILABLE | DATA NOT AVAILABLE | DATA NOT AVAILABLE | DATA NOT AVAILABLE | DATA NOT AVAILABLE | CONNECTED | 0.152 | 0.152 | 0.16 | DATA NOT AVAILABLE | DATA NOT AVAILABLE | DATA NOT AVAILABLE | DATA NOT AVAILABLE | DATA NOT AVAILABLE | DATA NOT AVAILABLE | DATA NOT AVAILABLE | DATA NOT AVAILABLE | DATA NOT AVAILABLE | DATA NOT AVAILABLE | DATA NOT AVAILABLE | DATA NOT AVAILABLE | DATA NOT AVAILABLE | DATA NOT AVAILABLE | DATA NOT AVAILABLE | DATA NOT AVAILABLE | 2023-08-10
2000056551991 | DATA NOT AVAILABLE | DATA NOT AVAILABLE | DATA NOT AVAILABLE | DATA NOT AVAILABLE | DATA NOT AVAILABLE | DATA NOT AVAILABLE | DATA NOT AVAILABLE | DATA NOT AVAILABLE | ENGLAND | DATA NOT AVAILABLE | DATA NOT AVAILABLE | DATA NOT AVAILABLE | DATA NOT AVAILABLE | DATA NOT AVAILABLE | DATA NOT AVAILABLE | SOUTHERN ELECTRIC POWER DISTRIBUTION PLC | DATA NOT AVAILABLE | DATA NOT AVAILABLE | DATA NOT AVAILABLE | DATA NOT AVAILABLE | DATA NOT AVAILABLE | DATA NOT AVAILABLE | DATA NOT AVAILABLE | DATA NOT AVAILABLE | DATA NOT AVAILABLE | DATA NOT AVAILABLE | DATA NOT AVAILABLE | DATA NOT AVAILABLE | DATA NOT AVAILABLE | DATA NOT AVAILABLE | DATA NOT AVAILABLE | DATA NOT AVAILABLE | DATA NOT AVAILABLE | DATA NOT AVAILABLE | DATA NOT AVAILABLE | CONNECTED | 0.38 | 0.38 | 0.4 | DATA NOT AVAILABLE | DATA NOT AVAILABLE | DATA NOT AVAILABLE | DATA NOT AVAILABLE | DATA NOT AVAILABLE | DATA NOT AVAILABLE | DATA NOT AVAILABLE | DATA NOT AVAILABLE | DATA NOT AVAILABLE | DATA NOT AVAILABLE | DATA NOT AVAILABLE | DATA NOT AVAILABLE | DATA NOT AVAILABLE | DATA NOT AVAILABLE | DATA NOT AVAILABLE | DATA NOT AVAILABLE | 2023-08-10
2000056617826 | DATA NOT AVAILABLE | DATA NOT AVAILABLE | DATA NOT AVAILABLE | DATA NOT AVAILABLE | DATA NOT AVAILABLE | DATA NOT AVAILABLE | DATA NOT AVAILABLE | DATA NOT AVAILABLE | ENGLAND | DATA NOT AVAILABLE | DATA NOT AVAILABLE | DATA NOT AVAILABLE | DATA NOT AVAILABLE | DATA NOT AVAILABLE | DATA NOT AVAILABLE | SOUTHERN ELECTRIC POWER DISTRIBUTION PLC | DATA NOT AVAILABLE | DATA NOT AVAILABLE | DATA NOT AVAILABLE | DATA NOT AVAILABLE | DATA NOT AVAILABLE | DATA NOT AVAILABLE | DATA NOT AVAILABLE | DATA NOT AVAILABLE | DATA NOT AVAILABLE | DATA NOT AVAILABLE | DATA NOT AVAILABLE | DATA NOT AVAILABLE | DATA NOT AVAILABLE | DATA NOT AVAILABLE | DATA NOT AVAILABLE | DATA NOT AVAILABLE | DATA NOT AVAILABLE | DATA NOT AVAILABLE | DATA NOT AVAILABLE | CONNECTED | 0.16625 | 0.16625 | 0.175 | DATA NOT AVAILABLE | DATA NOT AVAILABLE | DATA NOT AVAILABLE | DATA NOT AVAILABLE | DATA NOT AVAILABLE | DATA NOT AVAILABLE | DATA NOT AVAILABLE | DATA NOT AVAILABLE | DATA NOT AVAILABLE | DATA NOT AVAILABLE | DATA NOT AVAILABLE | DATA NOT AVAILABLE | DATA NOT AVAILABLE | DATA NOT AVAILABLE | DATA NOT AVAILABLE | DATA NOT AVAILABLE | 2023-08-10
2000056642887 | DATA NOT AVAILABLE | COOP PPA SITES | DATA NOT AVAILABLE | BOTLEY COUNTY PRIMARY SCHOOL | ELMS ROAD | OXFORD | OXFORDSHIRE | OX2 9JZ | ENGLAND | 448513 | 206247 | COWLEY GSP | OXFORD | OXFORD | 33 | SOUTHERN ELECTRIC POWER DISTRIBUTION PLC | DATA NOT AVAILABLE | DATA NOT AVAILABLE | DATA NOT AVAILABLE | DATA NOT AVAILABLE | DATA NOT AVAILABLE | DATA NOT AVAILABLE | DATA NOT AVAILABLE | DATA NOT AVAILABLE | DATA NOT AVAILABLE | DATA NOT AVAILABLE | DATA NOT AVAILABLE | DATA NOT AVAILABLE | DATA NOT AVAILABLE | DATA NOT AVAILABLE | DATA NOT AVAILABLE | DATA NOT AVAILABLE | DATA NOT AVAILABLE | DATA NOT AVAILABLE | DATA NOT AVAILABLE | CONNECTED | 0.10925 | 0.10925 | 0.115 | DATA NOT AVAILABLE | DATA NOT AVAILABLE | DATA NOT AVAILABLE | DATA NOT AVAILABLE | DATA NOT AVAILABLE | DATA NOT AVAILABLE | DATA NOT AVAILABLE | DATA NOT AVAILABLE | DATA NOT AVAILABLE | DATA NOT AVAILABLE | DATA NOT AVAILABLE | DATA NOT AVAILABLE | DATA NOT AVAILABLE | DATA NOT AVAILABLE | DATA NOT AVAILABLE | DATA NOT AVAILABLE | 2023-08-10
2000056644430 | DATA NOT AVAILABLE | DATA NOT AVAILABLE | SLOUGH STW | RMU 1 | WOOD LANE | SLOUGH | BERKSHIRE | DATA NOT AVAILABLE | ENGLAND | DATA NOT AVAILABLE | DATA NOT AVAILABLE | IVER 132KV | CHALVEY | CHALVEY | 11 | SOUTHERN ELECTRIC POWER DISTRIBUTION PLC | DATA NOT AVAILABLE | DATA NOT AVAILABLE | DATA NOT AVAILABLE | DATA NOT AVAILABLE | DATA NOT AVAILABLE | DATA NOT AVAILABLE | DATA NOT AVAILABLE | DATA NOT AVAILABLE | DATA NOT AVAILABLE | DATA NOT AVAILABLE | DATA NOT AVAILABLE | DATA NOT AVAILABLE | DATA NOT AVAILABLE | DATA NOT AVAILABLE | DATA NOT AVAILABLE | DATA NOT AVAILABLE | DATA NOT AVAILABLE | DATA NOT AVAILABLE | DATA NOT AVAILABLE | CONNECTED | 0.285 | 0.285 | 0.3 | DATA NOT AVAILABLE | DATA NOT AVAILABLE | DATA NOT AVAILABLE | DATA NOT AVAILABLE | DATA NOT AVAILABLE | DATA NOT AVAILABLE | DATA NOT AVAILABLE | DATA NOT AVAILABLE | DATA NOT AVAILABLE | DATA NOT AVAILABLE | DATA NOT AVAILABLE | DATA NOT AVAILABLE | DATA NOT AVAILABLE | DATA NOT AVAILABLE | DATA NOT AVAILABLE | DATA NOT AVAILABLE | 2023-08-10
2000056644500 | DATA NOT AVAILABLE | DATA NOT AVAILABLE | DATA NOT AVAILABLE | SLOUGH SEWAGE TREATMENT WORKS | WOOD LANE | SLOUGH | BERKSHIRE | SL1 9EB | ENGLAND | 494650 | 179515 | IVER 132KV | CHALVEY | CHALVEY | 11 | SOUTHERN ELECTRIC POWER DISTRIBUTION PLC | DATA NOT AVAILABLE | DATA NOT AVAILABLE | DATA NOT AVAILABLE | DATA NOT AVAILABLE | DATA NOT AVAILABLE | DATA NOT AVAILABLE | DATA NOT AVAILABLE | DATA NOT AVAILABLE | DATA NOT AVAILABLE | DATA NOT AVAILABLE | DATA NOT AVAILABLE | DATA NOT AVAILABLE | DATA NOT AVAILABLE | DATA NOT AVAILABLE | DATA NOT AVAILABLE | DATA NOT AVAILABLE | DATA NOT AVAILABLE | DATA NOT AVAILABLE | DATA NOT AVAILABLE | CONNECTED | 0.285 | 0.285 | 0.3 | DATA NOT AVAILABLE | DATA NOT AVAILABLE | DATA NOT AVAILABLE | DATA NOT AVAILABLE | DATA NOT AVAILABLE | DATA NOT AVAILABLE | DATA NOT AVAILABLE | DATA NOT AVAILABLE | DATA NOT AVAILABLE | DATA NOT AVAILABLE | DATA NOT AVAILABLE | DATA NOT AVAILABLE | DATA NOT AVAILABLE | DATA NOT AVAILABLE | DATA NOT AVAILABLE | DATA NOT AVAILABLE | 2023-08-10
2000056652184 | DATA NOT AVAILABLE | DATA NOT AVAILABLE | DATA NOT AVAILABLE | ENSTONE AIRFIELD | DATA NOT AVAILABLE | CHIPPING NORTON | SURREY | OX7 4NS | ENGLAND | 439444 | 226253 | COWLEY GSP | YARNTON | KIDDINGTON | 11 | SOUTHERN ELECTRIC POWER DISTRIBUTION PLC | ADVANCED FUEL GASIFICATION OR PYROLYSIS | DATA NOT AVAILABLE | DATA NOT AVAILABLE | DATA NOT AVAILABLE | DATA NOT AVAILABLE | 0.132 | DATA NOT AVAILABLE | DATA NOT AVAILABLE | DATA NOT AVAILABLE | DATA NOT AVAILABLE | DATA NOT AVAILABLE | DATA NOT AVAILABLE | DATA NOT AVAILABLE | DATA NOT AVAILABLE | DATA NOT AVAILABLE | DATA NOT AVAILABLE | DATA NOT AVAILABLE | DATA NOT AVAILABLE | DATA NOT AVAILABLE | CONNECTED | 0.1254 | 0.1254 | 0.132 | 0 | 0 | DATA NOT AVAILABLE | DATA NOT AVAILABLE | DATA NOT AVAILABLE | DATA NOT AVAILABLE | DATA NOT AVAILABLE | DATA NOT AVAILABLE | DATA NOT AVAILABLE | DATA NOT AVAILABLE | DATA NOT AVAILABLE | DATA NOT AVAILABLE | DATA NOT AVAILABLE | DATA NOT AVAILABLE | DATA NOT AVAILABLE | DATA NOT AVAILABLE | 2023-08-10
2000056667437 | DATA NOT AVAILABLE | GREENFORD LTD | SONNING HYDRO | DATA NOT AVAILABLE | SONNING MILL | READING | BERKSHIRE | RG4 6TY | ENGLAND | 475409 | 175775 | BRAMLEY (FLEE) | READING | READING | 11 | SOUTHERN ELECTRIC POWER DISTRIBUTION PLC | HYDRO (TO BE CONFIRMED) | HYDRO POWER SYSTEM | DATA NOT AVAILABLE | DATA NOT AVAILABLE | DATA NOT AVAILABLE | 0.1 | DATA NOT AVAILABLE | DATA NOT AVAILABLE | DATA NOT AVAILABLE | DATA NOT AVAILABLE | DATA NOT AVAILABLE | DATA NOT AVAILABLE | DATA NOT AVAILABLE | DATA NOT AVAILABLE | DATA NOT AVAILABLE | DATA NOT AVAILABLE | DATA NOT AVAILABLE | DATA NOT AVAILABLE | DATA NOT AVAILABLE | CONNECTED | 0.095 | 0.095 | 0.1 | 0 | 0 | 2016-08-17 | DATA NOT AVAILABLE | DATA NOT AVAILABLE | DATA NOT AVAILABLE | DATA NOT AVAILABLE | DATA NOT AVAILABLE | DATA NOT AVAILABLE | DATA NOT AVAILABLE | DATA NOT AVAILABLE | DATA NOT AVAILABLE | DATA NOT AVAILABLE | DATA NOT AVAILABLE | DATA NOT AVAILABLE | DATA NOT AVAILABLE | 2023-08-10
2000056672162 | DATA NOT AVAILABLE | MAPLEDURHAM AD LTD | MAPLEDURHAM ESTATE AD | DATA NOT AVAILABLE | DATA NOT AVAILABLE | READING | BERKSHIRE | RG4 7TR | ENGLAND | 467060 | 176646 | BRAMLEY (FLEE) | READING TOWN | READING TOWN | 11 | SOUTHERN ELECTRIC POWER DISTRIBUTION PLC | OTHER | OTHER | DATA NOT AVAILABLE | DATA NOT AVAILABLE | DATA NOT AVAILABLE | 0.5 | DATA NOT AVAILABLE | DATA NOT AVAILABLE | DATA NOT AVAILABLE | DATA NOT AVAILABLE | DATA NOT AVAILABLE | DATA NOT AVAILABLE | DATA NOT AVAILABLE | DATA NOT AVAILABLE | DATA NOT AVAILABLE | DATA NOT AVAILABLE | DATA NOT AVAILABLE | DATA NOT AVAILABLE | DATA NOT AVAILABLE | CONNECTED | 0.475 | 0.475 | 0.5 | 0 | 0 | 2016-09-29 | DATA NOT AVAILABLE | DATA NOT AVAILABLE | DATA NOT AVAILABLE | DATA NOT AVAILABLE | DATA NOT AVAILABLE | DATA NOT AVAILABLE | DATA NOT AVAILABLE | DATA NOT AVAILABLE | DATA NOT AVAILABLE | DATA NOT AVAILABLE | DATA NOT AVAILABLE | DATA NOT AVAILABLE | DATA NOT AVAILABLE | 2023-08-10
2000056684186 | DATA NOT AVAILABLE | DATA NOT AVAILABLE | MARKS & SPENCER | DATA NOT AVAILABLE | CASTLEPOINT | BOURNEMOUTH | DORSET | BH8 0BP | ENGLAND | 411739 | 94913 | DATA NOT AVAILABLE | DATA NOT AVAILABLE | DATA NOT AVAILABLE | DATA NOT AVAILABLE | SOUTHERN ELECTRIC POWER DISTRIBUTION PLC | OTHER | OTHER | DATA NOT AVAILABLE | DATA NOT AVAILABLE | DATA NOT AVAILABLE | 0.5 | DATA NOT AVAILABLE | DATA NOT AVAILABLE | DATA NOT AVAILABLE | DATA NOT AVAILABLE | DATA NOT AVAILABLE | DATA NOT AVAILABLE | DATA NOT AVAILABLE | DATA NOT AVAILABLE | DATA NOT AVAILABLE | DATA NOT AVAILABLE | DATA NOT AVAILABLE | DATA NOT AVAILABLE | DATA NOT AVAILABLE | CONNECTED | 0.475 | 0.475 | 0.5 | 0 | 0 | DATA NOT AVAILABLE | DATA NOT AVAILABLE | DATA NOT AVAILABLE | DATA NOT AVAILABLE | DATA NOT AVAILABLE | DATA NOT AVAILABLE | DATA NOT AVAILABLE | DATA NOT AVAILABLE | DATA NOT AVAILABLE | DATA NOT AVAILABLE | DATA NOT AVAILABLE | DATA NOT AVAILABLE | DATA NOT AVAILABLE | DATA NOT AVAILABLE | 2023-08-10
2000056685765 | DATA NOT AVAILABLE | DATA NOT AVAILABLE | DATA NOT AVAILABLE | DATA NOT AVAILABLE | DATA NOT AVAILABLE | DATA NOT AVAILABLE | DATA NOT AVAILABLE | DATA NOT AVAILABLE | ENGLAND | DATA NOT AVAILABLE | DATA NOT AVAILABLE | DATA NOT AVAILABLE | DATA NOT AVAILABLE | DATA NOT AVAILABLE | DATA NOT AVAILABLE | SOUTHERN ELECTRIC POWER DISTRIBUTION PLC | DATA NOT AVAILABLE | DATA NOT AVAILABLE | DATA NOT AVAILABLE | DATA NOT AVAILABLE | DATA NOT AVAILABLE | DATA NOT AVAILABLE | DATA NOT AVAILABLE | DATA NOT AVAILABLE | DATA NOT AVAILABLE | DATA NOT AVAILABLE | DATA NOT AVAILABLE | DATA NOT AVAILABLE | DATA NOT AVAILABLE | DATA NOT AVAILABLE | DATA NOT AVAILABLE | DATA NOT AVAILABLE | DATA NOT AVAILABLE | DATA NOT AVAILABLE | DATA NOT AVAILABLE | CONNECTED | 0.1425 | 0.1425 | 0.15 | DATA NOT AVAILABLE | DATA NOT AVAILABLE | DATA NOT AVAILABLE | DATA NOT AVAILABLE | DATA NOT AVAILABLE | DATA NOT AVAILABLE | DATA NOT AVAILABLE | DATA NOT AVAILABLE | DATA NOT AVAILABLE | DATA NOT AVAILABLE | DATA NOT AVAILABLE | DATA NOT AVAILABLE | DATA NOT AVAILABLE | DATA NOT AVAILABLE | DATA NOT AVAILABLE | DATA NOT AVAILABLE | 2023-08-10
2000056706013 | DATA NOT AVAILABLE | DATA NOT AVAILABLE | DATA NOT AVAILABLE | DATA NOT AVAILABLE | DATA NOT AVAILABLE | DATA NOT AVAILABLE | DATA NOT AVAILABLE | DATA NOT AVAILABLE | ENGLAND | DATA NOT AVAILABLE | DATA NOT AVAILABLE | DATA NOT AVAILABLE | DATA NOT AVAILABLE | DATA NOT AVAILABLE | DATA NOT AVAILABLE | SOUTHERN ELECTRIC POWER DISTRIBUTION PLC | DATA NOT AVAILABLE | DATA NOT AVAILABLE | DATA NOT AVAILABLE | DATA NOT AVAILABLE | DATA NOT AVAILABLE | DATA NOT AVAILABLE | DATA NOT AVAILABLE | DATA NOT AVAILABLE | DATA NOT AVAILABLE | DATA NOT AVAILABLE | DATA NOT AVAILABLE | DATA NOT AVAILABLE | DATA NOT AVAILABLE | DATA NOT AVAILABLE | DATA NOT AVAILABLE | DATA NOT AVAILABLE | DATA NOT AVAILABLE | DATA NOT AVAILABLE | DATA NOT AVAILABLE | CONNECTED | 0.17575 | 0.17575 | 0.185 | DATA NOT AVAILABLE | DATA NOT AVAILABLE | DATA NOT AVAILABLE | DATA NOT AVAILABLE | DATA NOT AVAILABLE | DATA NOT AVAILABLE | DATA NOT AVAILABLE | DATA NOT AVAILABLE | DATA NOT AVAILABLE | DATA NOT AVAILABLE | DATA NOT AVAILABLE | DATA NOT AVAILABLE | DATA NOT AVAILABLE | DATA NOT AVAILABLE | DATA NOT AVAILABLE | DATA NOT AVAILABLE | 2023-08-10
2000056711184 | DATA NOT AVAILABLE | DATA NOT AVAILABLE | DATA NOT AVAILABLE | DATA NOT AVAILABLE | DATA NOT AVAILABLE | DATA NOT AVAILABLE | DATA NOT AVAILABLE | DATA NOT AVAILABLE | ENGLAND | DATA NOT AVAILABLE | DATA NOT AVAILABLE | DATA NOT AVAILABLE | DATA NOT AVAILABLE | DATA NOT AVAILABLE | DATA NOT AVAILABLE | SOUTHERN ELECTRIC POWER DISTRIBUTION PLC | DATA NOT AVAILABLE | DATA NOT AVAILABLE | DATA NOT AVAILABLE | DATA NOT AVAILABLE | DATA NOT AVAILABLE | DATA NOT AVAILABLE | DATA NOT AVAILABLE | DATA NOT AVAILABLE | DATA NOT AVAILABLE | DATA NOT AVAILABLE | DATA NOT AVAILABLE | DATA NOT AVAILABLE | DATA NOT AVAILABLE | DATA NOT AVAILABLE | DATA NOT AVAILABLE | DATA NOT AVAILABLE | DATA NOT AVAILABLE | DATA NOT AVAILABLE | DATA NOT AVAILABLE | CONNECTED | 0.133 | 0.133 | 0.14 | DATA NOT AVAILABLE | DATA NOT AVAILABLE | DATA NOT AVAILABLE | DATA NOT AVAILABLE | DATA NOT AVAILABLE | DATA NOT AVAILABLE | DATA NOT AVAILABLE | DATA NOT AVAILABLE | DATA NOT AVAILABLE | DATA NOT AVAILABLE | DATA NOT AVAILABLE | DATA NOT AVAILABLE | DATA NOT AVAILABLE | DATA NOT AVAILABLE | DATA NOT AVAILABLE | DATA NOT AVAILABLE | 2023-08-10
2000056716768 | DATA NOT AVAILABLE | DATA NOT AVAILABLE | DATA NOT AVAILABLE | DATA NOT AVAILABLE | DATA NOT AVAILABLE | DATA NOT AVAILABLE | DATA NOT AVAILABLE | DATA NOT AVAILABLE | ENGLAND | DATA NOT AVAILABLE | DATA NOT AVAILABLE | DATA NOT AVAILABLE | DATA NOT AVAILABLE | DATA NOT AVAILABLE | DATA NOT AVAILABLE | SOUTHERN ELECTRIC POWER DISTRIBUTION PLC | DATA NOT AVAILABLE | DATA NOT AVAILABLE | DATA NOT AVAILABLE | DATA NOT AVAILABLE | DATA NOT AVAILABLE | DATA NOT AVAILABLE | DATA NOT AVAILABLE | DATA NOT AVAILABLE | DATA NOT AVAILABLE | DATA NOT AVAILABLE | DATA NOT AVAILABLE | DATA NOT AVAILABLE | DATA NOT AVAILABLE | DATA NOT AVAILABLE | DATA NOT AVAILABLE | DATA NOT AVAILABLE | DATA NOT AVAILABLE | DATA NOT AVAILABLE | DATA NOT AVAILABLE | CONNECTED | 0.3857 | 0.3857 | 0.406 | DATA NOT AVAILABLE | DATA NOT AVAILABLE | DATA NOT AVAILABLE | DATA NOT AVAILABLE | DATA NOT AVAILABLE | DATA NOT AVAILABLE | DATA NOT AVAILABLE | DATA NOT AVAILABLE | DATA NOT AVAILABLE | DATA NOT AVAILABLE | DATA NOT AVAILABLE | DATA NOT AVAILABLE | DATA NOT AVAILABLE | DATA NOT AVAILABLE | DATA NOT AVAILABLE | DATA NOT AVAILABLE | 2023-08-10
2000056722549 | DATA NOT AVAILABLE | SANDFORD HYDRO | SANDFORD HYDRO | DATA NOT AVAILABLE | DATA NOT AVAILABLE | OXFORD | OXFORDSHIRE | OX1 5QU | ENGLAND | 452496 | 201797 | COWLEY GSP | COWLEY LOCAL | KENNINGTON | 11 | SOUTHERN ELECTRIC POWER DISTRIBUTION PLC | HYDRO (TO BE CONFIRMED) | HYDRO POWER SYSTEM | DATA NOT AVAILABLE | DATA NOT AVAILABLE | DATA NOT AVAILABLE | 0.4 | DATA NOT AVAILABLE | DATA NOT AVAILABLE | DATA NOT AVAILABLE | DATA NOT AVAILABLE | DATA NOT AVAILABLE | DATA NOT AVAILABLE | DATA NOT AVAILABLE | DATA NOT AVAILABLE | DATA NOT AVAILABLE | DATA NOT AVAILABLE | DATA NOT AVAILABLE | DATA NOT AVAILABLE | DATA NOT AVAILABLE | CONNECTED | 0.38 | 0.38 | 0.4 | 0 | 0 | 2017-07-17 | DATA NOT AVAILABLE | DATA NOT AVAILABLE | DATA NOT AVAILABLE | DATA NOT AVAILABLE | DATA NOT AVAILABLE | DATA NOT AVAILABLE | DATA NOT AVAILABLE | DATA NOT AVAILABLE | DATA NOT AVAILABLE | DATA NOT AVAILABLE | DATA NOT AVAILABLE | DATA NOT AVAILABLE | DATA NOT AVAILABLE | 2023-08-10
2000056762996 | DATA NOT AVAILABLE | DATA NOT AVAILABLE | DATA NOT AVAILABLE | A22 | LONGWALK ROAD | UXBRIDGE | GREATER LONDON | UB11 1AW | ENGLAND | 507829 | 180104 | IVER 66KV | DATA NOT AVAILABLE | HILLINGDON | 11 | SOUTHERN ELECTRIC POWER DISTRIBUTION PLC | DATA NOT AVAILABLE | DATA NOT AVAILABLE | DATA NOT AVAILABLE | DATA NOT AVAILABLE | DATA NOT AVAILABLE | DATA NOT AVAILABLE | DATA NOT AVAILABLE | DATA NOT AVAILABLE | DATA NOT AVAILABLE | DATA NOT AVAILABLE | DATA NOT AVAILABLE | DATA NOT AVAILABLE | DATA NOT AVAILABLE | DATA NOT AVAILABLE | DATA NOT AVAILABLE | DATA NOT AVAILABLE | DATA NOT AVAILABLE | DATA NOT AVAILABLE | DATA NOT AVAILABLE | CONNECTED | 0.9025 | 0.9025 | 0.95 | DATA NOT AVAILABLE | DATA NOT AVAILABLE | DATA NOT AVAILABLE | DATA NOT AVAILABLE | DATA NOT AVAILABLE | DATA NOT AVAILABLE | DATA NOT AVAILABLE | DATA NOT AVAILABLE | DATA NOT AVAILABLE | DATA NOT AVAILABLE | DATA NOT AVAILABLE | DATA NOT AVAILABLE | DATA NOT AVAILABLE | DATA NOT AVAILABLE | DATA NOT AVAILABLE | DATA NOT AVAILABLE | 2023-08-10
2000056804314 | DATA NOT AVAILABLE | 23 QUEEN STREET | DATA NOT AVAILABLE | DATA NOT AVAILABLE | QUEEN STREET | PORTSMOUTH | PORTSMOUTH | PO1 3HN | ENGLAND | 463501 | 100394 | DATA NOT AVAILABLE | DATA NOT AVAILABLE | DATA NOT AVAILABLE | DATA NOT AVAILABLE | SOUTHERN ELECTRIC POWER DISTRIBUTION PLC | DATA NOT AVAILABLE | DATA NOT AVAILABLE | DATA NOT AVAILABLE | DATA NOT AVAILABLE | DATA NOT AVAILABLE | DATA NOT AVAILABLE | DATA NOT AVAILABLE | DATA NOT AVAILABLE | DATA NOT AVAILABLE | DATA NOT AVAILABLE | DATA NOT AVAILABLE | DATA NOT AVAILABLE | DATA NOT AVAILABLE | DATA NOT AVAILABLE | DATA NOT AVAILABLE | DATA NOT AVAILABLE | DATA NOT AVAILABLE | DATA NOT AVAILABLE | DATA NOT AVAILABLE | CONNECTED | 0.114 | 0.114 | 0.12 | DATA NOT AVAILABLE | DATA NOT AVAILABLE | DATA NOT AVAILABLE | DATA NOT AVAILABLE | DATA NOT AVAILABLE | DATA NOT AVAILABLE | DATA NOT AVAILABLE | DATA NOT AVAILABLE | DATA NOT AVAILABLE | DATA NOT AVAILABLE | DATA NOT AVAILABLE | DATA NOT AVAILABLE | DATA NOT AVAILABLE | DATA NOT AVAILABLE | DATA NOT AVAILABLE | DATA NOT AVAILABLE | 2023-08-10
2000056827915 | DATA NOT AVAILABLE | ECO SUSTAINABLE SOLUTIONS LIMITED | DATA NOT AVAILABLE | ECO SUSTAINABLE SOLUTIONS LIMITED | CHAPEL LANE | CHRISTCHURCH | HAMPSHIRE | BH23 6BG | ENGLAND | 410010 | 99014 | MANNINGTON GSP | CHRISTCHURCH | CHRISTCHURCH | 11 | SOUTHERN ELECTRIC POWER DISTRIBUTION PLC | DATA NOT AVAILABLE | DATA NOT AVAILABLE | DATA NOT AVAILABLE | DATA NOT AVAILABLE | DATA NOT AVAILABLE | DATA NOT AVAILABLE | DATA NOT AVAILABLE | DATA NOT AVAILABLE | DATA NOT AVAILABLE | DATA NOT AVAILABLE | DATA NOT AVAILABLE | DATA NOT AVAILABLE | DATA NOT AVAILABLE | DATA NOT AVAILABLE | DATA NOT AVAILABLE | DATA NOT AVAILABLE | DATA NOT AVAILABLE | DATA NOT AVAILABLE | DATA NOT AVAILABLE | CONNECTED | 0.7315 | 0.7315 | 0.77 | DATA NOT AVAILABLE | DATA NOT AVAILABLE | DATA NOT AVAILABLE | DATA NOT AVAILABLE | DATA NOT AVAILABLE | DATA NOT AVAILABLE | DATA NOT AVAILABLE | DATA NOT AVAILABLE | DATA NOT AVAILABLE | DATA NOT AVAILABLE | DATA NOT AVAILABLE | DATA NOT AVAILABLE | DATA NOT AVAILABLE | DATA NOT AVAILABLE | DATA NOT AVAILABLE | DATA NOT AVAILABLE | 2023-08-10
2000056866668 | DATA NOT AVAILABLE | REDACTED | REDACTED | REDACTED | REDACTED | REDACTED | REDACTED | SN15 2 | ENGLAND | REDACTED | REDACTED | DATA NOT AVAILABLE | DATA NOT AVAILABLE | DATA NOT AVAILABLE | DATA NOT AVAILABLE | SOUTHERN ELECTRIC POWER DISTRIBUTION PLC | OTHER | OTHER | DATA NOT AVAILABLE | DATA NOT AVAILABLE | DATA NOT AVAILABLE | 0.474 | DATA NOT AVAILABLE | DATA NOT AVAILABLE | DATA NOT AVAILABLE | DATA NOT AVAILABLE | DATA NOT AVAILABLE | DATA NOT AVAILABLE | DATA NOT AVAILABLE | DATA NOT AVAILABLE | DATA NOT AVAILABLE | DATA NOT AVAILABLE | DATA NOT AVAILABLE | DATA NOT AVAILABLE | DATA NOT AVAILABLE | CONNECTED | 0.38 | 0.38 | 0.4 | 0.285 | 0.3 | DATA NOT AVAILABLE | DATA NOT AVAILABLE | DATA NOT AVAILABLE | DATA NOT AVAILABLE | DATA NOT AVAILABLE | DATA NOT AVAILABLE | DATA NOT AVAILABLE | DATA NOT AVAILABLE | DATA NOT AVAILABLE | DATA NOT AVAILABLE | DATA NOT AVAILABLE | DATA NOT AVAILABLE | DATA NOT AVAILABLE | DATA NOT AVAILABLE | 2023-08-10
2000056868131 | DATA NOT AVAILABLE | CENTRICA;PLOT 2600 | DATA NOT AVAILABLE | DATA NOT AVAILABLE | JOHN SMITH DRIVE | OXFORD | OXFORDSHIRE | OX4 2JY | ENGLAND | 454994 | 203830 | COWLEY GSP | COWLEY LOCAL | COWLEY LOCAL | 11 | SOUTHERN ELECTRIC POWER DISTRIBUTION PLC | DATA NOT AVAILABLE | DATA NOT AVAILABLE | DATA NOT AVAILABLE | DATA NOT AVAILABLE | DATA NOT AVAILABLE | DATA NOT AVAILABLE | DATA NOT AVAILABLE | DATA NOT AVAILABLE | DATA NOT AVAILABLE | DATA NOT AVAILABLE | DATA NOT AVAILABLE | DATA NOT AVAILABLE | DATA NOT AVAILABLE | DATA NOT AVAILABLE | DATA NOT AVAILABLE | DATA NOT AVAILABLE | DATA NOT AVAILABLE | DATA NOT AVAILABLE | DATA NOT AVAILABLE | CONNECTED | 0.532 | 0.532 | 0.56 | DATA NOT AVAILABLE | DATA NOT AVAILABLE | DATA NOT AVAILABLE | DATA NOT AVAILABLE | DATA NOT AVAILABLE | DATA NOT AVAILABLE | DATA NOT AVAILABLE | DATA NOT AVAILABLE | DATA NOT AVAILABLE | DATA NOT AVAILABLE | DATA NOT AVAILABLE | DATA NOT AVAILABLE | DATA NOT AVAILABLE | DATA NOT AVAILABLE | DATA NOT AVAILABLE | DATA NOT AVAILABLE | 2023-08-10
2000056872012 | DATA NOT AVAILABLE | BROOKE ENERGY (WINCHESTER) LIMITED | FOURDELL FARM BUILDINGS BIOMASS | DATA NOT AVAILABLE | DATA NOT AVAILABLE | OTTERBOURNE | HAMPSHIRE | SO21 2DY | ENGLAND | 445378 | 124362 | NURSLING GSP | ROWNHAMS | SILKSTEAD | 11 | SOUTHERN ELECTRIC POWER DISTRIBUTION PLC | OTHER | OTHER | DATA NOT AVAILABLE | DATA NOT AVAILABLE | DATA NOT AVAILABLE | 0.37 | DATA NOT AVAILABLE | DATA NOT AVAILABLE | DATA NOT AVAILABLE | DATA NOT AVAILABLE | DATA NOT AVAILABLE | DATA NOT AVAILABLE | DATA NOT AVAILABLE | DATA NOT AVAILABLE | DATA NOT AVAILABLE | DATA NOT AVAILABLE | DATA NOT AVAILABLE | DATA NOT AVAILABLE | DATA NOT AVAILABLE | CONNECTED | 0.3515 | 0.3515 | 0.37 | 0.3515 | 0.37 | 2021-01-29 | DATA NOT AVAILABLE | DATA NOT AVAILABLE | DATA NOT AVAILABLE | DATA NOT AVAILABLE | DATA NOT AVAILABLE | DATA NOT AVAILABLE | DATA NOT AVAILABLE | DATA NOT AVAILABLE | DATA NOT AVAILABLE | DATA NOT AVAILABLE | DATA NOT AVAILABLE | DATA NOT AVAILABLE | DATA NOT AVAILABLE | 2023-08-10
2000056873503 | DATA NOT AVAILABLE | REDACTED | REDACTED | REDACTED | REDACTED | REDACTED | REDACTED | BA14 9 | ENGLAND | REDACTED | REDACTED | DATA NOT AVAILABLE | DATA NOT AVAILABLE | DATA NOT AVAILABLE | DATA NOT AVAILABLE | SOUTHERN ELECTRIC POWER DISTRIBUTION PLC | DATA NOT AVAILABLE | DATA NOT AVAILABLE | DATA NOT AVAILABLE | DATA NOT AVAILABLE | DATA NOT AVAILABLE | DATA NOT AVAILABLE | DATA NOT AVAILABLE | DATA NOT AVAILABLE | DATA NOT AVAILABLE | DATA NOT AVAILABLE | DATA NOT AVAILABLE | DATA NOT AVAILABLE | DATA NOT AVAILABLE | DATA NOT AVAILABLE | DATA NOT AVAILABLE | DATA NOT AVAILABLE | DATA NOT AVAILABLE | DATA NOT AVAILABLE | DATA NOT AVAILABLE | CONNECTED | 0.76 | 0.76 | 0.8 | DATA NOT AVAILABLE | DATA NOT AVAILABLE | DATA NOT AVAILABLE | DATA NOT AVAILABLE | DATA NOT AVAILABLE | DATA NOT AVAILABLE | DATA NOT AVAILABLE | DATA NOT AVAILABLE | DATA NOT AVAILABLE | DATA NOT AVAILABLE | DATA NOT AVAILABLE | DATA NOT AVAILABLE | DATA NOT AVAILABLE | DATA NOT AVAILABLE | DATA NOT AVAILABLE | DATA NOT AVAILABLE | 2023-08-10
2000056903799 | DATA NOT AVAILABLE | UNITED KINGDOM RESEARCH & INNOVATION | MACLEAN BUILDING | C E H WALLINGFORD | DATA NOT AVAILABLE | WALLINGFORD | OXFORDSHIRE | OX10 8BB | ENGLAND | 461687 | 189656 | DATA NOT AVAILABLE | DATA NOT AVAILABLE | DATA NOT AVAILABLE | DATA NOT AVAILABLE | SOUTHERN ELECTRIC POWER DISTRIBUTION PLC | DATA NOT AVAILABLE | DATA NOT AVAILABLE | DATA NOT AVAILABLE | DATA NOT AVAILABLE | DATA NOT AVAILABLE | DATA NOT AVAILABLE | DATA NOT AVAILABLE | DATA NOT AVAILABLE | DATA NOT AVAILABLE | DATA NOT AVAILABLE | DATA NOT AVAILABLE | DATA NOT AVAILABLE | DATA NOT AVAILABLE | DATA NOT AVAILABLE | DATA NOT AVAILABLE | DATA NOT AVAILABLE | DATA NOT AVAILABLE | DATA NOT AVAILABLE | DATA NOT AVAILABLE | CONNECTED | 0.095 | 0.095 | 0.1 | DATA NOT AVAILABLE | DATA NOT AVAILABLE | DATA NOT AVAILABLE | DATA NOT AVAILABLE | DATA NOT AVAILABLE | DATA NOT AVAILABLE | DATA NOT AVAILABLE | DATA NOT AVAILABLE | DATA NOT AVAILABLE | DATA NOT AVAILABLE | DATA NOT AVAILABLE | DATA NOT AVAILABLE | DATA NOT AVAILABLE | DATA NOT AVAILABLE | DATA NOT AVAILABLE | DATA NOT AVAILABLE | 2023-08-10
2000056954455 | DATA NOT AVAILABLE | REDACTED | REDACTED | REDACTED | REDACTED | REDACTED | REDACTED | RG40 3 | ENGLAND | REDACTED | REDACTED | DATA NOT AVAILABLE | DATA NOT AVAILABLE | DATA NOT AVAILABLE | DATA NOT AVAILABLE | SOUTHERN ELECTRIC POWER DISTRIBUTION PLC | DATA NOT AVAILABLE | DATA NOT AVAILABLE | DATA NOT AVAILABLE | DATA NOT AVAILABLE | DATA NOT AVAILABLE | DATA NOT AVAILABLE | DATA NOT AVAILABLE | DATA NOT AVAILABLE | DATA NOT AVAILABLE | DATA NOT AVAILABLE | DATA NOT AVAILABLE | DATA NOT AVAILABLE | DATA NOT AVAILABLE | DATA NOT AVAILABLE | DATA NOT AVAILABLE | DATA NOT AVAILABLE | DATA NOT AVAILABLE | DATA NOT AVAILABLE | DATA NOT AVAILABLE | CONNECTED | 0.057 | 0.057 | 0.06 | DATA NOT AVAILABLE | DATA NOT AVAILABLE | DATA NOT AVAILABLE | DATA NOT AVAILABLE | DATA NOT AVAILABLE | DATA NOT AVAILABLE | DATA NOT AVAILABLE | DATA NOT AVAILABLE | DATA NOT AVAILABLE | DATA NOT AVAILABLE | DATA NOT AVAILABLE | DATA NOT AVAILABLE | DATA NOT AVAILABLE | DATA NOT AVAILABLE | DATA NOT AVAILABLE | DATA NOT AVAILABLE | 2023-08-10
2000056960040 | DATA NOT AVAILABLE | BIG SOLAR ROOFS LTD | DATA NOT AVAILABLE | KINGSTON MAURWARD AGRICULTURAL COLLEGE | DATA NOT AVAILABLE | DORCHESTER | DORSET | DT2 8PY | ENGLAND | 371535 | 91043 | DATA NOT AVAILABLE | DATA NOT AVAILABLE | DATA NOT AVAILABLE | DATA NOT AVAILABLE | SOUTHERN ELECTRIC POWER DISTRIBUTION PLC | SOLAR | PHOTOVOLTAIC | DATA NOT AVAILABLE | DATA NOT AVAILABLE | DATA NOT AVAILABLE | DATA NOT AVAILABLE | DATA NOT AVAILABLE | DATA NOT AVAILABLE | DATA NOT AVAILABLE | DATA NOT AVAILABLE | DATA NOT AVAILABLE | DATA NOT AVAILABLE | DATA NOT AVAILABLE | DATA NOT AVAILABLE | DATA NOT AVAILABLE | DATA NOT AVAILABLE | DATA NOT AVAILABLE | DATA NOT AVAILABLE | DATA NOT AVAILABLE | CONNECTED | 0.1786 | 0.1786 | 0.188 | DATA NOT AVAILABLE | DATA NOT AVAILABLE | DATA NOT AVAILABLE | DATA NOT AVAILABLE | DATA NOT AVAILABLE | DATA NOT AVAILABLE | DATA NOT AVAILABLE | DATA NOT AVAILABLE | DATA NOT AVAILABLE | DATA NOT AVAILABLE | DATA NOT AVAILABLE | DATA NOT AVAILABLE | DATA NOT AVAILABLE | DATA NOT AVAILABLE | DATA NOT AVAILABLE | DATA NOT AVAILABLE | 2023-08-10
2000057000018 | DATA NOT AVAILABLE | REDACTED | REDACTED | REDACTED | REDACTED | REDACTED | REDACTED | SN10 3 | ENGLAND | REDACTED | REDACTED | DATA NOT AVAILABLE | DATA NOT AVAILABLE | DATA NOT AVAILABLE | DATA NOT AVAILABLE | SOUTHERN ELECTRIC POWER DISTRIBUTION PLC | DATA NOT AVAILABLE | DATA NOT AVAILABLE | DATA NOT AVAILABLE | DATA NOT AVAILABLE | DATA NOT AVAILABLE | DATA NOT AVAILABLE | DATA NOT AVAILABLE | DATA NOT AVAILABLE | DATA NOT AVAILABLE | DATA NOT AVAILABLE | DATA NOT AVAILABLE | DATA NOT AVAILABLE | DATA NOT AVAILABLE | DATA NOT AVAILABLE | DATA NOT AVAILABLE | DATA NOT AVAILABLE | DATA NOT AVAILABLE | DATA NOT AVAILABLE | DATA NOT AVAILABLE | CONNECTED | 0.2375 | 0.2375 | 0.25 | DATA NOT AVAILABLE | DATA NOT AVAILABLE | DATA NOT AVAILABLE | DATA NOT AVAILABLE | DATA NOT AVAILABLE | DATA NOT AVAILABLE | DATA NOT AVAILABLE | DATA NOT AVAILABLE | DATA NOT AVAILABLE | DATA NOT AVAILABLE | DATA NOT AVAILABLE | DATA NOT AVAILABLE | DATA NOT AVAILABLE | DATA NOT AVAILABLE | DATA NOT AVAILABLE | DATA NOT AVAILABLE | 2023-08-10
2000057000834 | DATA NOT AVAILABLE | REDACTED | REDACTED | REDACTED | REDACTED | REDACTED | REDACTED | UB2 5X | ENGLAND | REDACTED | REDACTED | DATA NOT AVAILABLE | DATA NOT AVAILABLE | DATA NOT AVAILABLE | DATA NOT AVAILABLE | SOUTHERN ELECTRIC POWER DISTRIBUTION PLC | DATA NOT AVAILABLE | DATA NOT AVAILABLE | DATA NOT AVAILABLE | DATA NOT AVAILABLE | DATA NOT AVAILABLE | DATA NOT AVAILABLE | DATA NOT AVAILABLE | DATA NOT AVAILABLE | DATA NOT AVAILABLE | DATA NOT AVAILABLE | DATA NOT AVAILABLE | DATA NOT AVAILABLE | DATA NOT AVAILABLE | DATA NOT AVAILABLE | DATA NOT AVAILABLE | DATA NOT AVAILABLE | DATA NOT AVAILABLE | DATA NOT AVAILABLE | DATA NOT AVAILABLE | CONNECTED | 0.69065 | 0.69065 | 0.727 | DATA NOT AVAILABLE | DATA NOT AVAILABLE | DATA NOT AVAILABLE | DATA NOT AVAILABLE | DATA NOT AVAILABLE | DATA NOT AVAILABLE | DATA NOT AVAILABLE | DATA NOT AVAILABLE | DATA NOT AVAILABLE | DATA NOT AVAILABLE | DATA NOT AVAILABLE | DATA NOT AVAILABLE | DATA NOT AVAILABLE | DATA NOT AVAILABLE | DATA NOT AVAILABLE | DATA NOT AVAILABLE | 2023-08-10
2000057000843 | DATA NOT AVAILABLE | REDACTED | REDACTED | REDACTED | REDACTED | REDACTED | REDACTED | UB2 5X | ENGLAND | REDACTED | REDACTED | DATA NOT AVAILABLE | DATA NOT AVAILABLE | DATA NOT AVAILABLE | DATA NOT AVAILABLE | SOUTHERN ELECTRIC POWER DISTRIBUTION PLC | DATA NOT AVAILABLE | DATA NOT AVAILABLE | DATA NOT AVAILABLE | DATA NOT AVAILABLE | DATA NOT AVAILABLE | DATA NOT AVAILABLE | DATA NOT AVAILABLE | DATA NOT AVAILABLE | DATA NOT AVAILABLE | DATA NOT AVAILABLE | DATA NOT AVAILABLE | DATA NOT AVAILABLE | DATA NOT AVAILABLE | DATA NOT AVAILABLE | DATA NOT AVAILABLE | DATA NOT AVAILABLE | DATA NOT AVAILABLE | DATA NOT AVAILABLE | DATA NOT AVAILABLE | CONNECTED | 0.64315 | 0.64315 | 0.677 | DATA NOT AVAILABLE | DATA NOT AVAILABLE | DATA NOT AVAILABLE | DATA NOT AVAILABLE | DATA NOT AVAILABLE | DATA NOT AVAILABLE | DATA NOT AVAILABLE | DATA NOT AVAILABLE | DATA NOT AVAILABLE | DATA NOT AVAILABLE | DATA NOT AVAILABLE | DATA NOT AVAILABLE | DATA NOT AVAILABLE | DATA NOT AVAILABLE | DATA NOT AVAILABLE | DATA NOT AVAILABLE | 2023-08-10
2000057000852 | DATA NOT AVAILABLE | REDACTED | REDACTED | REDACTED | REDACTED | REDACTED | REDACTED | UB2 5X | ENGLAND | REDACTED | REDACTED | DATA NOT AVAILABLE | DATA NOT AVAILABLE | DATA NOT AVAILABLE | DATA NOT AVAILABLE | SOUTHERN ELECTRIC POWER DISTRIBUTION PLC | DATA NOT AVAILABLE | DATA NOT AVAILABLE | DATA NOT AVAILABLE | DATA NOT AVAILABLE | DATA NOT AVAILABLE | DATA NOT AVAILABLE | DATA NOT AVAILABLE | DATA NOT AVAILABLE | DATA NOT AVAILABLE | DATA NOT AVAILABLE | DATA NOT AVAILABLE | DATA NOT AVAILABLE | DATA NOT AVAILABLE | DATA NOT AVAILABLE | DATA NOT AVAILABLE | DATA NOT AVAILABLE | DATA NOT AVAILABLE | DATA NOT AVAILABLE | DATA NOT AVAILABLE | CONNECTED | 0.30875 | 0.30875 | 0.325 | DATA NOT AVAILABLE | DATA NOT AVAILABLE | DATA NOT AVAILABLE | DATA NOT AVAILABLE | DATA NOT AVAILABLE | DATA NOT AVAILABLE | DATA NOT AVAILABLE | DATA NOT AVAILABLE | DATA NOT AVAILABLE | DATA NOT AVAILABLE | DATA NOT AVAILABLE | DATA NOT AVAILABLE | DATA NOT AVAILABLE | DATA NOT AVAILABLE | DATA NOT AVAILABLE | DATA NOT AVAILABLE | 2023-08-10
2000057010363 | DATA NOT AVAILABLE | CENTRICA PLC | ORBIS | BUILDING NO 1 | DATA NOT AVAILABLE | STAINES-UPON-THAMES | HILLINGDON | TW18 3AL | ENGLAND | 502139 | 171635 | LALEHAM | STAINES | CAUSEWAY | 11 | SOUTHERN ELECTRIC POWER DISTRIBUTION PLC | DATA NOT AVAILABLE | DATA NOT AVAILABLE | DATA NOT AVAILABLE | DATA NOT AVAILABLE | DATA NOT AVAILABLE | DATA NOT AVAILABLE | DATA NOT AVAILABLE | DATA NOT AVAILABLE | DATA NOT AVAILABLE | DATA NOT AVAILABLE | DATA NOT AVAILABLE | DATA NOT AVAILABLE | DATA NOT AVAILABLE | DATA NOT AVAILABLE | DATA NOT AVAILABLE | DATA NOT AVAILABLE | DATA NOT AVAILABLE | DATA NOT AVAILABLE | DATA NOT AVAILABLE | CONNECTED | 0.0779 | 0.0779 | 0.082 | DATA NOT AVAILABLE | DATA NOT AVAILABLE | DATA NOT AVAILABLE | DATA NOT AVAILABLE | DATA NOT AVAILABLE | DATA NOT AVAILABLE | DATA NOT AVAILABLE | DATA NOT AVAILABLE | DATA NOT AVAILABLE | DATA NOT AVAILABLE | DATA NOT AVAILABLE | DATA NOT AVAILABLE | DATA NOT AVAILABLE | DATA NOT AVAILABLE | DATA NOT AVAILABLE | DATA NOT AVAILABLE | 2023-08-10
2000057027640 | DATA NOT AVAILABLE | THE HILLBRUSH COMPANY LTD | THE HILL BUSH COMPANY | DATA NOT AVAILABLE | CASTLE STREET | WARMINSTER | WILTSHIRE | BA12 6LG | ENGLAND | 379526 | 131932 | DATA NOT AVAILABLE | DATA NOT AVAILABLE | DATA NOT AVAILABLE | HV | SOUTHERN ELECTRIC POWER DISTRIBUTION PLC | SOLAR | PHOTOVOLTAIC | DATA NOT AVAILABLE | DATA NOT AVAILABLE | DATA NOT AVAILABLE | 0.2 | DATA NOT AVAILABLE | DATA NOT AVAILABLE | DATA NOT AVAILABLE | DATA NOT AVAILABLE | DATA NOT AVAILABLE | DATA NOT AVAILABLE | DATA NOT AVAILABLE | DATA NOT AVAILABLE | DATA NOT AVAILABLE | DATA NOT AVAILABLE | DATA NOT AVAILABLE | DATA NOT AVAILABLE | DATA NOT AVAILABLE | CONNECTED | 0.19 | 0.19 | 0.2 | 0 | 0 | DATA NOT AVAILABLE | DATA NOT AVAILABLE | DATA NOT AVAILABLE | DATA NOT AVAILABLE | DATA NOT AVAILABLE | DATA NOT AVAILABLE | DATA NOT AVAILABLE | DATA NOT AVAILABLE | DATA NOT AVAILABLE | DATA NOT AVAILABLE | DATA NOT AVAILABLE | DATA NOT AVAILABLE | DATA NOT AVAILABLE | DATA NOT AVAILABLE | 2023-08-10
2000057073025 | DATA NOT AVAILABLE | PLASSER UK | MANOR WORKS | DATA NOT AVAILABLE | DATA NOT AVAILABLE | LONDON | BRENT | W13 0PP | ENGLAND | 516023 | 180706 | DATA NOT AVAILABLE | DATA NOT AVAILABLE | DATA NOT AVAILABLE | DATA NOT AVAILABLE | SOUTHERN ELECTRIC POWER DISTRIBUTION PLC | DATA NOT AVAILABLE | DATA NOT AVAILABLE | DATA NOT AVAILABLE | DATA NOT AVAILABLE | DATA NOT AVAILABLE | DATA NOT AVAILABLE | DATA NOT AVAILABLE | DATA NOT AVAILABLE | DATA NOT AVAILABLE | DATA NOT AVAILABLE | DATA NOT AVAILABLE | DATA NOT AVAILABLE | DATA NOT AVAILABLE | DATA NOT AVAILABLE | DATA NOT AVAILABLE | DATA NOT AVAILABLE | DATA NOT AVAILABLE | DATA NOT AVAILABLE | DATA NOT AVAILABLE | CONNECTED | 0.114 | 0.114 | 0.12 | DATA NOT AVAILABLE | DATA NOT AVAILABLE | DATA NOT AVAILABLE | DATA NOT AVAILABLE | DATA NOT AVAILABLE | DATA NOT AVAILABLE | DATA NOT AVAILABLE | DATA NOT AVAILABLE | DATA NOT AVAILABLE | DATA NOT AVAILABLE | DATA NOT AVAILABLE | DATA NOT AVAILABLE | DATA NOT AVAILABLE | DATA NOT AVAILABLE | DATA NOT AVAILABLE | DATA NOT AVAILABLE | 2023-08-10
2000057124975 | DATA NOT AVAILABLE | LANDLORDS SUPPLY | LAING OROURKE | LANDLORDS SUPPLY | DATA NOT AVAILABLE | LONDON | BRENT | NW10 6DN | ENGLAND | 521381 | 182678 | DATA NOT AVAILABLE | DATA NOT AVAILABLE | DATA NOT AVAILABLE | DATA NOT AVAILABLE | SOUTHERN ELECTRIC POWER DISTRIBUTION PLC | DATA NOT AVAILABLE | DATA NOT AVAILABLE | DATA NOT AVAILABLE | DATA NOT AVAILABLE | DATA NOT AVAILABLE | DATA NOT AVAILABLE | DATA NOT AVAILABLE | DATA NOT AVAILABLE | DATA NOT AVAILABLE | DATA NOT AVAILABLE | DATA NOT AVAILABLE | DATA NOT AVAILABLE | DATA NOT AVAILABLE | DATA NOT AVAILABLE | DATA NOT AVAILABLE | DATA NOT AVAILABLE | DATA NOT AVAILABLE | DATA NOT AVAILABLE | DATA NOT AVAILABLE | CONNECTED | 0.4864 | 0.4864 | 0.512 | DATA NOT AVAILABLE | DATA NOT AVAILABLE | DATA NOT AVAILABLE | DATA NOT AVAILABLE | DATA NOT AVAILABLE | DATA NOT AVAILABLE | DATA NOT AVAILABLE | DATA NOT AVAILABLE | DATA NOT AVAILABLE | DATA NOT AVAILABLE | DATA NOT AVAILABLE | DATA NOT AVAILABLE | DATA NOT AVAILABLE | DATA NOT AVAILABLE | DATA NOT AVAILABLE | DATA NOT AVAILABLE | 2023-08-10
2000057147147 | DATA NOT AVAILABLE | REDACTED | REDACTED | REDACTED | REDACTED | REDACTED | REDACTED | OX4 2H | ENGLAND | REDACTED | REDACTED | DATA NOT AVAILABLE | DATA NOT AVAILABLE | DATA NOT AVAILABLE | LV | SOUTHERN ELECTRIC POWER DISTRIBUTION PLC | SOLAR | PHOTOVOLTAIC | DATA NOT AVAILABLE | DATA NOT AVAILABLE | DATA NOT AVAILABLE | 0.125 | DATA NOT AVAILABLE | DATA NOT AVAILABLE | DATA NOT AVAILABLE | DATA NOT AVAILABLE | DATA NOT AVAILABLE | DATA NOT AVAILABLE | DATA NOT AVAILABLE | DATA NOT AVAILABLE | DATA NOT AVAILABLE | DATA NOT AVAILABLE | DATA NOT AVAILABLE | DATA NOT AVAILABLE | DATA NOT AVAILABLE | CONNECTED | 0.11875 | 0.11875 | 0.125 | 0 | 0 | DATA NOT AVAILABLE | DATA NOT AVAILABLE | DATA NOT AVAILABLE | DATA NOT AVAILABLE | DATA NOT AVAILABLE | DATA NOT AVAILABLE | DATA NOT AVAILABLE | DATA NOT AVAILABLE | DATA NOT AVAILABLE | DATA NOT AVAILABLE | DATA NOT AVAILABLE | DATA NOT AVAILABLE | DATA NOT AVAILABLE | DATA NOT AVAILABLE | 2023-08-10
2000057151213 | DATA NOT AVAILABLE | THAMES VALLEY POLICE | UNIT 1 | DATA NOT AVAILABLE | DATA NOT AVAILABLE | BICESTER | OXFORDSHIRE | OX26 6QE | ENGLAND | 459054 | 222642 | EAST CLAYDON GSP | BICESTER NORTH | BICESTER | 33 | SOUTHERN ELECTRIC POWER DISTRIBUTION PLC | SOLAR | PHOTOVOLTAIC | DATA NOT AVAILABLE | DATA NOT AVAILABLE | DATA NOT AVAILABLE | 0.25 | DATA NOT AVAILABLE | DATA NOT AVAILABLE | DATA NOT AVAILABLE | DATA NOT AVAILABLE | DATA NOT AVAILABLE | DATA NOT AVAILABLE | DATA NOT AVAILABLE | DATA NOT AVAILABLE | DATA NOT AVAILABLE | DATA NOT AVAILABLE | DATA NOT AVAILABLE | DATA NOT AVAILABLE | DATA NOT AVAILABLE | CONNECTED | 0.2375 | 0.2375 | 0.25 | 0 | 0 | DATA NOT AVAILABLE | DATA NOT AVAILABLE | DATA NOT AVAILABLE | DATA NOT AVAILABLE | DATA NOT AVAILABLE | DATA NOT AVAILABLE | DATA NOT AVAILABLE | DATA NOT AVAILABLE | DATA NOT AVAILABLE | DATA NOT AVAILABLE | DATA NOT AVAILABLE | DATA NOT AVAILABLE | DATA NOT AVAILABLE | DATA NOT AVAILABLE | 2023-08-10
2000057158895 | DATA NOT AVAILABLE | WILTON ESTATE RENEWABLES LTD | GRAIN STORE FOLLY | DATA NOT AVAILABLE | DATA NOT AVAILABLE | SALISBURY | WILTSHIRE | SP2 0AB | ENGLAND | 409439 | 133106 | DATA NOT AVAILABLE | DATA NOT AVAILABLE | DATA NOT AVAILABLE | DATA NOT AVAILABLE | SOUTHERN ELECTRIC POWER DISTRIBUTION PLC | DATA NOT AVAILABLE | DATA NOT AVAILABLE | DATA NOT AVAILABLE | DATA NOT AVAILABLE | DATA NOT AVAILABLE | DATA NOT AVAILABLE | DATA NOT AVAILABLE | DATA NOT AVAILABLE | DATA NOT AVAILABLE | DATA NOT AVAILABLE | DATA NOT AVAILABLE | DATA NOT AVAILABLE | DATA NOT AVAILABLE | DATA NOT AVAILABLE | DATA NOT AVAILABLE | DATA NOT AVAILABLE | DATA NOT AVAILABLE | DATA NOT AVAILABLE | DATA NOT AVAILABLE | CONNECTED | 0.0741 | 0.0741 | 0.078 | DATA NOT AVAILABLE | DATA NOT AVAILABLE | DATA NOT AVAILABLE | DATA NOT AVAILABLE | DATA NOT AVAILABLE | DATA NOT AVAILABLE | DATA NOT AVAILABLE | DATA NOT AVAILABLE | DATA NOT AVAILABLE | DATA NOT AVAILABLE | DATA NOT AVAILABLE | DATA NOT AVAILABLE | DATA NOT AVAILABLE | DATA NOT AVAILABLE | DATA NOT AVAILABLE | DATA NOT AVAILABLE | 2023-08-10
2000057172170 | DATA NOT AVAILABLE | KINETROL LTD | DATA NOT AVAILABLE | KINETROL LTD | FARNHAM TRADING ESTATE | FARNHAM | SURREY | GU9 9NZ | ENGLAND | 485584 | 147621 | DATA NOT AVAILABLE | DATA NOT AVAILABLE | DATA NOT AVAILABLE | DATA NOT AVAILABLE | SOUTHERN ELECTRIC POWER DISTRIBUTION PLC | SOLAR | PHOTOVOLTAIC | DATA NOT AVAILABLE | DATA NOT AVAILABLE | DATA NOT AVAILABLE | 0.07 | DATA NOT AVAILABLE | DATA NOT AVAILABLE | DATA NOT AVAILABLE | DATA NOT AVAILABLE | DATA NOT AVAILABLE | DATA NOT AVAILABLE | DATA NOT AVAILABLE | DATA NOT AVAILABLE | DATA NOT AVAILABLE | DATA NOT AVAILABLE | DATA NOT AVAILABLE | DATA NOT AVAILABLE | DATA NOT AVAILABLE | CONNECTED | 0.0665 | 0.0665 | 0.07 | 0 | 0 | DATA NOT AVAILABLE | DATA NOT AVAILABLE | DATA NOT AVAILABLE | DATA NOT AVAILABLE | DATA NOT AVAILABLE | DATA NOT AVAILABLE | DATA NOT AVAILABLE | DATA NOT AVAILABLE | DATA NOT AVAILABLE | DATA NOT AVAILABLE | DATA NOT AVAILABLE | DATA NOT AVAILABLE | DATA NOT AVAILABLE | DATA NOT AVAILABLE | 2023-08-10
2000057198443 | DATA NOT AVAILABLE | WEST SIDE BATTERY | MILLSTREAM | CENTRICA LIMITED | MAIDENHEAD ROAD | WINDSOR | BERKSHIRE | SL4 5GD | ENGLAND | 494554 | 177178 | DATA NOT AVAILABLE | DATA NOT AVAILABLE | DATA NOT AVAILABLE | DATA NOT AVAILABLE | SOUTHERN ELECTRIC POWER DISTRIBUTION PLC | STORED ENERGY (ALL STORED ENERGY IRRESPECTVE OF THE ORIGINAL ENERGY SOURCE) | STORAGE - ELECTROCHEMICAL (BATTERIES) | DATA NOT AVAILABLE | DATA NOT AVAILABLE | DATA NOT AVAILABLE | DATA NOT AVAILABLE | DATA NOT AVAILABLE | DATA NOT AVAILABLE | DATA NOT AVAILABLE | DATA NOT AVAILABLE | DATA NOT AVAILABLE | DATA NOT AVAILABLE | DATA NOT AVAILABLE | DATA NOT AVAILABLE | DATA NOT AVAILABLE | DATA NOT AVAILABLE | DATA NOT AVAILABLE | DATA NOT AVAILABLE | DATA NOT AVAILABLE | CONNECTED | 0.475 | 0.475 | 0.5 | DATA NOT AVAILABLE | DATA NOT AVAILABLE | DATA NOT AVAILABLE | DATA NOT AVAILABLE | DATA NOT AVAILABLE | DATA NOT AVAILABLE | DATA NOT AVAILABLE | DATA NOT AVAILABLE | DATA NOT AVAILABLE | DATA NOT AVAILABLE | DATA NOT AVAILABLE | DATA NOT AVAILABLE | DATA NOT AVAILABLE | DATA NOT AVAILABLE | DATA NOT AVAILABLE | DATA NOT AVAILABLE | 2023-08-10
2000057198480 | DATA NOT AVAILABLE | EAST SIDE BATTERY | MILLSTREAM | CENTRICA LIMITED | MAIDENHEAD ROAD | WINDSOR | BERKSHIRE | SL4 5GD | ENGLAND | 494554 | 177178 | DATA NOT AVAILABLE | DATA NOT AVAILABLE | DATA NOT AVAILABLE | DATA NOT AVAILABLE | SOUTHERN ELECTRIC POWER DISTRIBUTION PLC | STORED ENERGY (ALL STORED ENERGY IRRESPECTVE OF THE ORIGINAL ENERGY SOURCE) | STORAGE - ELECTROCHEMICAL (BATTERIES) | DATA NOT AVAILABLE | DATA NOT AVAILABLE | DATA NOT AVAILABLE | DATA NOT AVAILABLE | DATA NOT AVAILABLE | DATA NOT AVAILABLE | DATA NOT AVAILABLE | DATA NOT AVAILABLE | DATA NOT AVAILABLE | DATA NOT AVAILABLE | DATA NOT AVAILABLE | DATA NOT AVAILABLE | DATA NOT AVAILABLE | DATA NOT AVAILABLE | DATA NOT AVAILABLE | DATA NOT AVAILABLE | DATA NOT AVAILABLE | CONNECTED | 0.475 | 0.475 | 0.5 | DATA NOT AVAILABLE | DATA NOT AVAILABLE | DATA NOT AVAILABLE | DATA NOT AVAILABLE | DATA NOT AVAILABLE | DATA NOT AVAILABLE | DATA NOT AVAILABLE | DATA NOT AVAILABLE | DATA NOT AVAILABLE | DATA NOT AVAILABLE | DATA NOT AVAILABLE | DATA NOT AVAILABLE | DATA NOT AVAILABLE | DATA NOT AVAILABLE | DATA NOT AVAILABLE | DATA NOT AVAILABLE | 2023-08-10
2000057220382 | DATA NOT AVAILABLE | WEST SUSSEX COUNTY COUNCIL | DATA NOT AVAILABLE | BILLINGSHURST PRIMARY SCHOOL | STATION ROAD | BILLINGSHURST | WEST SUSSEX | RH14 9RE | ENGLAND | 508690 | 125473 | DATA NOT AVAILABLE | DATA NOT AVAILABLE | DATA NOT AVAILABLE | DATA NOT AVAILABLE | SOUTHERN ELECTRIC POWER DISTRIBUTION PLC | DATA NOT AVAILABLE | DATA NOT AVAILABLE | DATA NOT AVAILABLE | DATA NOT AVAILABLE | DATA NOT AVAILABLE | DATA NOT AVAILABLE | DATA NOT AVAILABLE | DATA NOT AVAILABLE | DATA NOT AVAILABLE | DATA NOT AVAILABLE | DATA NOT AVAILABLE | DATA NOT AVAILABLE | DATA NOT AVAILABLE | DATA NOT AVAILABLE | DATA NOT AVAILABLE | DATA NOT AVAILABLE | DATA NOT AVAILABLE | DATA NOT AVAILABLE | DATA NOT AVAILABLE | CONNECTED | 0.09025 | 0.09025 | 0.095 | DATA NOT AVAILABLE | DATA NOT AVAILABLE | DATA NOT AVAILABLE | DATA NOT AVAILABLE | DATA NOT AVAILABLE | DATA NOT AVAILABLE | DATA NOT AVAILABLE | DATA NOT AVAILABLE | DATA NOT AVAILABLE | DATA NOT AVAILABLE | DATA NOT AVAILABLE | DATA NOT AVAILABLE | DATA NOT AVAILABLE | DATA NOT AVAILABLE | DATA NOT AVAILABLE | DATA NOT AVAILABLE | 2023-08-10
2000057272576 | DATA NOT AVAILABLE | DATA NOT AVAILABLE | OXFORD SEWAGE WORKS | DATA NOT AVAILABLE | DATA NOT AVAILABLE | OXFORD | OXFORDSHIRE | OX4 4YX | ENGLAND | 454125 | 201809 | DATA NOT AVAILABLE | DATA NOT AVAILABLE | DATA NOT AVAILABLE | DATA NOT AVAILABLE | SOUTHERN ELECTRIC POWER DISTRIBUTION PLC | DATA NOT AVAILABLE | DATA NOT AVAILABLE | DATA NOT AVAILABLE | DATA NOT AVAILABLE | DATA NOT AVAILABLE | DATA NOT AVAILABLE | DATA NOT AVAILABLE | DATA NOT AVAILABLE | DATA NOT AVAILABLE | DATA NOT AVAILABLE | DATA NOT AVAILABLE | DATA NOT AVAILABLE | DATA NOT AVAILABLE | DATA NOT AVAILABLE | DATA NOT AVAILABLE | DATA NOT AVAILABLE | DATA NOT AVAILABLE | DATA NOT AVAILABLE | DATA NOT AVAILABLE | CONNECTED | 0.76 | 0.76 | 0.8 | DATA NOT AVAILABLE | DATA NOT AVAILABLE | DATA NOT AVAILABLE | DATA NOT AVAILABLE | DATA NOT AVAILABLE | DATA NOT AVAILABLE | DATA NOT AVAILABLE | DATA NOT AVAILABLE | DATA NOT AVAILABLE | DATA NOT AVAILABLE | DATA NOT AVAILABLE | DATA NOT AVAILABLE | DATA NOT AVAILABLE | DATA NOT AVAILABLE | DATA NOT AVAILABLE | DATA NOT AVAILABLE | 2023-08-10
2000057289570 | DATA NOT AVAILABLE | KWTN SOLAR LIMITED | THE BLUESTONE CENTRE | UNIT 38 | SUNRISE WAY | SALISBURY | WILTSHIRE | SP4 7QA | ENGLAND | 416913 | 141716 | DATA NOT AVAILABLE | DATA NOT AVAILABLE | DATA NOT AVAILABLE | DATA NOT AVAILABLE | SOUTHERN ELECTRIC POWER DISTRIBUTION PLC | SOLAR | PHOTOVOLTAIC | DATA NOT AVAILABLE | DATA NOT AVAILABLE | DATA NOT AVAILABLE | DATA NOT AVAILABLE | DATA NOT AVAILABLE | DATA NOT AVAILABLE | DATA NOT AVAILABLE | DATA NOT AVAILABLE | DATA NOT AVAILABLE | DATA NOT AVAILABLE | DATA NOT AVAILABLE | DATA NOT AVAILABLE | DATA NOT AVAILABLE | DATA NOT AVAILABLE | DATA NOT AVAILABLE | DATA NOT AVAILABLE | DATA NOT AVAILABLE | CONNECTED | 0.16625 | 0.16625 | 0.175 | DATA NOT AVAILABLE | DATA NOT AVAILABLE | DATA NOT AVAILABLE | DATA NOT AVAILABLE | DATA NOT AVAILABLE | DATA NOT AVAILABLE | DATA NOT AVAILABLE | DATA NOT AVAILABLE | DATA NOT AVAILABLE | DATA NOT AVAILABLE | DATA NOT AVAILABLE | DATA NOT AVAILABLE | DATA NOT AVAILABLE | DATA NOT AVAILABLE | DATA NOT AVAILABLE | DATA NOT AVAILABLE | 2023-08-10
2000057298013 | DATA NOT AVAILABLE | WESSEX WATER SERVICES LIMITED | PUMPING STATION | DATA NOT AVAILABLE | DATA NOT AVAILABLE | WARMINSTER | WILTSHIRE | BA12 6AZ | ENGLAND | 381919 | 132804 | DATA NOT AVAILABLE | DATA NOT AVAILABLE | DATA NOT AVAILABLE | DATA NOT AVAILABLE | SOUTHERN ELECTRIC POWER DISTRIBUTION PLC | DATA NOT AVAILABLE | DATA NOT AVAILABLE | DATA NOT AVAILABLE | DATA NOT AVAILABLE | DATA NOT AVAILABLE | DATA NOT AVAILABLE | DATA NOT AVAILABLE | DATA NOT AVAILABLE | DATA NOT AVAILABLE | DATA NOT AVAILABLE | DATA NOT AVAILABLE | DATA NOT AVAILABLE | DATA NOT AVAILABLE | DATA NOT AVAILABLE | DATA NOT AVAILABLE | DATA NOT AVAILABLE | DATA NOT AVAILABLE | DATA NOT AVAILABLE | DATA NOT AVAILABLE | CONNECTED | 0.19 | 0.19 | 0.2 | DATA NOT AVAILABLE | DATA NOT AVAILABLE | DATA NOT AVAILABLE | DATA NOT AVAILABLE | DATA NOT AVAILABLE | DATA NOT AVAILABLE | DATA NOT AVAILABLE | DATA NOT AVAILABLE | DATA NOT AVAILABLE | DATA NOT AVAILABLE | DATA NOT AVAILABLE | DATA NOT AVAILABLE | DATA NOT AVAILABLE | DATA NOT AVAILABLE | DATA NOT AVAILABLE | DATA NOT AVAILABLE | 2023-08-10
2000057298351 | DATA NOT AVAILABLE | STERLING RELOCATION | HALLMARK HOUSE | DATA NOT AVAILABLE | ROWDELL ROAD | NORTHOLT | GREATER LONDON | UB5 6AG | ENGLAND | 513484 | 183914 | DATA NOT AVAILABLE | DATA NOT AVAILABLE | DATA NOT AVAILABLE | DATA NOT AVAILABLE | SOUTHERN ELECTRIC POWER DISTRIBUTION PLC | DATA NOT AVAILABLE | DATA NOT AVAILABLE | DATA NOT AVAILABLE | DATA NOT AVAILABLE | DATA NOT AVAILABLE | DATA NOT AVAILABLE | DATA NOT AVAILABLE | DATA NOT AVAILABLE | DATA NOT AVAILABLE | DATA NOT AVAILABLE | DATA NOT AVAILABLE | DATA NOT AVAILABLE | DATA NOT AVAILABLE | DATA NOT AVAILABLE | DATA NOT AVAILABLE | DATA NOT AVAILABLE | DATA NOT AVAILABLE | DATA NOT AVAILABLE | DATA NOT AVAILABLE | CONNECTED | 0.19 | 0.19 | 0.2 | DATA NOT AVAILABLE | DATA NOT AVAILABLE | DATA NOT AVAILABLE | DATA NOT AVAILABLE | DATA NOT AVAILABLE | DATA NOT AVAILABLE | DATA NOT AVAILABLE | DATA NOT AVAILABLE | DATA NOT AVAILABLE | DATA NOT AVAILABLE | DATA NOT AVAILABLE | DATA NOT AVAILABLE | DATA NOT AVAILABLE | DATA NOT AVAILABLE | DATA NOT AVAILABLE | DATA NOT AVAILABLE | 2023-08-10
2000057394344 | DATA NOT AVAILABLE | REDACTED | REDACTED | REDACTED | REDACTED | REDACTED | REDACTED | SO23 7 | ENGLAND | REDACTED | REDACTED | DATA NOT AVAILABLE | DATA NOT AVAILABLE | DATA NOT AVAILABLE | DATA NOT AVAILABLE | SOUTHERN ELECTRIC POWER DISTRIBUTION PLC | DATA NOT AVAILABLE | DATA NOT AVAILABLE | DATA NOT AVAILABLE | DATA NOT AVAILABLE | DATA NOT AVAILABLE | DATA NOT AVAILABLE | DATA NOT AVAILABLE | DATA NOT AVAILABLE | DATA NOT AVAILABLE | DATA NOT AVAILABLE | DATA NOT AVAILABLE | DATA NOT AVAILABLE | DATA NOT AVAILABLE | DATA NOT AVAILABLE | DATA NOT AVAILABLE | DATA NOT AVAILABLE | DATA NOT AVAILABLE | DATA NOT AVAILABLE | DATA NOT AVAILABLE | CONNECTED | 0.1007 | 0.1007 | 0.106 | DATA NOT AVAILABLE | DATA NOT AVAILABLE | DATA NOT AVAILABLE | DATA NOT AVAILABLE | DATA NOT AVAILABLE | DATA NOT AVAILABLE | DATA NOT AVAILABLE | DATA NOT AVAILABLE | DATA NOT AVAILABLE | DATA NOT AVAILABLE | DATA NOT AVAILABLE | DATA NOT AVAILABLE | DATA NOT AVAILABLE | DATA NOT AVAILABLE | DATA NOT AVAILABLE | DATA NOT AVAILABLE | 2023-08-10
2000057457766 | DATA NOT AVAILABLE | WEST SUSSEX COUNTY COUNCIL | DATA NOT AVAILABLE | PETWORTH C OF E PRIMARY SCHOOL | SOUTH GROVE | PETWORTH | WEST SUSSEX | GU28 0ED | ENGLAND | 497646 | 121050 | DATA NOT AVAILABLE | DATA NOT AVAILABLE | DATA NOT AVAILABLE | DATA NOT AVAILABLE | SOUTHERN ELECTRIC POWER DISTRIBUTION PLC | DATA NOT AVAILABLE | DATA NOT AVAILABLE | DATA NOT AVAILABLE | DATA NOT AVAILABLE | DATA NOT AVAILABLE | DATA NOT AVAILABLE | DATA NOT AVAILABLE | DATA NOT AVAILABLE | DATA NOT AVAILABLE | DATA NOT AVAILABLE | DATA NOT AVAILABLE | DATA NOT AVAILABLE | DATA NOT AVAILABLE | DATA NOT AVAILABLE | DATA NOT AVAILABLE | DATA NOT AVAILABLE | DATA NOT AVAILABLE | DATA NOT AVAILABLE | DATA NOT AVAILABLE | CONNECTED | 0.07125 | 0.07125 | 0.075 | DATA NOT AVAILABLE | DATA NOT AVAILABLE | DATA NOT AVAILABLE | DATA NOT AVAILABLE | DATA NOT AVAILABLE | DATA NOT AVAILABLE | DATA NOT AVAILABLE | DATA NOT AVAILABLE | DATA NOT AVAILABLE | DATA NOT AVAILABLE | DATA NOT AVAILABLE | DATA NOT AVAILABLE | DATA NOT AVAILABLE | DATA NOT AVAILABLE | DATA NOT AVAILABLE | DATA NOT AVAILABLE | 2023-08-10
2000057467505 | DATA NOT AVAILABLE | F&H ESTATE MANAGEMENT | THEATRE SUPPLY | DATA NOT AVAILABLE | THE ESTATE OFFICE | FARINGDON | OXFORDSHIRE | SN7 8BU | ENGLAND | 424107 | 196842 | DATA NOT AVAILABLE | DATA NOT AVAILABLE | DATA NOT AVAILABLE | DATA NOT AVAILABLE | SOUTHERN ELECTRIC POWER DISTRIBUTION PLC | DATA NOT AVAILABLE | DATA NOT AVAILABLE | DATA NOT AVAILABLE | DATA NOT AVAILABLE | DATA NOT AVAILABLE | DATA NOT AVAILABLE | DATA NOT AVAILABLE | DATA NOT AVAILABLE | DATA NOT AVAILABLE | DATA NOT AVAILABLE | DATA NOT AVAILABLE | DATA NOT AVAILABLE | DATA NOT AVAILABLE | DATA NOT AVAILABLE | DATA NOT AVAILABLE | DATA NOT AVAILABLE | DATA NOT AVAILABLE | DATA NOT AVAILABLE | DATA NOT AVAILABLE | CONNECTED | 0.18525 | 0.18525 | 0.195 | DATA NOT AVAILABLE | DATA NOT AVAILABLE | DATA NOT AVAILABLE | DATA NOT AVAILABLE | DATA NOT AVAILABLE | DATA NOT AVAILABLE | DATA NOT AVAILABLE | DATA NOT AVAILABLE | DATA NOT AVAILABLE | DATA NOT AVAILABLE | DATA NOT AVAILABLE | DATA NOT AVAILABLE | DATA NOT AVAILABLE | DATA NOT AVAILABLE | DATA NOT AVAILABLE | DATA NOT AVAILABLE | 2023-08-10
2000057515512 | DATA NOT AVAILABLE | HILDON WATER | CROWN FARM | BOTTLING PLANT | DATA NOT AVAILABLE | STOCKBRIDGE | HAMPSHIRE | SO20 8DQ | ENGLAND | 432134 | 130412 | DATA NOT AVAILABLE | DATA NOT AVAILABLE | DATA NOT AVAILABLE | DATA NOT AVAILABLE | SOUTHERN ELECTRIC POWER DISTRIBUTION PLC | DATA NOT AVAILABLE | DATA NOT AVAILABLE | DATA NOT AVAILABLE | DATA NOT AVAILABLE | DATA NOT AVAILABLE | DATA NOT AVAILABLE | DATA NOT AVAILABLE | DATA NOT AVAILABLE | DATA NOT AVAILABLE | DATA NOT AVAILABLE | DATA NOT AVAILABLE | DATA NOT AVAILABLE | DATA NOT AVAILABLE | DATA NOT AVAILABLE | DATA NOT AVAILABLE | DATA NOT AVAILABLE | DATA NOT AVAILABLE | DATA NOT AVAILABLE | DATA NOT AVAILABLE | CONNECTED | 0.19 | 0.19 | 0.2 | DATA NOT AVAILABLE | DATA NOT AVAILABLE | DATA NOT AVAILABLE | DATA NOT AVAILABLE | DATA NOT AVAILABLE | DATA NOT AVAILABLE | DATA NOT AVAILABLE | DATA NOT AVAILABLE | DATA NOT AVAILABLE | DATA NOT AVAILABLE | DATA NOT AVAILABLE | DATA NOT AVAILABLE | DATA NOT AVAILABLE | DATA NOT AVAILABLE | DATA NOT AVAILABLE | DATA NOT AVAILABLE | 2023-08-10
2000057534152 | DATA NOT AVAILABLE | E.ON ENERGY SOLUTIONS LIMITED | DATA NOT AVAILABLE | FLAT BLA1 | ENERGY CENTRE | HOUNSLOW | HILLINGDON | TW3 4DW | ENGLAND | 513529 | 176237 | DATA NOT AVAILABLE | DATA NOT AVAILABLE | DATA NOT AVAILABLE | DATA NOT AVAILABLE | SOUTHERN ELECTRIC POWER DISTRIBUTION PLC | DATA NOT AVAILABLE | DATA NOT AVAILABLE | DATA NOT AVAILABLE | DATA NOT AVAILABLE | DATA NOT AVAILABLE | DATA NOT AVAILABLE | DATA NOT AVAILABLE | DATA NOT AVAILABLE | DATA NOT AVAILABLE | DATA NOT AVAILABLE | DATA NOT AVAILABLE | DATA NOT AVAILABLE | DATA NOT AVAILABLE | DATA NOT AVAILABLE | DATA NOT AVAILABLE | DATA NOT AVAILABLE | DATA NOT AVAILABLE | DATA NOT AVAILABLE | DATA NOT AVAILABLE | CONNECTED | 0.0665 | 0.0665 | 0.07 | DATA NOT AVAILABLE | DATA NOT AVAILABLE | DATA NOT AVAILABLE | DATA NOT AVAILABLE | DATA NOT AVAILABLE | DATA NOT AVAILABLE | DATA NOT AVAILABLE | DATA NOT AVAILABLE | DATA NOT AVAILABLE | DATA NOT AVAILABLE | DATA NOT AVAILABLE | DATA NOT AVAILABLE | DATA NOT AVAILABLE | DATA NOT AVAILABLE | DATA NOT AVAILABLE | DATA NOT AVAILABLE | 2023-08-10
2000057534542 | DATA NOT AVAILABLE | WEST SUSSEX COUNTY COUNCIL | FELPHAM COMM COLLEGE | DATA NOT AVAILABLE | DATA NOT AVAILABLE | BOGNOR REGIS | WEST SUSSEX | PO22 8EL | ENGLAND | 494807 | 100150 | DATA NOT AVAILABLE | DATA NOT AVAILABLE | DATA NOT AVAILABLE | DATA NOT AVAILABLE | SOUTHERN ELECTRIC POWER DISTRIBUTION PLC | DATA NOT AVAILABLE | DATA NOT AVAILABLE | DATA NOT AVAILABLE | DATA NOT AVAILABLE | DATA NOT AVAILABLE | DATA NOT AVAILABLE | DATA NOT AVAILABLE | DATA NOT AVAILABLE | DATA NOT AVAILABLE | DATA NOT AVAILABLE | DATA NOT AVAILABLE | DATA NOT AVAILABLE | DATA NOT AVAILABLE | DATA NOT AVAILABLE | DATA NOT AVAILABLE | DATA NOT AVAILABLE | DATA NOT AVAILABLE | DATA NOT AVAILABLE | DATA NOT AVAILABLE | CONNECTED | 0.19 | 0.19 | 0.2 | DATA NOT AVAILABLE | DATA NOT AVAILABLE | DATA NOT AVAILABLE | DATA NOT AVAILABLE | DATA NOT AVAILABLE | DATA NOT AVAILABLE | DATA NOT AVAILABLE | DATA NOT AVAILABLE | DATA NOT AVAILABLE | DATA NOT AVAILABLE | DATA NOT AVAILABLE | DATA NOT AVAILABLE | DATA NOT AVAILABLE | DATA NOT AVAILABLE | DATA NOT AVAILABLE | DATA NOT AVAILABLE | 2023-08-10
2000057534551 | DATA NOT AVAILABLE | WEST SUSSEX COUNTY COUNCIL | DATA NOT AVAILABLE | BISHOP LUFFA C OF E SCHOOL | DATA NOT AVAILABLE | CHICHESTER | WEST SUSSEX | PO19 3HP | ENGLAND | 484951 | 104784 | DATA NOT AVAILABLE | DATA NOT AVAILABLE | DATA NOT AVAILABLE | DATA NOT AVAILABLE | SOUTHERN ELECTRIC POWER DISTRIBUTION PLC | DATA NOT AVAILABLE | DATA NOT AVAILABLE | DATA NOT AVAILABLE | DATA NOT AVAILABLE | DATA NOT AVAILABLE | DATA NOT AVAILABLE | DATA NOT AVAILABLE | DATA NOT AVAILABLE | DATA NOT AVAILABLE | DATA NOT AVAILABLE | DATA NOT AVAILABLE | DATA NOT AVAILABLE | DATA NOT AVAILABLE | DATA NOT AVAILABLE | DATA NOT AVAILABLE | DATA NOT AVAILABLE | DATA NOT AVAILABLE | DATA NOT AVAILABLE | DATA NOT AVAILABLE | CONNECTED | 0.19 | 0.19 | 0.2 | DATA NOT AVAILABLE | DATA NOT AVAILABLE | DATA NOT AVAILABLE | DATA NOT AVAILABLE | DATA NOT AVAILABLE | DATA NOT AVAILABLE | DATA NOT AVAILABLE | DATA NOT AVAILABLE | DATA NOT AVAILABLE | DATA NOT AVAILABLE | DATA NOT AVAILABLE | DATA NOT AVAILABLE | DATA NOT AVAILABLE | DATA NOT AVAILABLE | DATA NOT AVAILABLE | DATA NOT AVAILABLE | 2023-08-10
2000057539328 | DATA NOT AVAILABLE | COOLERS AND CONDENSERS LTD | DATA NOT AVAILABLE | BOXCLEVER | DATA NOT AVAILABLE | FAREHAM | HAMPSHIRE | PO15 5TX | ENGLAND | 453161 | 107765 | DATA NOT AVAILABLE | DATA NOT AVAILABLE | DATA NOT AVAILABLE | DATA NOT AVAILABLE | SOUTHERN ELECTRIC POWER DISTRIBUTION PLC | DATA NOT AVAILABLE | DATA NOT AVAILABLE | DATA NOT AVAILABLE | DATA NOT AVAILABLE | DATA NOT AVAILABLE | DATA NOT AVAILABLE | DATA NOT AVAILABLE | DATA NOT AVAILABLE | DATA NOT AVAILABLE | DATA NOT AVAILABLE | DATA NOT AVAILABLE | DATA NOT AVAILABLE | DATA NOT AVAILABLE | DATA NOT AVAILABLE | DATA NOT AVAILABLE | DATA NOT AVAILABLE | DATA NOT AVAILABLE | DATA NOT AVAILABLE | DATA NOT AVAILABLE | CONNECTED | 0.1235 | 0.1235 | 0.13 | DATA NOT AVAILABLE | DATA NOT AVAILABLE | DATA NOT AVAILABLE | DATA NOT AVAILABLE | DATA NOT AVAILABLE | DATA NOT AVAILABLE | DATA NOT AVAILABLE | DATA NOT AVAILABLE | DATA NOT AVAILABLE | DATA NOT AVAILABLE | DATA NOT AVAILABLE | DATA NOT AVAILABLE | DATA NOT AVAILABLE | DATA NOT AVAILABLE | DATA NOT AVAILABLE | DATA NOT AVAILABLE | 2023-08-10
2000057545800 | DATA NOT AVAILABLE | DATA NOT AVAILABLE | COLTHROP WAY | DATA NOT AVAILABLE | BATH ROAD | THATCHAM | BERKSHIRE | RG19 4AG | ENGLAND | 453976 | 166843 | DATA NOT AVAILABLE | DATA NOT AVAILABLE | DATA NOT AVAILABLE | DATA NOT AVAILABLE | SOUTHERN ELECTRIC POWER DISTRIBUTION PLC | SOLAR | PHOTOVOLTAIC | DATA NOT AVAILABLE | DATA NOT AVAILABLE | DATA NOT AVAILABLE | 0.127 | DATA NOT AVAILABLE | DATA NOT AVAILABLE | DATA NOT AVAILABLE | DATA NOT AVAILABLE | DATA NOT AVAILABLE | DATA NOT AVAILABLE | DATA NOT AVAILABLE | DATA NOT AVAILABLE | DATA NOT AVAILABLE | DATA NOT AVAILABLE | DATA NOT AVAILABLE | DATA NOT AVAILABLE | DATA NOT AVAILABLE | CONNECTED | 0.12065 | 0.12065 | 0.127 | 0 | 0 | DATA NOT AVAILABLE | DATA NOT AVAILABLE | DATA NOT AVAILABLE | DATA NOT AVAILABLE | DATA NOT AVAILABLE | DATA NOT AVAILABLE | DATA NOT AVAILABLE | DATA NOT AVAILABLE | DATA NOT AVAILABLE | DATA NOT AVAILABLE | DATA NOT AVAILABLE | DATA NOT AVAILABLE | DATA NOT AVAILABLE | DATA NOT AVAILABLE | 2023-08-10
2000057560152 | DATA NOT AVAILABLE | DATA NOT AVAILABLE | UNIT 1 | DATA NOT AVAILABLE | DATA NOT AVAILABLE | HOUNSLOW | HILLINGDON | TW5 9QA | ENGLAND | 511119 | 177577 | DATA NOT AVAILABLE | DATA NOT AVAILABLE | DATA NOT AVAILABLE | DATA NOT AVAILABLE | SOUTHERN ELECTRIC POWER DISTRIBUTION PLC | DATA NOT AVAILABLE | DATA NOT AVAILABLE | DATA NOT AVAILABLE | DATA NOT AVAILABLE | DATA NOT AVAILABLE | DATA NOT AVAILABLE | DATA NOT AVAILABLE | DATA NOT AVAILABLE | DATA NOT AVAILABLE | DATA NOT AVAILABLE | DATA NOT AVAILABLE | DATA NOT AVAILABLE | DATA NOT AVAILABLE | DATA NOT AVAILABLE | DATA NOT AVAILABLE | DATA NOT AVAILABLE | DATA NOT AVAILABLE | DATA NOT AVAILABLE | DATA NOT AVAILABLE | CONNECTED | 0.1976 | 0.1976 | 0.208 | DATA NOT AVAILABLE | DATA NOT AVAILABLE | DATA NOT AVAILABLE | DATA NOT AVAILABLE | DATA NOT AVAILABLE | DATA NOT AVAILABLE | DATA NOT AVAILABLE | DATA NOT AVAILABLE | DATA NOT AVAILABLE | DATA NOT AVAILABLE | DATA NOT AVAILABLE | DATA NOT AVAILABLE | DATA NOT AVAILABLE | DATA NOT AVAILABLE | DATA NOT AVAILABLE | DATA NOT AVAILABLE | 2023-08-10
2000057560170 | DATA NOT AVAILABLE | HILTON NATIONAL EXPORT | DATA NOT AVAILABLE | HILTON NATIONAL | GREAT WESTERN WAY | SWINDON | WILTSHIRE | SN5 8UZ | ENGLAND | 410288 | 183123 | DATA NOT AVAILABLE | DATA NOT AVAILABLE | DATA NOT AVAILABLE | DATA NOT AVAILABLE | SOUTHERN ELECTRIC POWER DISTRIBUTION PLC | DATA NOT AVAILABLE | DATA NOT AVAILABLE | DATA NOT AVAILABLE | DATA NOT AVAILABLE | DATA NOT AVAILABLE | DATA NOT AVAILABLE | DATA NOT AVAILABLE | DATA NOT AVAILABLE | DATA NOT AVAILABLE | DATA NOT AVAILABLE | DATA NOT AVAILABLE | DATA NOT AVAILABLE | DATA NOT AVAILABLE | DATA NOT AVAILABLE | DATA NOT AVAILABLE | DATA NOT AVAILABLE | DATA NOT AVAILABLE | DATA NOT AVAILABLE | DATA NOT AVAILABLE | CONNECTED | 0.19 | 0.19 | 0.2 | DATA NOT AVAILABLE | DATA NOT AVAILABLE | DATA NOT AVAILABLE | DATA NOT AVAILABLE | DATA NOT AVAILABLE | DATA NOT AVAILABLE | DATA NOT AVAILABLE | DATA NOT AVAILABLE | DATA NOT AVAILABLE | DATA NOT AVAILABLE | DATA NOT AVAILABLE | DATA NOT AVAILABLE | DATA NOT AVAILABLE | DATA NOT AVAILABLE | DATA NOT AVAILABLE | DATA NOT AVAILABLE | 2023-08-10
2000057566163 | DATA NOT AVAILABLE | NICHOLSONS NURSERIES | NURSERIES | DATA NOT AVAILABLE | DATA NOT AVAILABLE | BICESTER | OXFORDSHIRE | OX25 6HL | ENGLAND | 447558 | 228713 | COWLEY GSP | YARNTON | DEDDINGTON | 11 | SOUTHERN ELECTRIC POWER DISTRIBUTION PLC | DATA NOT AVAILABLE | DATA NOT AVAILABLE | DATA NOT AVAILABLE | DATA NOT AVAILABLE | DATA NOT AVAILABLE | DATA NOT AVAILABLE | DATA NOT AVAILABLE | DATA NOT AVAILABLE | DATA NOT AVAILABLE | DATA NOT AVAILABLE | DATA NOT AVAILABLE | DATA NOT AVAILABLE | DATA NOT AVAILABLE | DATA NOT AVAILABLE | DATA NOT AVAILABLE | DATA NOT AVAILABLE | DATA NOT AVAILABLE | DATA NOT AVAILABLE | DATA NOT AVAILABLE | CONNECTED | 0.095 | 0.095 | 0.1 | DATA NOT AVAILABLE | DATA NOT AVAILABLE | DATA NOT AVAILABLE | DATA NOT AVAILABLE | DATA NOT AVAILABLE | DATA NOT AVAILABLE | DATA NOT AVAILABLE | DATA NOT AVAILABLE | DATA NOT AVAILABLE | DATA NOT AVAILABLE | DATA NOT AVAILABLE | DATA NOT AVAILABLE | DATA NOT AVAILABLE | DATA NOT AVAILABLE | DATA NOT AVAILABLE | DATA NOT AVAILABLE | 2023-08-10
2000057588929 | DATA NOT AVAILABLE | DEXTRA GROUP PLC | UNIT 18 | DATA NOT AVAILABLE | DATA NOT AVAILABLE | GILLINGHAM | SOMERSET | SP8 4PX | ENGLAND | 380992 | 125732 | DATA NOT AVAILABLE | DATA NOT AVAILABLE | DATA NOT AVAILABLE | DATA NOT AVAILABLE | SOUTHERN ELECTRIC POWER DISTRIBUTION PLC | DATA NOT AVAILABLE | DATA NOT AVAILABLE | DATA NOT AVAILABLE | DATA NOT AVAILABLE | DATA NOT AVAILABLE | DATA NOT AVAILABLE | DATA NOT AVAILABLE | DATA NOT AVAILABLE | DATA NOT AVAILABLE | DATA NOT AVAILABLE | DATA NOT AVAILABLE | DATA NOT AVAILABLE | DATA NOT AVAILABLE | DATA NOT AVAILABLE | DATA NOT AVAILABLE | DATA NOT AVAILABLE | DATA NOT AVAILABLE | DATA NOT AVAILABLE | DATA NOT AVAILABLE | CONNECTED | 0.18335 | 0.18335 | 0.193 | DATA NOT AVAILABLE | DATA NOT AVAILABLE | DATA NOT AVAILABLE | DATA NOT AVAILABLE | DATA NOT AVAILABLE | DATA NOT AVAILABLE | DATA NOT AVAILABLE | DATA NOT AVAILABLE | DATA NOT AVAILABLE | DATA NOT AVAILABLE | DATA NOT AVAILABLE | DATA NOT AVAILABLE | DATA NOT AVAILABLE | DATA NOT AVAILABLE | DATA NOT AVAILABLE | DATA NOT AVAILABLE | 2023-08-10
2000057588974 | DATA NOT AVAILABLE | DEXTRA GROUP PLC | UNIT 17 | DATA NOT AVAILABLE | DATA NOT AVAILABLE | GILLINGHAM | SOMERSET | SP8 4PX | ENGLAND | 380992 | 125732 | DATA NOT AVAILABLE | DATA NOT AVAILABLE | DATA NOT AVAILABLE | DATA NOT AVAILABLE | SOUTHERN ELECTRIC POWER DISTRIBUTION PLC | DATA NOT AVAILABLE | DATA NOT AVAILABLE | DATA NOT AVAILABLE | DATA NOT AVAILABLE | DATA NOT AVAILABLE | DATA NOT AVAILABLE | DATA NOT AVAILABLE | DATA NOT AVAILABLE | DATA NOT AVAILABLE | DATA NOT AVAILABLE | DATA NOT AVAILABLE | DATA NOT AVAILABLE | DATA NOT AVAILABLE | DATA NOT AVAILABLE | DATA NOT AVAILABLE | DATA NOT AVAILABLE | DATA NOT AVAILABLE | DATA NOT AVAILABLE | DATA NOT AVAILABLE | CONNECTED | 0.09405 | 0.09405 | 0.099 | DATA NOT AVAILABLE | DATA NOT AVAILABLE | DATA NOT AVAILABLE | DATA NOT AVAILABLE | DATA NOT AVAILABLE | DATA NOT AVAILABLE | DATA NOT AVAILABLE | DATA NOT AVAILABLE | DATA NOT AVAILABLE | DATA NOT AVAILABLE | DATA NOT AVAILABLE | DATA NOT AVAILABLE | DATA NOT AVAILABLE | DATA NOT AVAILABLE | DATA NOT AVAILABLE | DATA NOT AVAILABLE | 2023-08-10
2000057590389 | DATA NOT AVAILABLE | JOHN SHEEHAN (OXFORD) LTD | KNIGHTSBRIDGE FARM | DATA NOT AVAILABLE | DATA NOT AVAILABLE | YARNTON | OXFORDSHIRE | OX5 1PH | ENGLAND | 448860 | 211699 | DATA NOT AVAILABLE | DATA NOT AVAILABLE | DATA NOT AVAILABLE | DATA NOT AVAILABLE | SOUTHERN ELECTRIC POWER DISTRIBUTION PLC | DATA NOT AVAILABLE | DATA NOT AVAILABLE | DATA NOT AVAILABLE | DATA NOT AVAILABLE | DATA NOT AVAILABLE | DATA NOT AVAILABLE | DATA NOT AVAILABLE | DATA NOT AVAILABLE | DATA NOT AVAILABLE | DATA NOT AVAILABLE | DATA NOT AVAILABLE | DATA NOT AVAILABLE | DATA NOT AVAILABLE | DATA NOT AVAILABLE | DATA NOT AVAILABLE | DATA NOT AVAILABLE | DATA NOT AVAILABLE | DATA NOT AVAILABLE | DATA NOT AVAILABLE | CONNECTED | 0.076 | 0.076 | 0.08 | DATA NOT AVAILABLE | DATA NOT AVAILABLE | DATA NOT AVAILABLE | DATA NOT AVAILABLE | DATA NOT AVAILABLE | DATA NOT AVAILABLE | DATA NOT AVAILABLE | DATA NOT AVAILABLE | DATA NOT AVAILABLE | DATA NOT AVAILABLE | DATA NOT AVAILABLE | DATA NOT AVAILABLE | DATA NOT AVAILABLE | DATA NOT AVAILABLE | DATA NOT AVAILABLE | DATA NOT AVAILABLE | 2023-08-10
2000057590468 | DATA NOT AVAILABLE | DEXTRA GROUP PLC | GILLINGHAM EVENT CENTRE | THE OLIVE BOWL LIMITED | BRICKFIELDS BUSINESS PARK | GILLINGHAM | SOMERSET | SP8 4PX | ENGLAND | 380992 | 125732 | DATA NOT AVAILABLE | DATA NOT AVAILABLE | DATA NOT AVAILABLE | DATA NOT AVAILABLE | SOUTHERN ELECTRIC POWER DISTRIBUTION PLC | DATA NOT AVAILABLE | DATA NOT AVAILABLE | DATA NOT AVAILABLE | DATA NOT AVAILABLE | DATA NOT AVAILABLE | DATA NOT AVAILABLE | DATA NOT AVAILABLE | DATA NOT AVAILABLE | DATA NOT AVAILABLE | DATA NOT AVAILABLE | DATA NOT AVAILABLE | DATA NOT AVAILABLE | DATA NOT AVAILABLE | DATA NOT AVAILABLE | DATA NOT AVAILABLE | DATA NOT AVAILABLE | DATA NOT AVAILABLE | DATA NOT AVAILABLE | DATA NOT AVAILABLE | CONNECTED | 0.09405 | 0.09405 | 0.099 | DATA NOT AVAILABLE | DATA NOT AVAILABLE | DATA NOT AVAILABLE | DATA NOT AVAILABLE | DATA NOT AVAILABLE | DATA NOT AVAILABLE | DATA NOT AVAILABLE | DATA NOT AVAILABLE | DATA NOT AVAILABLE | DATA NOT AVAILABLE | DATA NOT AVAILABLE | DATA NOT AVAILABLE | DATA NOT AVAILABLE | DATA NOT AVAILABLE | DATA NOT AVAILABLE | DATA NOT AVAILABLE | 2023-08-10
2000057635180 | DATA NOT AVAILABLE | DATA NOT AVAILABLE | DATA NOT AVAILABLE | THE WEY VALLEY SCHOOL SPORTS COLLEGE | DATA NOT AVAILABLE | WEYMOUTH | DORSET | DT3 5AN | ENGLAND | 366933 | 82683 | DATA NOT AVAILABLE | DATA NOT AVAILABLE | DATA NOT AVAILABLE | DATA NOT AVAILABLE | SOUTHERN ELECTRIC POWER DISTRIBUTION PLC | DATA NOT AVAILABLE | DATA NOT AVAILABLE | DATA NOT AVAILABLE | DATA NOT AVAILABLE | DATA NOT AVAILABLE | DATA NOT AVAILABLE | DATA NOT AVAILABLE | DATA NOT AVAILABLE | DATA NOT AVAILABLE | DATA NOT AVAILABLE | DATA NOT AVAILABLE | DATA NOT AVAILABLE | DATA NOT AVAILABLE | DATA NOT AVAILABLE | DATA NOT AVAILABLE | DATA NOT AVAILABLE | DATA NOT AVAILABLE | DATA NOT AVAILABLE | DATA NOT AVAILABLE | CONNECTED | 0.07885 | 0.07885 | 0.083 | DATA NOT AVAILABLE | DATA NOT AVAILABLE | DATA NOT AVAILABLE | DATA NOT AVAILABLE | DATA NOT AVAILABLE | DATA NOT AVAILABLE | DATA NOT AVAILABLE | DATA NOT AVAILABLE | DATA NOT AVAILABLE | DATA NOT AVAILABLE | DATA NOT AVAILABLE | DATA NOT AVAILABLE | DATA NOT AVAILABLE | DATA NOT AVAILABLE | DATA NOT AVAILABLE | DATA NOT AVAILABLE | 2023-08-10
2000057641670 | DATA NOT AVAILABLE | REDACTED | REDACTED | REDACTED | REDACTED | REDACTED | REDACTED | PO9 1F | ENGLAND | REDACTED | REDACTED | DATA NOT AVAILABLE | DATA NOT AVAILABLE | DATA NOT AVAILABLE | DATA NOT AVAILABLE | SOUTHERN ELECTRIC POWER DISTRIBUTION PLC | DATA NOT AVAILABLE | DATA NOT AVAILABLE | DATA NOT AVAILABLE | DATA NOT AVAILABLE | DATA NOT AVAILABLE | DATA NOT AVAILABLE | DATA NOT AVAILABLE | DATA NOT AVAILABLE | DATA NOT AVAILABLE | DATA NOT AVAILABLE | DATA NOT AVAILABLE | DATA NOT AVAILABLE | DATA NOT AVAILABLE | DATA NOT AVAILABLE | DATA NOT AVAILABLE | DATA NOT AVAILABLE | DATA NOT AVAILABLE | DATA NOT AVAILABLE | DATA NOT AVAILABLE | CONNECTED | 0.2375 | 0.2375 | 0.25 | DATA NOT AVAILABLE | DATA NOT AVAILABLE | DATA NOT AVAILABLE | DATA NOT AVAILABLE | DATA NOT AVAILABLE | DATA NOT AVAILABLE | DATA NOT AVAILABLE | DATA NOT AVAILABLE | DATA NOT AVAILABLE | DATA NOT AVAILABLE | DATA NOT AVAILABLE | DATA NOT AVAILABLE | DATA NOT AVAILABLE | DATA NOT AVAILABLE | DATA NOT AVAILABLE | DATA NOT AVAILABLE | 2023-08-10
2000057642771 | DATA NOT AVAILABLE | ORIGINAL BOWLING COMPANY | 113 POOLE MEGABOWL | IMPORT/EXPORT | TOWER PARK | POOLE | DORSET | BH12 4NY | ENGLAND | 403501 | 94092 | DATA NOT AVAILABLE | DATA NOT AVAILABLE | DATA NOT AVAILABLE | DATA NOT AVAILABLE | SOUTHERN ELECTRIC POWER DISTRIBUTION PLC | DATA NOT AVAILABLE | DATA NOT AVAILABLE | DATA NOT AVAILABLE | DATA NOT AVAILABLE | DATA NOT AVAILABLE | DATA NOT AVAILABLE | DATA NOT AVAILABLE | DATA NOT AVAILABLE | DATA NOT AVAILABLE | DATA NOT AVAILABLE | DATA NOT AVAILABLE | DATA NOT AVAILABLE | DATA NOT AVAILABLE | DATA NOT AVAILABLE | DATA NOT AVAILABLE | DATA NOT AVAILABLE | DATA NOT AVAILABLE | DATA NOT AVAILABLE | DATA NOT AVAILABLE | CONNECTED | 0.0855 | 0.0855 | 0.09 | DATA NOT AVAILABLE | DATA NOT AVAILABLE | DATA NOT AVAILABLE | DATA NOT AVAILABLE | DATA NOT AVAILABLE | DATA NOT AVAILABLE | DATA NOT AVAILABLE | DATA NOT AVAILABLE | DATA NOT AVAILABLE | DATA NOT AVAILABLE | DATA NOT AVAILABLE | DATA NOT AVAILABLE | DATA NOT AVAILABLE | DATA NOT AVAILABLE | DATA NOT AVAILABLE | DATA NOT AVAILABLE | 2023-08-10
2000057661783 | DATA NOT AVAILABLE | COOP PPA SITES | DATA NOT AVAILABLE | THE BLANDFORD SCHOOL | MILLDOWN ROAD | BLANDFORD FORUM | DORSET | DT11 7SQ | ENGLAND | 388030 | 106984 | DATA NOT AVAILABLE | DATA NOT AVAILABLE | DATA NOT AVAILABLE | DATA NOT AVAILABLE | SOUTHERN ELECTRIC POWER DISTRIBUTION PLC | DATA NOT AVAILABLE | DATA NOT AVAILABLE | DATA NOT AVAILABLE | DATA NOT AVAILABLE | DATA NOT AVAILABLE | DATA NOT AVAILABLE | DATA NOT AVAILABLE | DATA NOT AVAILABLE | DATA NOT AVAILABLE | DATA NOT AVAILABLE | DATA NOT AVAILABLE | DATA NOT AVAILABLE | DATA NOT AVAILABLE | DATA NOT AVAILABLE | DATA NOT AVAILABLE | DATA NOT AVAILABLE | DATA NOT AVAILABLE | DATA NOT AVAILABLE | DATA NOT AVAILABLE | CONNECTED | 0.1045 | 0.1045 | 0.11 | DATA NOT AVAILABLE | DATA NOT AVAILABLE | DATA NOT AVAILABLE | DATA NOT AVAILABLE | DATA NOT AVAILABLE | DATA NOT AVAILABLE | DATA NOT AVAILABLE | DATA NOT AVAILABLE | DATA NOT AVAILABLE | DATA NOT AVAILABLE | DATA NOT AVAILABLE | DATA NOT AVAILABLE | DATA NOT AVAILABLE | DATA NOT AVAILABLE | DATA NOT AVAILABLE | DATA NOT AVAILABLE | 2023-08-10
2000057662280 | DATA NOT AVAILABLE | WEST SUSSEX COUNTY COUNCIL | DATA NOT AVAILABLE | FORDWATER SCHOOL | DATA NOT AVAILABLE | CHICHESTER | WEST SUSSEX | PO19 6PP | ENGLAND | 486320 | 106456 | DATA NOT AVAILABLE | DATA NOT AVAILABLE | DATA NOT AVAILABLE | DATA NOT AVAILABLE | SOUTHERN ELECTRIC POWER DISTRIBUTION PLC | DATA NOT AVAILABLE | DATA NOT AVAILABLE | DATA NOT AVAILABLE | DATA NOT AVAILABLE | DATA NOT AVAILABLE | DATA NOT AVAILABLE | DATA NOT AVAILABLE | DATA NOT AVAILABLE | DATA NOT AVAILABLE | DATA NOT AVAILABLE | DATA NOT AVAILABLE | DATA NOT AVAILABLE | DATA NOT AVAILABLE | DATA NOT AVAILABLE | DATA NOT AVAILABLE | DATA NOT AVAILABLE | DATA NOT AVAILABLE | DATA NOT AVAILABLE | DATA NOT AVAILABLE | CONNECTED | 0.0855 | 0.0855 | 0.09 | DATA NOT AVAILABLE | DATA NOT AVAILABLE | DATA NOT AVAILABLE | DATA NOT AVAILABLE | DATA NOT AVAILABLE | DATA NOT AVAILABLE | DATA NOT AVAILABLE | DATA NOT AVAILABLE | DATA NOT AVAILABLE | DATA NOT AVAILABLE | DATA NOT AVAILABLE | DATA NOT AVAILABLE | DATA NOT AVAILABLE | DATA NOT AVAILABLE | DATA NOT AVAILABLE | DATA NOT AVAILABLE | 2023-08-10
2000057664349 | DATA NOT AVAILABLE | SONARDYNE INTERNATIONAL LIMITED | BLACKBUSHE BUSINESS PARK | IGA LTD | TUSCANY WAY | YATELEY | HAMPSHIRE | GU46 6GF | ENGLAND | 481297 | 159594 | DATA NOT AVAILABLE | DATA NOT AVAILABLE | DATA NOT AVAILABLE | DATA NOT AVAILABLE | SOUTHERN ELECTRIC POWER DISTRIBUTION PLC | DATA NOT AVAILABLE | DATA NOT AVAILABLE | DATA NOT AVAILABLE | DATA NOT AVAILABLE | DATA NOT AVAILABLE | DATA NOT AVAILABLE | DATA NOT AVAILABLE | DATA NOT AVAILABLE | DATA NOT AVAILABLE | DATA NOT AVAILABLE | DATA NOT AVAILABLE | DATA NOT AVAILABLE | DATA NOT AVAILABLE | DATA NOT AVAILABLE | DATA NOT AVAILABLE | DATA NOT AVAILABLE | DATA NOT AVAILABLE | DATA NOT AVAILABLE | DATA NOT AVAILABLE | CONNECTED | 0.19 | 0.19 | 0.2 | DATA NOT AVAILABLE | DATA NOT AVAILABLE | DATA NOT AVAILABLE | DATA NOT AVAILABLE | DATA NOT AVAILABLE | DATA NOT AVAILABLE | DATA NOT AVAILABLE | DATA NOT AVAILABLE | DATA NOT AVAILABLE | DATA NOT AVAILABLE | DATA NOT AVAILABLE | DATA NOT AVAILABLE | DATA NOT AVAILABLE | DATA NOT AVAILABLE | DATA NOT AVAILABLE | DATA NOT AVAILABLE | 2023-08-10
2000057664358 | DATA NOT AVAILABLE | SONARDYNE INTERNATIONAL LIMITED | OCEAN HOUSE | SONARDYNE INTERNATIONAL LIMITED | SAXONY WAY | YATELEY | HAMPSHIRE | GU46 6GD | ENGLAND | 481231 | 159697 | DATA NOT AVAILABLE | DATA NOT AVAILABLE | DATA NOT AVAILABLE | DATA NOT AVAILABLE | SOUTHERN ELECTRIC POWER DISTRIBUTION PLC | DATA NOT AVAILABLE | DATA NOT AVAILABLE | DATA NOT AVAILABLE | DATA NOT AVAILABLE | DATA NOT AVAILABLE | DATA NOT AVAILABLE | DATA NOT AVAILABLE | DATA NOT AVAILABLE | DATA NOT AVAILABLE | DATA NOT AVAILABLE | DATA NOT AVAILABLE | DATA NOT AVAILABLE | DATA NOT AVAILABLE | DATA NOT AVAILABLE | DATA NOT AVAILABLE | DATA NOT AVAILABLE | DATA NOT AVAILABLE | DATA NOT AVAILABLE | DATA NOT AVAILABLE | CONNECTED | 0.19 | 0.19 | 0.2 | DATA NOT AVAILABLE | DATA NOT AVAILABLE | DATA NOT AVAILABLE | DATA NOT AVAILABLE | DATA NOT AVAILABLE | DATA NOT AVAILABLE | DATA NOT AVAILABLE | DATA NOT AVAILABLE | DATA NOT AVAILABLE | DATA NOT AVAILABLE | DATA NOT AVAILABLE | DATA NOT AVAILABLE | DATA NOT AVAILABLE | DATA NOT AVAILABLE | DATA NOT AVAILABLE | DATA NOT AVAILABLE | 2023-08-10
2000057664367 | DATA NOT AVAILABLE | SONARDYNE INTERNATIONAL LIMITED | HAVEN HOUSE | SONARDYNE INTERNATIONAL LIMITED | GALWAY ROAD | YATELEY | HAMPSHIRE | GU46 6GE | ENGLAND | 481157 | 159784 | DATA NOT AVAILABLE | DATA NOT AVAILABLE | DATA NOT AVAILABLE | DATA NOT AVAILABLE | SOUTHERN ELECTRIC POWER DISTRIBUTION PLC | DATA NOT AVAILABLE | DATA NOT AVAILABLE | DATA NOT AVAILABLE | DATA NOT AVAILABLE | DATA NOT AVAILABLE | DATA NOT AVAILABLE | DATA NOT AVAILABLE | DATA NOT AVAILABLE | DATA NOT AVAILABLE | DATA NOT AVAILABLE | DATA NOT AVAILABLE | DATA NOT AVAILABLE | DATA NOT AVAILABLE | DATA NOT AVAILABLE | DATA NOT AVAILABLE | DATA NOT AVAILABLE | DATA NOT AVAILABLE | DATA NOT AVAILABLE | DATA NOT AVAILABLE | CONNECTED | 0.06555 | 0.06555 | 0.069 | DATA NOT AVAILABLE | DATA NOT AVAILABLE | DATA NOT AVAILABLE | DATA NOT AVAILABLE | DATA NOT AVAILABLE | DATA NOT AVAILABLE | DATA NOT AVAILABLE | DATA NOT AVAILABLE | DATA NOT AVAILABLE | DATA NOT AVAILABLE | DATA NOT AVAILABLE | DATA NOT AVAILABLE | DATA NOT AVAILABLE | DATA NOT AVAILABLE | DATA NOT AVAILABLE | DATA NOT AVAILABLE | 2023-08-10
2000057679372 | DATA NOT AVAILABLE | COOP PPA SITES | MARBAIX HOUSE | DATA NOT AVAILABLE | DATA NOT AVAILABLE | BASINGSTOKE | HAMPSHIRE | RG22 4AG | ENGLAND | 462694 | 150836 | DATA NOT AVAILABLE | DATA NOT AVAILABLE | DATA NOT AVAILABLE | DATA NOT AVAILABLE | SOUTHERN ELECTRIC POWER DISTRIBUTION PLC | DATA NOT AVAILABLE | DATA NOT AVAILABLE | DATA NOT AVAILABLE | DATA NOT AVAILABLE | DATA NOT AVAILABLE | DATA NOT AVAILABLE | DATA NOT AVAILABLE | DATA NOT AVAILABLE | DATA NOT AVAILABLE | DATA NOT AVAILABLE | DATA NOT AVAILABLE | DATA NOT AVAILABLE | DATA NOT AVAILABLE | DATA NOT AVAILABLE | DATA NOT AVAILABLE | DATA NOT AVAILABLE | DATA NOT AVAILABLE | DATA NOT AVAILABLE | DATA NOT AVAILABLE | CONNECTED | 0.0798 | 0.0798 | 0.084 | DATA NOT AVAILABLE | DATA NOT AVAILABLE | DATA NOT AVAILABLE | DATA NOT AVAILABLE | DATA NOT AVAILABLE | DATA NOT AVAILABLE | DATA NOT AVAILABLE | DATA NOT AVAILABLE | DATA NOT AVAILABLE | DATA NOT AVAILABLE | DATA NOT AVAILABLE | DATA NOT AVAILABLE | DATA NOT AVAILABLE | DATA NOT AVAILABLE | DATA NOT AVAILABLE | DATA NOT AVAILABLE | 2023-08-10
2000057688720 | DATA NOT AVAILABLE | POOLE SUSTAINABLE ENERGY LIMITED | PORK FARMS CASPIAN LIMITED | DATA NOT AVAILABLE | STERTE AVENUE | POOLE | DORSET | BH15 2AS | ENGLAND | 401025 | 91767 | DATA NOT AVAILABLE | DATA NOT AVAILABLE | DATA NOT AVAILABLE | DATA NOT AVAILABLE | SOUTHERN ELECTRIC POWER DISTRIBUTION PLC | DATA NOT AVAILABLE | DATA NOT AVAILABLE | DATA NOT AVAILABLE | DATA NOT AVAILABLE | DATA NOT AVAILABLE | DATA NOT AVAILABLE | DATA NOT AVAILABLE | DATA NOT AVAILABLE | DATA NOT AVAILABLE | DATA NOT AVAILABLE | DATA NOT AVAILABLE | DATA NOT AVAILABLE | DATA NOT AVAILABLE | DATA NOT AVAILABLE | DATA NOT AVAILABLE | DATA NOT AVAILABLE | DATA NOT AVAILABLE | DATA NOT AVAILABLE | DATA NOT AVAILABLE | CONNECTED | 0.76 | 0.76 | 0.8 | DATA NOT AVAILABLE | DATA NOT AVAILABLE | DATA NOT AVAILABLE | DATA NOT AVAILABLE | DATA NOT AVAILABLE | DATA NOT AVAILABLE | DATA NOT AVAILABLE | DATA NOT AVAILABLE | DATA NOT AVAILABLE | DATA NOT AVAILABLE | DATA NOT AVAILABLE | DATA NOT AVAILABLE | DATA NOT AVAILABLE | DATA NOT AVAILABLE | DATA NOT AVAILABLE | DATA NOT AVAILABLE | 2023-08-10
2000057764512 | DATA NOT AVAILABLE | DORSET SOLAR LTD | ASD METAL SERVICES | DATA NOT AVAILABLE | DATA NOT AVAILABLE | STURMINSTER NEWTON | DORSET | DT10 2RW | ENGLAND | 373858 | 118143 | DATA NOT AVAILABLE | DATA NOT AVAILABLE | DATA NOT AVAILABLE | DATA NOT AVAILABLE | SOUTHERN ELECTRIC POWER DISTRIBUTION PLC | SOLAR | PHOTOVOLTAIC | DATA NOT AVAILABLE | DATA NOT AVAILABLE | DATA NOT AVAILABLE | DATA NOT AVAILABLE | DATA NOT AVAILABLE | DATA NOT AVAILABLE | DATA NOT AVAILABLE | DATA NOT AVAILABLE | DATA NOT AVAILABLE | DATA NOT AVAILABLE | DATA NOT AVAILABLE | DATA NOT AVAILABLE | DATA NOT AVAILABLE | DATA NOT AVAILABLE | DATA NOT AVAILABLE | DATA NOT AVAILABLE | DATA NOT AVAILABLE | CONNECTED | 0.2375 | 0.2375 | 0.25 | DATA NOT AVAILABLE | DATA NOT AVAILABLE | DATA NOT AVAILABLE | DATA NOT AVAILABLE | DATA NOT AVAILABLE | DATA NOT AVAILABLE | DATA NOT AVAILABLE | DATA NOT AVAILABLE | DATA NOT AVAILABLE | DATA NOT AVAILABLE | DATA NOT AVAILABLE | DATA NOT AVAILABLE | DATA NOT AVAILABLE | DATA NOT AVAILABLE | DATA NOT AVAILABLE | DATA NOT AVAILABLE | 2023-08-10
2000057776935 | DATA NOT AVAILABLE | CAPSTONE TURBINE INTERNATIONS UK BRANCH | DATA NOT AVAILABLE | UNIT 800 | FAREHAM ROAD | GOSPORT | HAMPSHIRE | PO13 0FW | ENGLAND | 458001 | 104449 | DATA NOT AVAILABLE | DATA NOT AVAILABLE | DATA NOT AVAILABLE | HV | SOUTHERN ELECTRIC POWER DISTRIBUTION PLC | OTHER | OTHER | DATA NOT AVAILABLE | DATA NOT AVAILABLE | DATA NOT AVAILABLE | 0.5 | DATA NOT AVAILABLE | DATA NOT AVAILABLE | DATA NOT AVAILABLE | DATA NOT AVAILABLE | DATA NOT AVAILABLE | DATA NOT AVAILABLE | DATA NOT AVAILABLE | DATA NOT AVAILABLE | DATA NOT AVAILABLE | DATA NOT AVAILABLE | DATA NOT AVAILABLE | DATA NOT AVAILABLE | DATA NOT AVAILABLE | CONNECTED | 0.475 | 0.475 | 0.5 | 0.07125 | 0.075 | 2021-11-16 | DATA NOT AVAILABLE | DATA NOT AVAILABLE | DATA NOT AVAILABLE | DATA NOT AVAILABLE | DATA NOT AVAILABLE | DATA NOT AVAILABLE | DATA NOT AVAILABLE | DATA NOT AVAILABLE | DATA NOT AVAILABLE | DATA NOT AVAILABLE | DATA NOT AVAILABLE | DATA NOT AVAILABLE | DATA NOT AVAILABLE | 2023-08-10
2000057789544 | DATA NOT AVAILABLE | CONRAD (ARNCOTT) LIMITED | BROOK FARM | ARNCOTT POWER GENERATION PLANT | DATA NOT AVAILABLE | BICESTER | OXFORDSHIRE | OX25 1NX | ENGLAND | 460685 | 218134 | COWLEY GSP | HEADINGTON | ARNCOTT | 33 | SOUTHERN ELECTRIC POWER DISTRIBUTION PLC | DATA NOT AVAILABLE | DATA NOT AVAILABLE | DATA NOT AVAILABLE | DATA NOT AVAILABLE | DATA NOT AVAILABLE | DATA NOT AVAILABLE | DATA NOT AVAILABLE | DATA NOT AVAILABLE | DATA NOT AVAILABLE | DATA NOT AVAILABLE | DATA NOT AVAILABLE | DATA NOT AVAILABLE | DATA NOT AVAILABLE | DATA NOT AVAILABLE | DATA NOT AVAILABLE | DATA NOT AVAILABLE | DATA NOT AVAILABLE | DATA NOT AVAILABLE | DATA NOT AVAILABLE | CONNECTED | 0.38 | 0.38 | 0.4 | DATA NOT AVAILABLE | DATA NOT AVAILABLE | DATA NOT AVAILABLE | DATA NOT AVAILABLE | DATA NOT AVAILABLE | DATA NOT AVAILABLE | DATA NOT AVAILABLE | DATA NOT AVAILABLE | DATA NOT AVAILABLE | DATA NOT AVAILABLE | DATA NOT AVAILABLE | DATA NOT AVAILABLE | DATA NOT AVAILABLE | DATA NOT AVAILABLE | DATA NOT AVAILABLE | DATA NOT AVAILABLE | 2023-08-10
2000057835633 | DATA NOT AVAILABLE | WEST BERKSHIRE COUNCIL | DATA NOT AVAILABLE | WILLINK SCHOOL | SCHOOL LANE | READING | BERKSHIRE | RG7 3XJ | ENGLAND | 464767 | 166788 | DATA NOT AVAILABLE | DATA NOT AVAILABLE | DATA NOT AVAILABLE | DATA NOT AVAILABLE | SOUTHERN ELECTRIC POWER DISTRIBUTION PLC | DATA NOT AVAILABLE | DATA NOT AVAILABLE | DATA NOT AVAILABLE | DATA NOT AVAILABLE | DATA NOT AVAILABLE | DATA NOT AVAILABLE | DATA NOT AVAILABLE | DATA NOT AVAILABLE | DATA NOT AVAILABLE | DATA NOT AVAILABLE | DATA NOT AVAILABLE | DATA NOT AVAILABLE | DATA NOT AVAILABLE | DATA NOT AVAILABLE | DATA NOT AVAILABLE | DATA NOT AVAILABLE | DATA NOT AVAILABLE | DATA NOT AVAILABLE | DATA NOT AVAILABLE | CONNECTED | 0.19 | 0.19 | 0.2 | DATA NOT AVAILABLE | DATA NOT AVAILABLE | DATA NOT AVAILABLE | DATA NOT AVAILABLE | DATA NOT AVAILABLE | DATA NOT AVAILABLE | DATA NOT AVAILABLE | DATA NOT AVAILABLE | DATA NOT AVAILABLE | DATA NOT AVAILABLE | DATA NOT AVAILABLE | DATA NOT AVAILABLE | DATA NOT AVAILABLE | DATA NOT AVAILABLE | DATA NOT AVAILABLE | DATA NOT AVAILABLE | 2023-08-10
2000057872982 | DATA NOT AVAILABLE | COOP PPA SITES | DATA NOT AVAILABLE | DATA NOT AVAILABLE | DATA NOT AVAILABLE | BOURNEMOUTH | DORSET | BH9 2AU | ENGLAND | 408769 | 94436 | DATA NOT AVAILABLE | DATA NOT AVAILABLE | DATA NOT AVAILABLE | DATA NOT AVAILABLE | SOUTHERN ELECTRIC POWER DISTRIBUTION PLC | DATA NOT AVAILABLE | DATA NOT AVAILABLE | DATA NOT AVAILABLE | DATA NOT AVAILABLE | DATA NOT AVAILABLE | DATA NOT AVAILABLE | DATA NOT AVAILABLE | DATA NOT AVAILABLE | DATA NOT AVAILABLE | DATA NOT AVAILABLE | DATA NOT AVAILABLE | DATA NOT AVAILABLE | DATA NOT AVAILABLE | DATA NOT AVAILABLE | DATA NOT AVAILABLE | DATA NOT AVAILABLE | DATA NOT AVAILABLE | DATA NOT AVAILABLE | DATA NOT AVAILABLE | CONNECTED | 0.095 | 0.095 | 0.1 | DATA NOT AVAILABLE | DATA NOT AVAILABLE | DATA NOT AVAILABLE | DATA NOT AVAILABLE | DATA NOT AVAILABLE | DATA NOT AVAILABLE | DATA NOT AVAILABLE | DATA NOT AVAILABLE | DATA NOT AVAILABLE | DATA NOT AVAILABLE | DATA NOT AVAILABLE | DATA NOT AVAILABLE | DATA NOT AVAILABLE | DATA NOT AVAILABLE | DATA NOT AVAILABLE | DATA NOT AVAILABLE | 2023-08-10
2000057932806 | DATA NOT AVAILABLE | PURBECK ICE CREAM | LOWER SCOLES FARM | DATA NOT AVAILABLE | DATA NOT AVAILABLE | WAREHAM | DORSET | BH20 5LG | ENGLAND | 395987 | 80061 | DATA NOT AVAILABLE | DATA NOT AVAILABLE | DATA NOT AVAILABLE | DATA NOT AVAILABLE | SOUTHERN ELECTRIC POWER DISTRIBUTION PLC | DATA NOT AVAILABLE | DATA NOT AVAILABLE | DATA NOT AVAILABLE | DATA NOT AVAILABLE | DATA NOT AVAILABLE | DATA NOT AVAILABLE | DATA NOT AVAILABLE | DATA NOT AVAILABLE | DATA NOT AVAILABLE | DATA NOT AVAILABLE | DATA NOT AVAILABLE | DATA NOT AVAILABLE | DATA NOT AVAILABLE | DATA NOT AVAILABLE | DATA NOT AVAILABLE | DATA NOT AVAILABLE | DATA NOT AVAILABLE | DATA NOT AVAILABLE | DATA NOT AVAILABLE | CONNECTED | 0.14725 | 0.14725 | 0.155 | DATA NOT AVAILABLE | DATA NOT AVAILABLE | DATA NOT AVAILABLE | DATA NOT AVAILABLE | DATA NOT AVAILABLE | DATA NOT AVAILABLE | DATA NOT AVAILABLE | DATA NOT AVAILABLE | DATA NOT AVAILABLE | DATA NOT AVAILABLE | DATA NOT AVAILABLE | DATA NOT AVAILABLE | DATA NOT AVAILABLE | DATA NOT AVAILABLE | DATA NOT AVAILABLE | DATA NOT AVAILABLE | 2023-08-10
2000057932815 | DATA NOT AVAILABLE | REDACTED | REDACTED | REDACTED | REDACTED | REDACTED | REDACTED | DT2 7L | ENGLAND | REDACTED | REDACTED | CHICKERELL GSP | CHICKERELL | PUDDLETOWN | 11 | SOUTHERN ELECTRIC POWER DISTRIBUTION PLC | DATA NOT AVAILABLE | DATA NOT AVAILABLE | DATA NOT AVAILABLE | DATA NOT AVAILABLE | DATA NOT AVAILABLE | DATA NOT AVAILABLE | DATA NOT AVAILABLE | DATA NOT AVAILABLE | DATA NOT AVAILABLE | DATA NOT AVAILABLE | DATA NOT AVAILABLE | DATA NOT AVAILABLE | DATA NOT AVAILABLE | DATA NOT AVAILABLE | DATA NOT AVAILABLE | DATA NOT AVAILABLE | DATA NOT AVAILABLE | DATA NOT AVAILABLE | DATA NOT AVAILABLE | CONNECTED | 0.1311 | 0.1311 | 0.138 | DATA NOT AVAILABLE | DATA NOT AVAILABLE | DATA NOT AVAILABLE | DATA NOT AVAILABLE | DATA NOT AVAILABLE | DATA NOT AVAILABLE | DATA NOT AVAILABLE | DATA NOT AVAILABLE | DATA NOT AVAILABLE | DATA NOT AVAILABLE | DATA NOT AVAILABLE | DATA NOT AVAILABLE | DATA NOT AVAILABLE | DATA NOT AVAILABLE | DATA NOT AVAILABLE | DATA NOT AVAILABLE | 2023-08-10
2000057975916 | DATA NOT AVAILABLE | JPMORGAN CHASE BANK, NATIONAL ASSOCIATION | DATA NOT AVAILABLE | J P MORGAN CHASE MANHATTEN BANK N A | DATA NOT AVAILABLE | BOURNEMOUTH | DORSET | BH7 7DA | ENGLAND | 412092 | 93768 | DATA NOT AVAILABLE | DATA NOT AVAILABLE | DATA NOT AVAILABLE | DATA NOT AVAILABLE | SOUTHERN ELECTRIC POWER DISTRIBUTION PLC | DATA NOT AVAILABLE | DATA NOT AVAILABLE | DATA NOT AVAILABLE | DATA NOT AVAILABLE | DATA NOT AVAILABLE | DATA NOT AVAILABLE | DATA NOT AVAILABLE | DATA NOT AVAILABLE | DATA NOT AVAILABLE | DATA NOT AVAILABLE | DATA NOT AVAILABLE | DATA NOT AVAILABLE | DATA NOT AVAILABLE | DATA NOT AVAILABLE | DATA NOT AVAILABLE | DATA NOT AVAILABLE | DATA NOT AVAILABLE | DATA NOT AVAILABLE | DATA NOT AVAILABLE | CONNECTED | 0.94905 | 0.94905 | 0.999 | DATA NOT AVAILABLE | DATA NOT AVAILABLE | DATA NOT AVAILABLE | DATA NOT AVAILABLE | DATA NOT AVAILABLE | DATA NOT AVAILABLE | DATA NOT AVAILABLE | DATA NOT AVAILABLE | DATA NOT AVAILABLE | DATA NOT AVAILABLE | DATA NOT AVAILABLE | DATA NOT AVAILABLE | DATA NOT AVAILABLE | DATA NOT AVAILABLE | DATA NOT AVAILABLE | DATA NOT AVAILABLE | 2023-08-10
2000057983563 | DATA NOT AVAILABLE | GOODWOOD ESTATE COMPANY LIMITED(THE) | REDVINS FARM | IMPORT/EXPORT | GOODWOOD ESTATE | CHICHESTER | WEST SUSSEX | PO18 0QJ | ENGLAND | 490197 | 108126 | LOVEDEAN GSP | CHICHESTER | CHICHESTER | 11 | SOUTHERN ELECTRIC POWER DISTRIBUTION PLC | ADVANCED FUEL GASIFICATION OR PYROLYSIS | DATA NOT AVAILABLE | DATA NOT AVAILABLE | DATA NOT AVAILABLE | DATA NOT AVAILABLE | 0.7 | DATA NOT AVAILABLE | DATA NOT AVAILABLE | DATA NOT AVAILABLE | DATA NOT AVAILABLE | DATA NOT AVAILABLE | DATA NOT AVAILABLE | DATA NOT AVAILABLE | DATA NOT AVAILABLE | DATA NOT AVAILABLE | DATA NOT AVAILABLE | DATA NOT AVAILABLE | DATA NOT AVAILABLE | DATA NOT AVAILABLE | CONNECTED | 0.665 | 0.665 | 0.7 | 1.14 | 1.2 | DATA NOT AVAILABLE | DATA NOT AVAILABLE | DATA NOT AVAILABLE | DATA NOT AVAILABLE | DATA NOT AVAILABLE | DATA NOT AVAILABLE | DATA NOT AVAILABLE | DATA NOT AVAILABLE | DATA NOT AVAILABLE | DATA NOT AVAILABLE | DATA NOT AVAILABLE | DATA NOT AVAILABLE | DATA NOT AVAILABLE | DATA NOT AVAILABLE | 2023-08-10
2000060013904 | DATA NOT AVAILABLE | WINTERBROOK FARM PARTNERS | WHITE SHOOT FARM | DATA NOT AVAILABLE | DATA NOT AVAILABLE | DIDCOT | OXFORDSHIRE | OX11 9EY | ENGLAND | 453207 | 184254 | COWLEY GSP | DRAYTON | CHOLSEY | 11 | SOUTHERN ELECTRIC POWER DISTRIBUTION PLC | DATA NOT AVAILABLE | DATA NOT AVAILABLE | DATA NOT AVAILABLE | DATA NOT AVAILABLE | DATA NOT AVAILABLE | DATA NOT AVAILABLE | DATA NOT AVAILABLE | DATA NOT AVAILABLE | DATA NOT AVAILABLE | DATA NOT AVAILABLE | DATA NOT AVAILABLE | DATA NOT AVAILABLE | DATA NOT AVAILABLE | DATA NOT AVAILABLE | DATA NOT AVAILABLE | DATA NOT AVAILABLE | DATA NOT AVAILABLE | DATA NOT AVAILABLE | DATA NOT AVAILABLE | CONNECTED | 0.152 | 0.152 | 0.16 | DATA NOT AVAILABLE | DATA NOT AVAILABLE | DATA NOT AVAILABLE | DATA NOT AVAILABLE | DATA NOT AVAILABLE | DATA NOT AVAILABLE | DATA NOT AVAILABLE | DATA NOT AVAILABLE | DATA NOT AVAILABLE | DATA NOT AVAILABLE | DATA NOT AVAILABLE | DATA NOT AVAILABLE | DATA NOT AVAILABLE | DATA NOT AVAILABLE | DATA NOT AVAILABLE | DATA NOT AVAILABLE | 2023-08-10
2000060042170 | DATA NOT AVAILABLE | PORTSMOUTH WATER LTD | RIVER ITCHEN WATER TREATMENT WORKS | DATA NOT AVAILABLE | DATA NOT AVAILABLE | WEST END | HAMPSHIRE | SO30 4HQ | ENGLAND | 448425 | 112364 | DATA NOT AVAILABLE | DATA NOT AVAILABLE | DATA NOT AVAILABLE | DATA NOT AVAILABLE | SOUTHERN ELECTRIC POWER DISTRIBUTION PLC | DATA NOT AVAILABLE | DATA NOT AVAILABLE | DATA NOT AVAILABLE | DATA NOT AVAILABLE | DATA NOT AVAILABLE | DATA NOT AVAILABLE | DATA NOT AVAILABLE | DATA NOT AVAILABLE | DATA NOT AVAILABLE | DATA NOT AVAILABLE | DATA NOT AVAILABLE | DATA NOT AVAILABLE | DATA NOT AVAILABLE | DATA NOT AVAILABLE | DATA NOT AVAILABLE | DATA NOT AVAILABLE | DATA NOT AVAILABLE | DATA NOT AVAILABLE | DATA NOT AVAILABLE | CONNECTED | 0.6175 | 0.6175 | 0.65 | DATA NOT AVAILABLE | DATA NOT AVAILABLE | DATA NOT AVAILABLE | DATA NOT AVAILABLE | DATA NOT AVAILABLE | DATA NOT AVAILABLE | DATA NOT AVAILABLE | DATA NOT AVAILABLE | DATA NOT AVAILABLE | DATA NOT AVAILABLE | DATA NOT AVAILABLE | DATA NOT AVAILABLE | DATA NOT AVAILABLE | DATA NOT AVAILABLE | DATA NOT AVAILABLE | DATA NOT AVAILABLE | 2023-08-10
2000060056401 | DATA NOT AVAILABLE | USSP OFFICE | KENNETH DIBBEN HOUSE | DATA NOT AVAILABLE | DATA NOT AVAILABLE | SOUTHAMPTON | HAMPSHIRE | SO16 7NS | ENGLAND | 440493 | 118118 | DATA NOT AVAILABLE | DATA NOT AVAILABLE | DATA NOT AVAILABLE | DATA NOT AVAILABLE | SOUTHERN ELECTRIC POWER DISTRIBUTION PLC | DATA NOT AVAILABLE | DATA NOT AVAILABLE | DATA NOT AVAILABLE | DATA NOT AVAILABLE | DATA NOT AVAILABLE | DATA NOT AVAILABLE | DATA NOT AVAILABLE | DATA NOT AVAILABLE | DATA NOT AVAILABLE | DATA NOT AVAILABLE | DATA NOT AVAILABLE | DATA NOT AVAILABLE | DATA NOT AVAILABLE | DATA NOT AVAILABLE | DATA NOT AVAILABLE | DATA NOT AVAILABLE | DATA NOT AVAILABLE | DATA NOT AVAILABLE | DATA NOT AVAILABLE | CONNECTED | 0.19 | 0.19 | 0.2 | DATA NOT AVAILABLE | DATA NOT AVAILABLE | DATA NOT AVAILABLE | DATA NOT AVAILABLE | DATA NOT AVAILABLE | DATA NOT AVAILABLE | DATA NOT AVAILABLE | DATA NOT AVAILABLE | DATA NOT AVAILABLE | DATA NOT AVAILABLE | DATA NOT AVAILABLE | DATA NOT AVAILABLE | DATA NOT AVAILABLE | DATA NOT AVAILABLE | DATA NOT AVAILABLE | DATA NOT AVAILABLE | 2023-08-10
2000060062283 | DATA NOT AVAILABLE | INCHCAPE LTD | LAKESIDE BUSINESS PARK | CHAPELGATE MOTORS LIMITED IMPORT/EXPORT | WESTERN ROAD | PORTSMOUTH | PORTSMOUTH | PO6 3PQ | ENGLAND | 465223 | 104798 | DATA NOT AVAILABLE | DATA NOT AVAILABLE | DATA NOT AVAILABLE | DATA NOT AVAILABLE | SOUTHERN ELECTRIC POWER DISTRIBUTION PLC | DATA NOT AVAILABLE | DATA NOT AVAILABLE | DATA NOT AVAILABLE | DATA NOT AVAILABLE | DATA NOT AVAILABLE | DATA NOT AVAILABLE | DATA NOT AVAILABLE | DATA NOT AVAILABLE | DATA NOT AVAILABLE | DATA NOT AVAILABLE | DATA NOT AVAILABLE | DATA NOT AVAILABLE | DATA NOT AVAILABLE | DATA NOT AVAILABLE | DATA NOT AVAILABLE | DATA NOT AVAILABLE | DATA NOT AVAILABLE | DATA NOT AVAILABLE | DATA NOT AVAILABLE | CONNECTED | 0.07125 | 0.07125 | 0.075 | DATA NOT AVAILABLE | DATA NOT AVAILABLE | DATA NOT AVAILABLE | DATA NOT AVAILABLE | DATA NOT AVAILABLE | DATA NOT AVAILABLE | DATA NOT AVAILABLE | DATA NOT AVAILABLE | DATA NOT AVAILABLE | DATA NOT AVAILABLE | DATA NOT AVAILABLE | DATA NOT AVAILABLE | DATA NOT AVAILABLE | DATA NOT AVAILABLE | DATA NOT AVAILABLE | DATA NOT AVAILABLE | 2023-08-10
2000060063375 | DATA NOT AVAILABLE | COOP PPA SITES | DATA NOT AVAILABLE | WEYMOUTH COLLEGE IMPORT/EXPORT | CRANFORD AVENUE | WEYMOUTH | DORSET | DT4 7LQ | ENGLAND | 368163 | 80452 | DATA NOT AVAILABLE | DATA NOT AVAILABLE | DATA NOT AVAILABLE | DATA NOT AVAILABLE | SOUTHERN ELECTRIC POWER DISTRIBUTION PLC | DATA NOT AVAILABLE | DATA NOT AVAILABLE | DATA NOT AVAILABLE | DATA NOT AVAILABLE | DATA NOT AVAILABLE | DATA NOT AVAILABLE | DATA NOT AVAILABLE | DATA NOT AVAILABLE | DATA NOT AVAILABLE | DATA NOT AVAILABLE | DATA NOT AVAILABLE | DATA NOT AVAILABLE | DATA NOT AVAILABLE | DATA NOT AVAILABLE | DATA NOT AVAILABLE | DATA NOT AVAILABLE | DATA NOT AVAILABLE | DATA NOT AVAILABLE | DATA NOT AVAILABLE | CONNECTED | 0.45125 | 0.45125 | 0.475 | DATA NOT AVAILABLE | DATA NOT AVAILABLE | DATA NOT AVAILABLE | DATA NOT AVAILABLE | DATA NOT AVAILABLE | DATA NOT AVAILABLE | DATA NOT AVAILABLE | DATA NOT AVAILABLE | DATA NOT AVAILABLE | DATA NOT AVAILABLE | DATA NOT AVAILABLE | DATA NOT AVAILABLE | DATA NOT AVAILABLE | DATA NOT AVAILABLE | DATA NOT AVAILABLE | DATA NOT AVAILABLE | 2023-08-10
2000060064379 | DATA NOT AVAILABLE | BRIAN PERRY WASTE PAPER LIMITED | DATA NOT AVAILABLE | PERRYS RECYCLING LTD | RIMPTON ROAD | YEOVIL | SOMERSET | BA22 8DL | ENGLAND | 359922 | 122400 | DATA NOT AVAILABLE | DATA NOT AVAILABLE | DATA NOT AVAILABLE | DATA NOT AVAILABLE | SOUTHERN ELECTRIC POWER DISTRIBUTION PLC | DATA NOT AVAILABLE | DATA NOT AVAILABLE | DATA NOT AVAILABLE | DATA NOT AVAILABLE | DATA NOT AVAILABLE | DATA NOT AVAILABLE | DATA NOT AVAILABLE | DATA NOT AVAILABLE | DATA NOT AVAILABLE | DATA NOT AVAILABLE | DATA NOT AVAILABLE | DATA NOT AVAILABLE | DATA NOT AVAILABLE | DATA NOT AVAILABLE | DATA NOT AVAILABLE | DATA NOT AVAILABLE | DATA NOT AVAILABLE | DATA NOT AVAILABLE | DATA NOT AVAILABLE | CONNECTED | 0.19 | 0.19 | 0.2 | DATA NOT AVAILABLE | DATA NOT AVAILABLE | DATA NOT AVAILABLE | DATA NOT AVAILABLE | DATA NOT AVAILABLE | DATA NOT AVAILABLE | DATA NOT AVAILABLE | DATA NOT AVAILABLE | DATA NOT AVAILABLE | DATA NOT AVAILABLE | DATA NOT AVAILABLE | DATA NOT AVAILABLE | DATA NOT AVAILABLE | DATA NOT AVAILABLE | DATA NOT AVAILABLE | DATA NOT AVAILABLE | 2023-08-10
2000060085528 | DATA NOT AVAILABLE | SPECIALIZED FABRICATIONS LIMITED | UNIT B4 | SPECIALISED FABRICATIONS LTD | HERITAGE BUSINESS PARK | GOSPORT | HAMPSHIRE | PO12 4BG | ENGLAND | 459748 | 102352 | LOVEDEAN GSP | FAREHAM | BROCKHURST | 11 | SOUTHERN ELECTRIC POWER DISTRIBUTION PLC | DATA NOT AVAILABLE | DATA NOT AVAILABLE | DATA NOT AVAILABLE | DATA NOT AVAILABLE | DATA NOT AVAILABLE | DATA NOT AVAILABLE | DATA NOT AVAILABLE | DATA NOT AVAILABLE | DATA NOT AVAILABLE | DATA NOT AVAILABLE | DATA NOT AVAILABLE | DATA NOT AVAILABLE | DATA NOT AVAILABLE | DATA NOT AVAILABLE | DATA NOT AVAILABLE | DATA NOT AVAILABLE | DATA NOT AVAILABLE | DATA NOT AVAILABLE | DATA NOT AVAILABLE | CONNECTED | 0.1425 | 0.1425 | 0.15 | DATA NOT AVAILABLE | DATA NOT AVAILABLE | DATA NOT AVAILABLE | DATA NOT AVAILABLE | DATA NOT AVAILABLE | DATA NOT AVAILABLE | DATA NOT AVAILABLE | DATA NOT AVAILABLE | DATA NOT AVAILABLE | DATA NOT AVAILABLE | DATA NOT AVAILABLE | DATA NOT AVAILABLE | DATA NOT AVAILABLE | DATA NOT AVAILABLE | DATA NOT AVAILABLE | DATA NOT AVAILABLE | 2023-08-10
2000060099966 | DATA NOT AVAILABLE | CHARLTON PARK FARM BIOGAS | CHARLTON PARK FARM BIOGAS | IMPORT/EXPORT | CHARLTON PARK ESTATE | MALMESBURY | WILTSHIRE | SN16 0HT | ENGLAND | 392371 | 189472 | DATA NOT AVAILABLE | DATA NOT AVAILABLE | DATA NOT AVAILABLE | HV | SOUTHERN ELECTRIC POWER DISTRIBUTION PLC | OTHER | OTHER | DATA NOT AVAILABLE | DATA NOT AVAILABLE | DATA NOT AVAILABLE | 0.55 | DATA NOT AVAILABLE | DATA NOT AVAILABLE | DATA NOT AVAILABLE | DATA NOT AVAILABLE | DATA NOT AVAILABLE | DATA NOT AVAILABLE | DATA NOT AVAILABLE | DATA NOT AVAILABLE | DATA NOT AVAILABLE | DATA NOT AVAILABLE | DATA NOT AVAILABLE | DATA NOT AVAILABLE | DATA NOT AVAILABLE | CONNECTED | 0.5225 | 0.5225 | 0.55 | 0.7125 | 0.75 | DATA NOT AVAILABLE | DATA NOT AVAILABLE | DATA NOT AVAILABLE | DATA NOT AVAILABLE | DATA NOT AVAILABLE | DATA NOT AVAILABLE | DATA NOT AVAILABLE | DATA NOT AVAILABLE | DATA NOT AVAILABLE | DATA NOT AVAILABLE | DATA NOT AVAILABLE | DATA NOT AVAILABLE | DATA NOT AVAILABLE | DATA NOT AVAILABLE | 2023-08-10
2000060153267 | DATA NOT AVAILABLE | INOPLAS TECHNOLOGY LTD | UDDENS TRADING ESTATE | IMPORT/EXPORT | UDDENS DRIVE | HAMPRESTON | DORSET | BH21 7LD | ENGLAND | 405277 | 100663 | DATA NOT AVAILABLE | DATA NOT AVAILABLE | DATA NOT AVAILABLE | DATA NOT AVAILABLE | SOUTHERN ELECTRIC POWER DISTRIBUTION PLC | DATA NOT AVAILABLE | DATA NOT AVAILABLE | DATA NOT AVAILABLE | DATA NOT AVAILABLE | DATA NOT AVAILABLE | DATA NOT AVAILABLE | DATA NOT AVAILABLE | DATA NOT AVAILABLE | DATA NOT AVAILABLE | DATA NOT AVAILABLE | DATA NOT AVAILABLE | DATA NOT AVAILABLE | DATA NOT AVAILABLE | DATA NOT AVAILABLE | DATA NOT AVAILABLE | DATA NOT AVAILABLE | DATA NOT AVAILABLE | DATA NOT AVAILABLE | DATA NOT AVAILABLE | CONNECTED | 0.12635 | 0.12635 | 0.133 | DATA NOT AVAILABLE | DATA NOT AVAILABLE | DATA NOT AVAILABLE | DATA NOT AVAILABLE | DATA NOT AVAILABLE | DATA NOT AVAILABLE | DATA NOT AVAILABLE | DATA NOT AVAILABLE | DATA NOT AVAILABLE | DATA NOT AVAILABLE | DATA NOT AVAILABLE | DATA NOT AVAILABLE | DATA NOT AVAILABLE | DATA NOT AVAILABLE | DATA NOT AVAILABLE | DATA NOT AVAILABLE | 2023-08-10
2000060176032 | DATA NOT AVAILABLE | COOP PPA SITES | DATA NOT AVAILABLE | THE BURGATE SCHOOL IMPORT/EXPORT | SALISBURY ROAD | FORDINGBRIDGE | DORSET | SP6 1EZ | ENGLAND | 415075 | 115300 | DATA NOT AVAILABLE | DATA NOT AVAILABLE | DATA NOT AVAILABLE | DATA NOT AVAILABLE | SOUTHERN ELECTRIC POWER DISTRIBUTION PLC | DATA NOT AVAILABLE | DATA NOT AVAILABLE | DATA NOT AVAILABLE | DATA NOT AVAILABLE | DATA NOT AVAILABLE | DATA NOT AVAILABLE | DATA NOT AVAILABLE | DATA NOT AVAILABLE | DATA NOT AVAILABLE | DATA NOT AVAILABLE | DATA NOT AVAILABLE | DATA NOT AVAILABLE | DATA NOT AVAILABLE | DATA NOT AVAILABLE | DATA NOT AVAILABLE | DATA NOT AVAILABLE | DATA NOT AVAILABLE | DATA NOT AVAILABLE | DATA NOT AVAILABLE | CONNECTED | 0.1406 | 0.1406 | 0.148 | DATA NOT AVAILABLE | DATA NOT AVAILABLE | DATA NOT AVAILABLE | DATA NOT AVAILABLE | DATA NOT AVAILABLE | DATA NOT AVAILABLE | DATA NOT AVAILABLE | DATA NOT AVAILABLE | DATA NOT AVAILABLE | DATA NOT AVAILABLE | DATA NOT AVAILABLE | DATA NOT AVAILABLE | DATA NOT AVAILABLE | DATA NOT AVAILABLE | DATA NOT AVAILABLE | DATA NOT AVAILABLE | 2023-08-10
2000060258182 | DATA NOT AVAILABLE | LNT CONSTUCTION GROUP LTD - HARLOW CARE HOME | BUEBELL LODGE 1 | DATA NOT AVAILABLE | ORDNANCE ROAD | ALDERSHOT | HAMPSHIRE | GU11 2AJ | ENGLAND | 487800 | 151500 | DATA NOT AVAILABLE | DATA NOT AVAILABLE | DATA NOT AVAILABLE | LV | SOUTHERN ELECTRIC POWER DISTRIBUTION PLC | SOLAR | PHOTOVOLTAIC | DATA NOT AVAILABLE | DATA NOT AVAILABLE | DATA NOT AVAILABLE | 0.05 | DATA NOT AVAILABLE | DATA NOT AVAILABLE | DATA NOT AVAILABLE | DATA NOT AVAILABLE | DATA NOT AVAILABLE | DATA NOT AVAILABLE | DATA NOT AVAILABLE | DATA NOT AVAILABLE | DATA NOT AVAILABLE | DATA NOT AVAILABLE | DATA NOT AVAILABLE | DATA NOT AVAILABLE | DATA NOT AVAILABLE | CONNECTED | 0.133 | 0.133 | 0.14 | 0.09025 | 0.095 | 2023-04-18 | DATA NOT AVAILABLE | DATA NOT AVAILABLE | DATA NOT AVAILABLE | DATA NOT AVAILABLE | DATA NOT AVAILABLE | DATA NOT AVAILABLE | DATA NOT AVAILABLE | DATA NOT AVAILABLE | DATA NOT AVAILABLE | DATA NOT AVAILABLE | DATA NOT AVAILABLE | DATA NOT AVAILABLE | DATA NOT AVAILABLE | 2023-08-10
2000060265240 | DATA NOT AVAILABLE | A J & R G BARBER LIMITED | CHEESE UNIT | IMPORT/EXPORT | THE PARKS FARM | DORCHESTER | DORSET | DT2 9AZ | ENGLAND | 355521 | 88926 | DATA NOT AVAILABLE | DATA NOT AVAILABLE | DATA NOT AVAILABLE | DATA NOT AVAILABLE | SOUTHERN ELECTRIC POWER DISTRIBUTION PLC | DATA NOT AVAILABLE | DATA NOT AVAILABLE | DATA NOT AVAILABLE | DATA NOT AVAILABLE | DATA NOT AVAILABLE | DATA NOT AVAILABLE | DATA NOT AVAILABLE | DATA NOT AVAILABLE | DATA NOT AVAILABLE | DATA NOT AVAILABLE | DATA NOT AVAILABLE | DATA NOT AVAILABLE | DATA NOT AVAILABLE | DATA NOT AVAILABLE | DATA NOT AVAILABLE | DATA NOT AVAILABLE | DATA NOT AVAILABLE | DATA NOT AVAILABLE | DATA NOT AVAILABLE | CONNECTED | 0.152 | 0.152 | 0.16 | DATA NOT AVAILABLE | DATA NOT AVAILABLE | DATA NOT AVAILABLE | DATA NOT AVAILABLE | DATA NOT AVAILABLE | DATA NOT AVAILABLE | DATA NOT AVAILABLE | DATA NOT AVAILABLE | DATA NOT AVAILABLE | DATA NOT AVAILABLE | DATA NOT AVAILABLE | DATA NOT AVAILABLE | DATA NOT AVAILABLE | DATA NOT AVAILABLE | DATA NOT AVAILABLE | DATA NOT AVAILABLE | 2023-08-10
1700060027845 | DATA NOT AVAILABLE | LOW ST | DATA NOT AVAILABLE | DATA NOT AVAILABLE | DATA NOT AVAILABLE | BUCKIE | BUCKIE | AB56 1UX | SCOTLAND | 342622 | 865752 | DATA NOT AVAILABLE | DATA NOT APPLICABLE | DATA NOT AVAILABLE | DATA NOT AVAILABLE | SCOTTISH HYDRO ELECTRIC POWER DISTRIBUTION PLC | DATA NOT AVAILABLE | DATA NOT AVAILABLE | DATA NOT AVAILABLE | DATA NOT AVAILABLE | DATA NOT AVAILABLE | DATA NOT AVAILABLE | DATA NOT AVAILABLE | DATA NOT AVAILABLE | DATA NOT AVAILABLE | DATA NOT AVAILABLE | DATA NOT AVAILABLE | DATA NOT AVAILABLE | DATA NOT AVAILABLE | DATA NOT AVAILABLE | DATA NOT AVAILABLE | DATA NOT AVAILABLE | DATA NOT AVAILABLE | DATA NOT AVAILABLE | DATA NOT AVAILABLE | CONNECTED | 0.18905 | DATA NOT AVAILABLE | DATA NOT AVAILABLE | DATA NOT AVAILABLE | DATA NOT AVAILABLE | DATA NOT AVAILABLE | DATA NOT AVAILABLE | DATA NOT AVAILABLE | DATA NOT AVAILABLE | DATA NOT AVAILABLE | DATA NOT AVAILABLE | DATA NOT AVAILABLE | DATA NOT AVAILABLE | DATA NOT AVAILABLE | DATA NOT AVAILABLE | DATA NOT AVAILABLE | DATA NOT AVAILABLE | DATA NOT AVAILABLE | DATA NOT AVAILABLE | 2023-12-11
1700060040395 | DATA NOT AVAILABLE | CRAIGNATHRO FARMS LIMITED | DATA NOT AVAILABLE | IMPORT/EXPORT | CHICKEN SHED | FORFAR | FORFAR | DD8 2LE | SCOTLAND | 346134 | 748909 | DATA NOT AVAILABLE | DATA NOT APPLICABLE | DATA NOT AVAILABLE | DATA NOT AVAILABLE | SCOTTISH HYDRO ELECTRIC POWER DISTRIBUTION PLC | DATA NOT AVAILABLE | DATA NOT AVAILABLE | DATA NOT AVAILABLE | DATA NOT AVAILABLE | DATA NOT AVAILABLE | DATA NOT AVAILABLE | DATA NOT AVAILABLE | DATA NOT AVAILABLE | DATA NOT AVAILABLE | DATA NOT AVAILABLE | DATA NOT AVAILABLE | DATA NOT AVAILABLE | DATA NOT AVAILABLE | DATA NOT AVAILABLE | DATA NOT AVAILABLE | DATA NOT AVAILABLE | DATA NOT AVAILABLE | DATA NOT AVAILABLE | DATA NOT AVAILABLE | CONNECTED | 0.171 | DATA NOT AVAILABLE | DATA NOT AVAILABLE | DATA NOT AVAILABLE | DATA NOT AVAILABLE | DATA NOT AVAILABLE | DATA NOT AVAILABLE | DATA NOT AVAILABLE | DATA NOT AVAILABLE | DATA NOT AVAILABLE | DATA NOT AVAILABLE | DATA NOT AVAILABLE | DATA NOT AVAILABLE | DATA NOT AVAILABLE | DATA NOT AVAILABLE | DATA NOT AVAILABLE | DATA NOT AVAILABLE | DATA NOT AVAILABLE | DATA NOT AVAILABLE | 2023-12-11
1700060044600 | DATA NOT AVAILABLE | WESTER CAMBUSHINNIE AGRICULTURE | WESTER CAMBUSHINNIE FARM | IMPORT/EXPORT | CROMLIX | DUNBLANE | DUNBLANE | FK15 9JU | SCOTLAND | 279937 | 706671 | DATA NOT AVAILABLE | DATA NOT APPLICABLE | DATA NOT AVAILABLE | DATA NOT AVAILABLE | SCOTTISH HYDRO ELECTRIC POWER DISTRIBUTION PLC | DATA NOT AVAILABLE | DATA NOT AVAILABLE | DATA NOT AVAILABLE | DATA NOT AVAILABLE | DATA NOT AVAILABLE | DATA NOT AVAILABLE | DATA NOT AVAILABLE | DATA NOT AVAILABLE | DATA NOT AVAILABLE | DATA NOT AVAILABLE | DATA NOT AVAILABLE | DATA NOT AVAILABLE | DATA NOT AVAILABLE | DATA NOT AVAILABLE | DATA NOT AVAILABLE | DATA NOT AVAILABLE | DATA NOT AVAILABLE | DATA NOT AVAILABLE | DATA NOT AVAILABLE | CONNECTED | 0.3135 | DATA NOT AVAILABLE | DATA NOT AVAILABLE | DATA NOT AVAILABLE | DATA NOT AVAILABLE | DATA NOT AVAILABLE | DATA NOT AVAILABLE | DATA NOT AVAILABLE | DATA NOT AVAILABLE | DATA NOT AVAILABLE | DATA NOT AVAILABLE | DATA NOT AVAILABLE | DATA NOT AVAILABLE | DATA NOT AVAILABLE | DATA NOT AVAILABLE | DATA NOT AVAILABLE | DATA NOT AVAILABLE | DATA NOT AVAILABLE | DATA NOT AVAILABLE | 2023-12-11
1700060045143 | DATA NOT AVAILABLE | THOMAS STEUART FOTHRINGHAM T/A MURTHLY & STRATHBRAAN ESTATES | DATA NOT AVAILABLE | BYRES OF MURTHLY SAWMILL IMPORT/EXPORT | DATA NOT AVAILABLE | PERTH | PERTH | PH1 4HT | SCOTLAND | 305430 | 738795 | DATA NOT AVAILABLE | DATA NOT APPLICABLE | DATA NOT AVAILABLE | DATA NOT AVAILABLE | SCOTTISH HYDRO ELECTRIC POWER DISTRIBUTION PLC | DATA NOT AVAILABLE | DATA NOT AVAILABLE | DATA NOT AVAILABLE | DATA NOT AVAILABLE | DATA NOT AVAILABLE | DATA NOT AVAILABLE | DATA NOT AVAILABLE | DATA NOT AVAILABLE | DATA NOT AVAILABLE | DATA NOT AVAILABLE | DATA NOT AVAILABLE | DATA NOT AVAILABLE | DATA NOT AVAILABLE | DATA NOT AVAILABLE | DATA NOT AVAILABLE | DATA NOT AVAILABLE | DATA NOT AVAILABLE | DATA NOT AVAILABLE | DATA NOT AVAILABLE | CONNECTED | 0.095 | DATA NOT AVAILABLE | DATA NOT AVAILABLE | DATA NOT AVAILABLE | DATA NOT AVAILABLE | DATA NOT AVAILABLE | DATA NOT AVAILABLE | DATA NOT AVAILABLE | DATA NOT AVAILABLE | DATA NOT AVAILABLE | DATA NOT AVAILABLE | DATA NOT AVAILABLE | DATA NOT AVAILABLE | DATA NOT AVAILABLE | DATA NOT AVAILABLE | DATA NOT AVAILABLE | DATA NOT AVAILABLE | DATA NOT AVAILABLE | DATA NOT AVAILABLE | 2023-12-11
1700060052187 | DATA NOT AVAILABLE | NETHERTON HEAT LTD | NETHERTON OF GREENS | IMPORT/EXPORT | DATA NOT AVAILABLE | TURRIFF | TURRIFF | AB53 6YB | SCOTLAND | 383581 | 845718 | DATA NOT AVAILABLE | DATA NOT APPLICABLE | DATA NOT AVAILABLE | DATA NOT AVAILABLE | SCOTTISH HYDRO ELECTRIC POWER DISTRIBUTION PLC | DATA NOT AVAILABLE | DATA NOT AVAILABLE | DATA NOT AVAILABLE | DATA NOT AVAILABLE | DATA NOT AVAILABLE | DATA NOT AVAILABLE | DATA NOT AVAILABLE | DATA NOT AVAILABLE | DATA NOT AVAILABLE | DATA NOT AVAILABLE | DATA NOT AVAILABLE | DATA NOT AVAILABLE | DATA NOT AVAILABLE | DATA NOT AVAILABLE | DATA NOT AVAILABLE | DATA NOT AVAILABLE | DATA NOT AVAILABLE | DATA NOT AVAILABLE | DATA NOT AVAILABLE | CONNECTED | 0.057 | DATA NOT AVAILABLE | DATA NOT AVAILABLE | DATA NOT AVAILABLE | DATA NOT AVAILABLE | DATA NOT AVAILABLE | DATA NOT AVAILABLE | DATA NOT AVAILABLE | DATA NOT AVAILABLE | DATA NOT AVAILABLE | DATA NOT AVAILABLE | DATA NOT AVAILABLE | DATA NOT AVAILABLE | DATA NOT AVAILABLE | DATA NOT AVAILABLE | DATA NOT AVAILABLE | DATA NOT AVAILABLE | DATA NOT AVAILABLE | DATA NOT AVAILABLE | 2023-12-11
1700060069428 | DATA NOT AVAILABLE | RAUTOMEAD LIMITED | BLOCK 7A | RAUTOMEAD LTD | NOBEL ROAD | DUNDEE | DUNDEE | DD2 4UH | SCOTLAND | 335098 | 732071 | DATA NOT AVAILABLE | DATA NOT APPLICABLE | DATA NOT AVAILABLE | DATA NOT AVAILABLE | SCOTTISH HYDRO ELECTRIC POWER DISTRIBUTION PLC | DATA NOT AVAILABLE | DATA NOT AVAILABLE | DATA NOT AVAILABLE | DATA NOT AVAILABLE | DATA NOT AVAILABLE | DATA NOT AVAILABLE | DATA NOT AVAILABLE | DATA NOT AVAILABLE | DATA NOT AVAILABLE | DATA NOT AVAILABLE | DATA NOT AVAILABLE | DATA NOT AVAILABLE | DATA NOT AVAILABLE | DATA NOT AVAILABLE | DATA NOT AVAILABLE | DATA NOT AVAILABLE | DATA NOT AVAILABLE | DATA NOT AVAILABLE | DATA NOT AVAILABLE | CONNECTED | 0.11115 | DATA NOT AVAILABLE | DATA NOT AVAILABLE | DATA NOT AVAILABLE | DATA NOT AVAILABLE | DATA NOT AVAILABLE | DATA NOT AVAILABLE | DATA NOT AVAILABLE | DATA NOT AVAILABLE | DATA NOT AVAILABLE | DATA NOT AVAILABLE | DATA NOT AVAILABLE | DATA NOT AVAILABLE | DATA NOT AVAILABLE | DATA NOT AVAILABLE | DATA NOT AVAILABLE | DATA NOT AVAILABLE | DATA NOT AVAILABLE | DATA NOT AVAILABLE | 2023-12-11
1700060070910 | DATA NOT AVAILABLE | BANKS ODEE SPORTS CLUB LIMITED - EXPORT | SPAIN PARK SPORTS COMPLEX | IMPORT/EXPORT | ABBOTSWELL ROAD | ABERDEEN | ABERDEEN | AB12 3AB | SCOTLAND | 394316 | 804108 | DATA NOT AVAILABLE | DATA NOT APPLICABLE | DATA NOT AVAILABLE | DATA NOT AVAILABLE | SCOTTISH HYDRO ELECTRIC POWER DISTRIBUTION PLC | DATA NOT AVAILABLE | DATA NOT AVAILABLE | DATA NOT AVAILABLE | DATA NOT AVAILABLE | DATA NOT AVAILABLE | DATA NOT AVAILABLE | DATA NOT AVAILABLE | DATA NOT AVAILABLE | DATA NOT AVAILABLE | DATA NOT AVAILABLE | DATA NOT AVAILABLE | DATA NOT AVAILABLE | DATA NOT AVAILABLE | DATA NOT AVAILABLE | DATA NOT AVAILABLE | DATA NOT AVAILABLE | DATA NOT AVAILABLE | DATA NOT AVAILABLE | DATA NOT AVAILABLE | CONNECTED | 0.095 | DATA NOT AVAILABLE | DATA NOT AVAILABLE | DATA NOT AVAILABLE | DATA NOT AVAILABLE | DATA NOT AVAILABLE | DATA NOT AVAILABLE | DATA NOT AVAILABLE | DATA NOT AVAILABLE | DATA NOT AVAILABLE | DATA NOT AVAILABLE | DATA NOT AVAILABLE | DATA NOT AVAILABLE | DATA NOT AVAILABLE | DATA NOT AVAILABLE | DATA NOT AVAILABLE | DATA NOT AVAILABLE | DATA NOT AVAILABLE | DATA NOT AVAILABLE | 2023-12-11
1700060086813 | DATA NOT AVAILABLE | FAIRLIE FRESH PRODUCE LIMITED | KIRKTON OF MONIKIE FARM | DATA NOT AVAILABLE | DATA NOT AVAILABLE | DUNDEE | DUNDEE | DD5 3QN | SCOTLAND | 351265 | 738232 | DATA NOT AVAILABLE | DATA NOT APPLICABLE | DATA NOT AVAILABLE | DATA NOT AVAILABLE | SCOTTISH HYDRO ELECTRIC POWER DISTRIBUTION PLC | DATA NOT AVAILABLE | DATA NOT AVAILABLE | DATA NOT AVAILABLE | DATA NOT AVAILABLE | DATA NOT AVAILABLE | DATA NOT AVAILABLE | DATA NOT AVAILABLE | DATA NOT AVAILABLE | DATA NOT AVAILABLE | DATA NOT AVAILABLE | DATA NOT AVAILABLE | DATA NOT AVAILABLE | DATA NOT AVAILABLE | DATA NOT AVAILABLE | DATA NOT AVAILABLE | DATA NOT AVAILABLE | DATA NOT AVAILABLE | DATA NOT AVAILABLE | DATA NOT AVAILABLE | CONNECTED | 0.19 | DATA NOT AVAILABLE | DATA NOT AVAILABLE | DATA NOT AVAILABLE | DATA NOT AVAILABLE | DATA NOT AVAILABLE | DATA NOT AVAILABLE | DATA NOT AVAILABLE | DATA NOT AVAILABLE | DATA NOT AVAILABLE | DATA NOT AVAILABLE | DATA NOT AVAILABLE | DATA NOT AVAILABLE | DATA NOT AVAILABLE | DATA NOT AVAILABLE | DATA NOT AVAILABLE | DATA NOT AVAILABLE | DATA NOT AVAILABLE | DATA NOT AVAILABLE | 2023-12-11
2000055561118 | DATA NOT AVAILABLE | THINKING SCHOOLS TRUST | SWITCHBOARD ADJ TO SUBSTATION | BISHOP OF ROCHESTER ACADEMY | MAGPIE HALL ROAD | CHATHAM | CHATHAM | ME4 5JB | ENGLAND | 576368 | 166387 | DATA NOT AVAILABLE | DATA NOT AVAILABLE | DATA NOT AVAILABLE | DATA NOT AVAILABLE | SOUTHERN ELECTRIC POWER DISTRIBUTION PLC | DATA NOT AVAILABLE | DATA NOT AVAILABLE | DATA NOT AVAILABLE | DATA NOT AVAILABLE | DATA NOT AVAILABLE | DATA NOT AVAILABLE | DATA NOT AVAILABLE | DATA NOT AVAILABLE | DATA NOT AVAILABLE | DATA NOT AVAILABLE | DATA NOT AVAILABLE | DATA NOT AVAILABLE | DATA NOT AVAILABLE | DATA NOT AVAILABLE | DATA NOT AVAILABLE | DATA NOT AVAILABLE | DATA NOT AVAILABLE | DATA NOT AVAILABLE | DATA NOT AVAILABLE | CONNECTED | 0.06175 | DATA NOT AVAILABLE | DATA NOT AVAILABLE | DATA NOT AVAILABLE | DATA NOT AVAILABLE | DATA NOT AVAILABLE | DATA NOT AVAILABLE | DATA NOT AVAILABLE | DATA NOT AVAILABLE | DATA NOT AVAILABLE | DATA NOT AVAILABLE | DATA NOT AVAILABLE | DATA NOT AVAILABLE | DATA NOT AVAILABLE | DATA NOT AVAILABLE | DATA NOT AVAILABLE | DATA NOT AVAILABLE | DATA NOT AVAILABLE | DATA NOT AVAILABLE | 2023-12-11
2000056028945 | DATA NOT AVAILABLE | THE CUSTOMER | DATA NOT AVAILABLE | DUNBALLS ROAD | DATA NOT AVAILABLE | CARDIFF | CARDIFF | DATA NOT AVAILABLE | ENGLAND | DATA NOT AVAILABLE | DATA NOT AVAILABLE | DATA NOT AVAILABLE | DATA NOT AVAILABLE | DATA NOT AVAILABLE | DATA NOT AVAILABLE | SOUTHERN ELECTRIC POWER DISTRIBUTION PLC | DATA NOT AVAILABLE | DATA NOT AVAILABLE | DATA NOT AVAILABLE | DATA NOT AVAILABLE | DATA NOT AVAILABLE | DATA NOT AVAILABLE | DATA NOT AVAILABLE | DATA NOT AVAILABLE | DATA NOT AVAILABLE | DATA NOT AVAILABLE | DATA NOT AVAILABLE | DATA NOT AVAILABLE | DATA NOT AVAILABLE | DATA NOT AVAILABLE | DATA NOT AVAILABLE | DATA NOT AVAILABLE | DATA NOT AVAILABLE | DATA NOT AVAILABLE | DATA NOT AVAILABLE | CONNECTED | 0.2375 | DATA NOT AVAILABLE | DATA NOT AVAILABLE | DATA NOT AVAILABLE | DATA NOT AVAILABLE | DATA NOT AVAILABLE | DATA NOT AVAILABLE | DATA NOT AVAILABLE | DATA NOT AVAILABLE | DATA NOT AVAILABLE | DATA NOT AVAILABLE | DATA NOT AVAILABLE | DATA NOT AVAILABLE | DATA NOT AVAILABLE | DATA NOT AVAILABLE | DATA NOT AVAILABLE | DATA NOT AVAILABLE | DATA NOT AVAILABLE | DATA NOT AVAILABLE | 2023-12-11
2000056140708 | DATA NOT AVAILABLE | REDACTED | REDACTED | REDACTED | REDACTED | REDACTED | REDACTED | DL5 6U | ENGLAND | REDACTED | REDACTED | DATA NOT AVAILABLE | DATA NOT AVAILABLE | DATA NOT AVAILABLE | DATA NOT AVAILABLE | SOUTHERN ELECTRIC POWER DISTRIBUTION PLC | DATA NOT AVAILABLE | DATA NOT AVAILABLE | DATA NOT AVAILABLE | DATA NOT AVAILABLE | DATA NOT AVAILABLE | DATA NOT AVAILABLE | DATA NOT AVAILABLE | DATA NOT AVAILABLE | DATA NOT AVAILABLE | DATA NOT AVAILABLE | DATA NOT AVAILABLE | DATA NOT AVAILABLE | DATA NOT AVAILABLE | DATA NOT AVAILABLE | DATA NOT AVAILABLE | DATA NOT AVAILABLE | DATA NOT AVAILABLE | DATA NOT AVAILABLE | DATA NOT AVAILABLE | CONNECTED | 0.2375 | DATA NOT AVAILABLE | DATA NOT AVAILABLE | DATA NOT AVAILABLE | DATA NOT AVAILABLE | DATA NOT AVAILABLE | DATA NOT AVAILABLE | DATA NOT AVAILABLE | DATA NOT AVAILABLE | DATA NOT AVAILABLE | DATA NOT AVAILABLE | DATA NOT AVAILABLE | DATA NOT AVAILABLE | DATA NOT AVAILABLE | DATA NOT AVAILABLE | DATA NOT AVAILABLE | DATA NOT AVAILABLE | DATA NOT AVAILABLE | DATA NOT AVAILABLE | 2023-12-11
2000056140717 | DATA NOT AVAILABLE | REDACTED | REDACTED | REDACTED | REDACTED | REDACTED | REDACTED | DL5 6U | ENGLAND | REDACTED | REDACTED | DATA NOT AVAILABLE | DATA NOT AVAILABLE | DATA NOT AVAILABLE | DATA NOT AVAILABLE | SOUTHERN ELECTRIC POWER DISTRIBUTION PLC | DATA NOT AVAILABLE | DATA NOT AVAILABLE | DATA NOT AVAILABLE | DATA NOT AVAILABLE | DATA NOT AVAILABLE | DATA NOT AVAILABLE | DATA NOT AVAILABLE | DATA NOT AVAILABLE | DATA NOT AVAILABLE | DATA NOT AVAILABLE | DATA NOT AVAILABLE | DATA NOT AVAILABLE | DATA NOT AVAILABLE | DATA NOT AVAILABLE | DATA NOT AVAILABLE | DATA NOT AVAILABLE | DATA NOT AVAILABLE | DATA NOT AVAILABLE | DATA NOT AVAILABLE | CONNECTED | 0.2375 | DATA NOT AVAILABLE | DATA NOT AVAILABLE | DATA NOT AVAILABLE | DATA NOT AVAILABLE | DATA NOT AVAILABLE | DATA NOT AVAILABLE | DATA NOT AVAILABLE | DATA NOT AVAILABLE | DATA NOT AVAILABLE | DATA NOT AVAILABLE | DATA NOT AVAILABLE | DATA NOT AVAILABLE | DATA NOT AVAILABLE | DATA NOT AVAILABLE | DATA NOT AVAILABLE | DATA NOT AVAILABLE | DATA NOT AVAILABLE | DATA NOT AVAILABLE | 2023-12-11
2000056140726 | DATA NOT AVAILABLE | REDACTED | REDACTED | REDACTED | REDACTED | REDACTED | REDACTED | DL5 6U | ENGLAND | REDACTED | REDACTED | DATA NOT AVAILABLE | DATA NOT AVAILABLE | DATA NOT AVAILABLE | DATA NOT AVAILABLE | SOUTHERN ELECTRIC POWER DISTRIBUTION PLC | DATA NOT AVAILABLE | DATA NOT AVAILABLE | DATA NOT AVAILABLE | DATA NOT AVAILABLE | DATA NOT AVAILABLE | DATA NOT AVAILABLE | DATA NOT AVAILABLE | DATA NOT AVAILABLE | DATA NOT AVAILABLE | DATA NOT AVAILABLE | DATA NOT AVAILABLE | DATA NOT AVAILABLE | DATA NOT AVAILABLE | DATA NOT AVAILABLE | DATA NOT AVAILABLE | DATA NOT AVAILABLE | DATA NOT AVAILABLE | DATA NOT AVAILABLE | DATA NOT AVAILABLE | CONNECTED | 0.2375 | DATA NOT AVAILABLE | DATA NOT AVAILABLE | DATA NOT AVAILABLE | DATA NOT AVAILABLE | DATA NOT AVAILABLE | DATA NOT AVAILABLE | DATA NOT AVAILABLE | DATA NOT AVAILABLE | DATA NOT AVAILABLE | DATA NOT AVAILABLE | DATA NOT AVAILABLE | DATA NOT AVAILABLE | DATA NOT AVAILABLE | DATA NOT AVAILABLE | DATA NOT AVAILABLE | DATA NOT AVAILABLE | DATA NOT AVAILABLE | DATA NOT AVAILABLE | 2023-12-11
2000056140762 | DATA NOT AVAILABLE | REDACTED | REDACTED | REDACTED | REDACTED | REDACTED | REDACTED | DL5 6U | ENGLAND | REDACTED | REDACTED | DATA NOT AVAILABLE | DATA NOT AVAILABLE | DATA NOT AVAILABLE | DATA NOT AVAILABLE | SOUTHERN ELECTRIC POWER DISTRIBUTION PLC | DATA NOT AVAILABLE | DATA NOT AVAILABLE | DATA NOT AVAILABLE | DATA NOT AVAILABLE | DATA NOT AVAILABLE | DATA NOT AVAILABLE | DATA NOT AVAILABLE | DATA NOT AVAILABLE | DATA NOT AVAILABLE | DATA NOT AVAILABLE | DATA NOT AVAILABLE | DATA NOT AVAILABLE | DATA NOT AVAILABLE | DATA NOT AVAILABLE | DATA NOT AVAILABLE | DATA NOT AVAILABLE | DATA NOT AVAILABLE | DATA NOT AVAILABLE | DATA NOT AVAILABLE | CONNECTED | 0.2375 | DATA NOT AVAILABLE | DATA NOT AVAILABLE | DATA NOT AVAILABLE | DATA NOT AVAILABLE | DATA NOT AVAILABLE | DATA NOT AVAILABLE | DATA NOT AVAILABLE | DATA NOT AVAILABLE | DATA NOT AVAILABLE | DATA NOT AVAILABLE | DATA NOT AVAILABLE | DATA NOT AVAILABLE | DATA NOT AVAILABLE | DATA NOT AVAILABLE | DATA NOT AVAILABLE | DATA NOT AVAILABLE | DATA NOT AVAILABLE | DATA NOT AVAILABLE | 2023-12-11
2000056842160 | DATA NOT AVAILABLE | CAERPHILLY COUNTY BOROUGH COUNCIL | OAKDALE COMPREHENSIVE SCHOOL | NEW ISLWYN HIGH SCHOOL | (EDM727A01) | BLACKWOOD | BLACKWOOD | NP12 0GY | ENGLAND | 318674 | 198854 | DATA NOT AVAILABLE | DATA NOT AVAILABLE | DATA NOT AVAILABLE | DATA NOT AVAILABLE | SOUTHERN ELECTRIC POWER DISTRIBUTION PLC | SOLAR | PHOTOVOLTAIC | DATA NOT AVAILABLE | DATA NOT AVAILABLE | DATA NOT AVAILABLE | 0.07 | DATA NOT AVAILABLE | DATA NOT AVAILABLE | DATA NOT AVAILABLE | DATA NOT AVAILABLE | DATA NOT AVAILABLE | DATA NOT AVAILABLE | DATA NOT AVAILABLE | DATA NOT AVAILABLE | DATA NOT AVAILABLE | DATA NOT AVAILABLE | DATA NOT AVAILABLE | DATA NOT AVAILABLE | DATA NOT AVAILABLE | CONNECTED | 0.133 | 0.07 | 0.073684 | DATA NOT AVAILABLE | DATA NOT AVAILABLE | DATA NOT AVAILABLE | DATA NOT AVAILABLE | DATA NOT AVAILABLE | DATA NOT AVAILABLE | DATA NOT AVAILABLE | DATA NOT AVAILABLE | DATA NOT AVAILABLE | DATA NOT AVAILABLE | DATA NOT AVAILABLE | DATA NOT AVAILABLE | DATA NOT AVAILABLE | DATA NOT AVAILABLE | DATA NOT AVAILABLE | DATA NOT AVAILABLE | 2023-12-11
2000056869604 | DATA NOT AVAILABLE | E.ON ENERGY SOLUTIONS LIMITED | TREFOIL HOUSE | LANDLORD SUPPLY | DATA NOT AVAILABLE | LONDON | LONDON | SE10 0TL | ENGLAND | 539264 | 178726 | DATA NOT AVAILABLE | DATA NOT AVAILABLE | DATA NOT AVAILABLE | DATA NOT AVAILABLE | SOUTHERN ELECTRIC POWER DISTRIBUTION PLC | DATA NOT AVAILABLE | DATA NOT AVAILABLE | DATA NOT AVAILABLE | DATA NOT AVAILABLE | DATA NOT AVAILABLE | DATA NOT AVAILABLE | DATA NOT AVAILABLE | DATA NOT AVAILABLE | DATA NOT AVAILABLE | DATA NOT AVAILABLE | DATA NOT AVAILABLE | DATA NOT AVAILABLE | DATA NOT AVAILABLE | DATA NOT AVAILABLE | DATA NOT AVAILABLE | DATA NOT AVAILABLE | DATA NOT AVAILABLE | DATA NOT AVAILABLE | DATA NOT AVAILABLE | CONNECTED | 0.35625 | DATA NOT AVAILABLE | DATA NOT AVAILABLE | DATA NOT AVAILABLE | DATA NOT AVAILABLE | DATA NOT AVAILABLE | DATA NOT AVAILABLE | DATA NOT AVAILABLE | DATA NOT AVAILABLE | DATA NOT AVAILABLE | DATA NOT AVAILABLE | DATA NOT AVAILABLE | DATA NOT AVAILABLE | DATA NOT AVAILABLE | DATA NOT AVAILABLE | DATA NOT AVAILABLE | DATA NOT AVAILABLE | DATA NOT AVAILABLE | DATA NOT AVAILABLE | 2023-12-11
2000057097860 | DATA NOT AVAILABLE | LANDLORD SUPPLY | FREEMAN COURT | LANDLORD SUPPLY | BURGESS SPRINGS | CHELMSFORD | CHELMSFORD | CM1 1LA | ENGLAND | 570521 | 206940 | DATA NOT AVAILABLE | DATA NOT AVAILABLE | DATA NOT AVAILABLE | DATA NOT AVAILABLE | SOUTHERN ELECTRIC POWER DISTRIBUTION PLC | DATA NOT AVAILABLE | DATA NOT AVAILABLE | DATA NOT AVAILABLE | DATA NOT AVAILABLE | DATA NOT AVAILABLE | DATA NOT AVAILABLE | DATA NOT AVAILABLE | DATA NOT AVAILABLE | DATA NOT AVAILABLE | DATA NOT AVAILABLE | DATA NOT AVAILABLE | DATA NOT AVAILABLE | DATA NOT AVAILABLE | DATA NOT AVAILABLE | DATA NOT AVAILABLE | DATA NOT AVAILABLE | DATA NOT AVAILABLE | DATA NOT AVAILABLE | DATA NOT AVAILABLE | CONNECTED | 0.0665 | DATA NOT AVAILABLE | DATA NOT AVAILABLE | DATA NOT AVAILABLE | DATA NOT AVAILABLE | DATA NOT AVAILABLE | DATA NOT AVAILABLE | DATA NOT AVAILABLE | DATA NOT AVAILABLE | DATA NOT AVAILABLE | DATA NOT AVAILABLE | DATA NOT AVAILABLE | DATA NOT AVAILABLE | DATA NOT AVAILABLE | DATA NOT AVAILABLE | DATA NOT AVAILABLE | DATA NOT AVAILABLE | DATA NOT AVAILABLE | DATA NOT AVAILABLE | 2023-12-11
2000057149279 | DATA NOT AVAILABLE | SAINSBURYS SUPERMARKETS LTD | DATA NOT AVAILABLE | SAINSBURYS | WANDSWORTH ROAD | LONDON | LONDON | SW8 2LF | ENGLAND | 530072 | 177504 | DATA NOT AVAILABLE | DATA NOT AVAILABLE | DATA NOT AVAILABLE | DATA NOT AVAILABLE | SOUTHERN ELECTRIC POWER DISTRIBUTION PLC | DATA NOT AVAILABLE | DATA NOT AVAILABLE | DATA NOT AVAILABLE | DATA NOT AVAILABLE | DATA NOT AVAILABLE | DATA NOT AVAILABLE | DATA NOT AVAILABLE | DATA NOT AVAILABLE | DATA NOT AVAILABLE | DATA NOT AVAILABLE | DATA NOT AVAILABLE | DATA NOT AVAILABLE | DATA NOT AVAILABLE | DATA NOT AVAILABLE | DATA NOT AVAILABLE | DATA NOT AVAILABLE | DATA NOT AVAILABLE | DATA NOT AVAILABLE | DATA NOT AVAILABLE | CONNECTED | 0.40375 | DATA NOT AVAILABLE | DATA NOT AVAILABLE | DATA NOT AVAILABLE | DATA NOT AVAILABLE | DATA NOT AVAILABLE | DATA NOT AVAILABLE | DATA NOT AVAILABLE | DATA NOT AVAILABLE | DATA NOT AVAILABLE | DATA NOT AVAILABLE | DATA NOT AVAILABLE | DATA NOT AVAILABLE | DATA NOT AVAILABLE | DATA NOT AVAILABLE | DATA NOT AVAILABLE | DATA NOT AVAILABLE | DATA NOT AVAILABLE | DATA NOT AVAILABLE | 2023-12-11
2000057186874 | DATA NOT AVAILABLE | SSE HEAT NETWORKS LTD | 2 TELEVISION CENTRE | UNIT A3 | WOOD LANE | LONDON | LONDON | W12 7FR | ENGLAND | 523217 | 180577 | DATA NOT AVAILABLE | DATA NOT AVAILABLE | DATA NOT AVAILABLE | DATA NOT AVAILABLE | SOUTHERN ELECTRIC POWER DISTRIBUTION PLC | DATA NOT AVAILABLE | DATA NOT AVAILABLE | DATA NOT AVAILABLE | DATA NOT AVAILABLE | DATA NOT AVAILABLE | DATA NOT AVAILABLE | DATA NOT AVAILABLE | DATA NOT AVAILABLE | DATA NOT AVAILABLE | DATA NOT AVAILABLE | DATA NOT AVAILABLE | DATA NOT AVAILABLE | DATA NOT AVAILABLE | DATA NOT AVAILABLE | DATA NOT AVAILABLE | DATA NOT AVAILABLE | DATA NOT AVAILABLE | DATA NOT AVAILABLE | DATA NOT AVAILABLE | CONNECTED | 0.57 | DATA NOT AVAILABLE | DATA NOT AVAILABLE | DATA NOT AVAILABLE | DATA NOT AVAILABLE | DATA NOT AVAILABLE | DATA NOT AVAILABLE | DATA NOT AVAILABLE | DATA NOT AVAILABLE | DATA NOT AVAILABLE | DATA NOT AVAILABLE | DATA NOT AVAILABLE | DATA NOT AVAILABLE | DATA NOT AVAILABLE | DATA NOT AVAILABLE | DATA NOT AVAILABLE | DATA NOT AVAILABLE | DATA NOT AVAILABLE | DATA NOT AVAILABLE | 2023-12-11
2000057214964 | DATA NOT AVAILABLE | E.ON ENERGY SOLUTIONS LIMITED | CHILLER RM, BASEMENT LEVEL 2 | BLOCK D BASEMENT LLDS 1 | (DZV534D18) | LONDON | LONDON | E1 8QJ | ENGLAND | 534008 | 181303 | DATA NOT AVAILABLE | DATA NOT AVAILABLE | DATA NOT AVAILABLE | DATA NOT AVAILABLE | SOUTHERN ELECTRIC POWER DISTRIBUTION PLC | DATA NOT AVAILABLE | DATA NOT AVAILABLE | DATA NOT AVAILABLE | DATA NOT AVAILABLE | DATA NOT AVAILABLE | DATA NOT AVAILABLE | DATA NOT AVAILABLE | DATA NOT AVAILABLE | DATA NOT AVAILABLE | DATA NOT AVAILABLE | DATA NOT AVAILABLE | DATA NOT AVAILABLE | DATA NOT AVAILABLE | DATA NOT AVAILABLE | DATA NOT AVAILABLE | DATA NOT AVAILABLE | DATA NOT AVAILABLE | DATA NOT AVAILABLE | DATA NOT AVAILABLE | CONNECTED | 0.35625 | DATA NOT AVAILABLE | DATA NOT AVAILABLE | DATA NOT AVAILABLE | DATA NOT AVAILABLE | DATA NOT AVAILABLE | DATA NOT AVAILABLE | DATA NOT AVAILABLE | DATA NOT AVAILABLE | DATA NOT AVAILABLE | DATA NOT AVAILABLE | DATA NOT AVAILABLE | DATA NOT AVAILABLE | DATA NOT AVAILABLE | DATA NOT AVAILABLE | DATA NOT AVAILABLE | DATA NOT AVAILABLE | DATA NOT AVAILABLE | DATA NOT AVAILABLE | 2023-12-11
2000057540591 | DATA NOT AVAILABLE | DATA NOT AVAILABLE | DATA NOT AVAILABLE | UNIT H2 | DATA NOT AVAILABLE | COVENTRY | COVENTRY | CV7 9HR | ENGLAND | 433526 | 284026 | DATA NOT AVAILABLE | DATA NOT AVAILABLE | DATA NOT AVAILABLE | DATA NOT AVAILABLE | SOUTHERN ELECTRIC POWER DISTRIBUTION PLC | DATA NOT AVAILABLE | DATA NOT AVAILABLE | DATA NOT AVAILABLE | DATA NOT AVAILABLE | DATA NOT AVAILABLE | DATA NOT AVAILABLE | DATA NOT AVAILABLE | DATA NOT AVAILABLE | DATA NOT AVAILABLE | DATA NOT AVAILABLE | DATA NOT AVAILABLE | DATA NOT AVAILABLE | DATA NOT AVAILABLE | DATA NOT AVAILABLE | DATA NOT AVAILABLE | DATA NOT AVAILABLE | DATA NOT AVAILABLE | DATA NOT AVAILABLE | DATA NOT AVAILABLE | CONNECTED | 0.20995 | DATA NOT AVAILABLE | DATA NOT AVAILABLE | DATA NOT AVAILABLE | DATA NOT AVAILABLE | DATA NOT AVAILABLE | DATA NOT AVAILABLE | DATA NOT AVAILABLE | DATA NOT AVAILABLE | DATA NOT AVAILABLE | DATA NOT AVAILABLE | DATA NOT AVAILABLE | DATA NOT AVAILABLE | DATA NOT AVAILABLE | DATA NOT AVAILABLE | DATA NOT AVAILABLE | DATA NOT AVAILABLE | DATA NOT AVAILABLE | DATA NOT AVAILABLE | 2023-12-11
2000057841380 | DATA NOT AVAILABLE | WEST BERKSHIRE COUNCIL | COUNCIL OFFICE | WEST BERKSHIRE DISTRICT COUNCIL | MARKET STREET | NEWBURY | NEWBURY | RG14 5LD | ENGLAND | 447076 | 166809 | DATA NOT AVAILABLE | DATA NOT AVAILABLE | DATA NOT AVAILABLE | DATA NOT AVAILABLE | SOUTHERN ELECTRIC POWER DISTRIBUTION PLC | DATA NOT AVAILABLE | DATA NOT AVAILABLE | DATA NOT AVAILABLE | DATA NOT AVAILABLE | DATA NOT AVAILABLE | DATA NOT AVAILABLE | DATA NOT AVAILABLE | DATA NOT AVAILABLE | DATA NOT AVAILABLE | DATA NOT AVAILABLE | DATA NOT AVAILABLE | DATA NOT AVAILABLE | DATA NOT AVAILABLE | DATA NOT AVAILABLE | DATA NOT AVAILABLE | DATA NOT AVAILABLE | DATA NOT AVAILABLE | DATA NOT AVAILABLE | DATA NOT AVAILABLE | CONNECTED | 0.095 | DATA NOT AVAILABLE | DATA NOT AVAILABLE | DATA NOT AVAILABLE | DATA NOT AVAILABLE | DATA NOT AVAILABLE | DATA NOT AVAILABLE | DATA NOT AVAILABLE | DATA NOT AVAILABLE | DATA NOT AVAILABLE | DATA NOT AVAILABLE | DATA NOT AVAILABLE | DATA NOT AVAILABLE | DATA NOT AVAILABLE | DATA NOT AVAILABLE | DATA NOT AVAILABLE | DATA NOT AVAILABLE | DATA NOT AVAILABLE | DATA NOT AVAILABLE | 2023-12-11
2000057868346 | DATA NOT AVAILABLE | CONSTANTINE LAND LIMITED - EXPORT | UNIT 34 | SITE OFF | THE RIDGEWAY | IVER | IVER | SL0 9JQ | ENGLAND | 503613 | 180579 | DATA NOT AVAILABLE | DATA NOT AVAILABLE | DATA NOT AVAILABLE | DATA NOT AVAILABLE | SOUTHERN ELECTRIC POWER DISTRIBUTION PLC | DATA NOT AVAILABLE | DATA NOT AVAILABLE | DATA NOT AVAILABLE | DATA NOT AVAILABLE | DATA NOT AVAILABLE | DATA NOT AVAILABLE | DATA NOT AVAILABLE | DATA NOT AVAILABLE | DATA NOT AVAILABLE | DATA NOT AVAILABLE | DATA NOT AVAILABLE | DATA NOT AVAILABLE | DATA NOT AVAILABLE | DATA NOT AVAILABLE | DATA NOT AVAILABLE | DATA NOT AVAILABLE | DATA NOT AVAILABLE | DATA NOT AVAILABLE | DATA NOT AVAILABLE | CONNECTED | 0.16625 | DATA NOT AVAILABLE | DATA NOT AVAILABLE | DATA NOT AVAILABLE | DATA NOT AVAILABLE | DATA NOT AVAILABLE | DATA NOT AVAILABLE | DATA NOT AVAILABLE | DATA NOT AVAILABLE | DATA NOT AVAILABLE | DATA NOT AVAILABLE | DATA NOT AVAILABLE | DATA NOT AVAILABLE | DATA NOT AVAILABLE | DATA NOT AVAILABLE | DATA NOT AVAILABLE | DATA NOT AVAILABLE | DATA NOT AVAILABLE | DATA NOT AVAILABLE | 2023-12-11
2000057927578 | DATA NOT AVAILABLE | SSE HEAT NETWORKS LIMITED | LANDLORD SUPPLY | TRANSFORMER MAIN TOWER | HARBOUR WAY | LONDON | LONDON | DATA NOT AVAILABLE | ENGLAND | DATA NOT AVAILABLE | DATA NOT AVAILABLE | DATA NOT AVAILABLE | DATA NOT AVAILABLE | DATA NOT AVAILABLE | DATA NOT AVAILABLE | SOUTHERN ELECTRIC POWER DISTRIBUTION PLC | DATA NOT AVAILABLE | DATA NOT AVAILABLE | DATA NOT AVAILABLE | DATA NOT AVAILABLE | DATA NOT AVAILABLE | DATA NOT AVAILABLE | DATA NOT AVAILABLE | DATA NOT AVAILABLE | DATA NOT AVAILABLE | DATA NOT AVAILABLE | DATA NOT AVAILABLE | DATA NOT AVAILABLE | DATA NOT AVAILABLE | DATA NOT AVAILABLE | DATA NOT AVAILABLE | DATA NOT AVAILABLE | DATA NOT AVAILABLE | DATA NOT AVAILABLE | DATA NOT AVAILABLE | CONNECTED | 0.40375 | DATA NOT AVAILABLE | DATA NOT AVAILABLE | DATA NOT AVAILABLE | DATA NOT AVAILABLE | DATA NOT AVAILABLE | DATA NOT AVAILABLE | DATA NOT AVAILABLE | DATA NOT AVAILABLE | DATA NOT AVAILABLE | DATA NOT AVAILABLE | DATA NOT AVAILABLE | DATA NOT AVAILABLE | DATA NOT AVAILABLE | DATA NOT AVAILABLE | DATA NOT AVAILABLE | DATA NOT AVAILABLE | DATA NOT AVAILABLE | DATA NOT AVAILABLE | 2023-12-11
2000057945275 | DATA NOT AVAILABLE | BARCLAYS NOMINEES (GEORGE YARD) LTD | UNIT B | D P D UK LIMITED | DATA NOT AVAILABLE | LEICESTER | LEICESTER | LE3 8DU | ENGLAND | 452887 | 305565 | DATA NOT AVAILABLE | DATA NOT AVAILABLE | DATA NOT AVAILABLE | DATA NOT AVAILABLE | SOUTHERN ELECTRIC POWER DISTRIBUTION PLC | DATA NOT AVAILABLE | DATA NOT AVAILABLE | DATA NOT AVAILABLE | DATA NOT AVAILABLE | DATA NOT AVAILABLE | DATA NOT AVAILABLE | DATA NOT AVAILABLE | DATA NOT AVAILABLE | DATA NOT AVAILABLE | DATA NOT AVAILABLE | DATA NOT AVAILABLE | DATA NOT AVAILABLE | DATA NOT AVAILABLE | DATA NOT AVAILABLE | DATA NOT AVAILABLE | DATA NOT AVAILABLE | DATA NOT AVAILABLE | DATA NOT AVAILABLE | DATA NOT AVAILABLE | CONNECTED | 0.475 | DATA NOT AVAILABLE | DATA NOT AVAILABLE | DATA NOT AVAILABLE | DATA NOT AVAILABLE | DATA NOT AVAILABLE | DATA NOT AVAILABLE | DATA NOT AVAILABLE | DATA NOT AVAILABLE | DATA NOT AVAILABLE | DATA NOT AVAILABLE | DATA NOT AVAILABLE | DATA NOT AVAILABLE | DATA NOT AVAILABLE | DATA NOT AVAILABLE | DATA NOT AVAILABLE | DATA NOT AVAILABLE | DATA NOT AVAILABLE | DATA NOT AVAILABLE | 2023-12-11
2000057945293 | DATA NOT AVAILABLE | BARCLAYS NOMINEES (GEORGE YARD) LTD | UNIT 80, BODEN | DATA NOT AVAILABLE | OPTIMUS POINT | GLENFIELD | GLENFIELD | LE3 8DX | ENGLAND | 453133 | 306044 | DATA NOT AVAILABLE | DATA NOT AVAILABLE | DATA NOT AVAILABLE | DATA NOT AVAILABLE | SOUTHERN ELECTRIC POWER DISTRIBUTION PLC | DATA NOT AVAILABLE | DATA NOT AVAILABLE | DATA NOT AVAILABLE | DATA NOT AVAILABLE | DATA NOT AVAILABLE | DATA NOT AVAILABLE | DATA NOT AVAILABLE | DATA NOT AVAILABLE | DATA NOT AVAILABLE | DATA NOT AVAILABLE | DATA NOT AVAILABLE | DATA NOT AVAILABLE | DATA NOT AVAILABLE | DATA NOT AVAILABLE | DATA NOT AVAILABLE | DATA NOT AVAILABLE | DATA NOT AVAILABLE | DATA NOT AVAILABLE | DATA NOT AVAILABLE | CONNECTED | 0.94905 | DATA NOT AVAILABLE | DATA NOT AVAILABLE | DATA NOT AVAILABLE | DATA NOT AVAILABLE | DATA NOT AVAILABLE | DATA NOT AVAILABLE | DATA NOT AVAILABLE | DATA NOT AVAILABLE | DATA NOT AVAILABLE | DATA NOT AVAILABLE | DATA NOT AVAILABLE | DATA NOT AVAILABLE | DATA NOT AVAILABLE | DATA NOT AVAILABLE | DATA NOT AVAILABLE | DATA NOT AVAILABLE | DATA NOT AVAILABLE | DATA NOT AVAILABLE | 2023-12-11
2000058007733 | DATA NOT AVAILABLE | E.ON ENERGY SOLUTIONS LIMITED | MILLBROOK PARK ENERGY CENTRE | EON ENERGY | ROYAL ENGINEERS WAY | LONDON | LONDON | NW7 1TF | ENGLAND | 524105 | 191535 | DATA NOT AVAILABLE | DATA NOT AVAILABLE | DATA NOT AVAILABLE | DATA NOT AVAILABLE | SOUTHERN ELECTRIC POWER DISTRIBUTION PLC | DATA NOT AVAILABLE | DATA NOT AVAILABLE | DATA NOT AVAILABLE | DATA NOT AVAILABLE | DATA NOT AVAILABLE | DATA NOT AVAILABLE | DATA NOT AVAILABLE | DATA NOT AVAILABLE | DATA NOT AVAILABLE | DATA NOT AVAILABLE | DATA NOT AVAILABLE | DATA NOT AVAILABLE | DATA NOT AVAILABLE | DATA NOT AVAILABLE | DATA NOT AVAILABLE | DATA NOT AVAILABLE | DATA NOT AVAILABLE | DATA NOT AVAILABLE | DATA NOT AVAILABLE | CONNECTED | 0.76 | DATA NOT AVAILABLE | DATA NOT AVAILABLE | DATA NOT AVAILABLE | DATA NOT AVAILABLE | DATA NOT AVAILABLE | DATA NOT AVAILABLE | DATA NOT AVAILABLE | DATA NOT AVAILABLE | DATA NOT AVAILABLE | DATA NOT AVAILABLE | DATA NOT AVAILABLE | DATA NOT AVAILABLE | DATA NOT AVAILABLE | DATA NOT AVAILABLE | DATA NOT AVAILABLE | DATA NOT AVAILABLE | DATA NOT AVAILABLE | DATA NOT AVAILABLE | 2023-12-11
2000060150629 | DATA NOT AVAILABLE | PHI HOUSE | PHI HOUSE | DATA NOT AVAILABLE | DATA NOT AVAILABLE | CHILWORTH | CHILWORTH | SO16 7NS | ENGLAND | 440484 | 118105 | DATA NOT AVAILABLE | DATA NOT AVAILABLE | DATA NOT AVAILABLE | DATA NOT AVAILABLE | SOUTHERN ELECTRIC POWER DISTRIBUTION PLC | DATA NOT AVAILABLE | DATA NOT AVAILABLE | DATA NOT AVAILABLE | DATA NOT AVAILABLE | DATA NOT AVAILABLE | DATA NOT AVAILABLE | DATA NOT AVAILABLE | DATA NOT AVAILABLE | DATA NOT AVAILABLE | DATA NOT AVAILABLE | DATA NOT AVAILABLE | DATA NOT AVAILABLE | DATA NOT AVAILABLE | DATA NOT AVAILABLE | DATA NOT AVAILABLE | DATA NOT AVAILABLE | DATA NOT AVAILABLE | DATA NOT AVAILABLE | DATA NOT AVAILABLE | CONNECTED | 0.1045 | DATA NOT AVAILABLE | DATA NOT AVAILABLE | DATA NOT AVAILABLE | DATA NOT AVAILABLE | DATA NOT AVAILABLE | DATA NOT AVAILABLE | DATA NOT AVAILABLE | DATA NOT AVAILABLE | DATA NOT AVAILABLE | DATA NOT AVAILABLE | DATA NOT AVAILABLE | DATA NOT AVAILABLE | DATA NOT AVAILABLE | DATA NOT AVAILABLE | DATA NOT AVAILABLE | DATA NOT AVAILABLE | DATA NOT AVAILABLE | DATA NOT AVAILABLE | 2023-12-11
2000060166665 | DATA NOT AVAILABLE | EURO FOODS GROUP LIMITED | NEW WAREHOUSE | IMPORT/EXPORT | SWALLOWFIELD WAY | HAYES | HAYES | UB3 1AW | ENGLAND | 508657 | 179942 | DATA NOT AVAILABLE | DATA NOT AVAILABLE | DATA NOT AVAILABLE | DATA NOT AVAILABLE | SOUTHERN ELECTRIC POWER DISTRIBUTION PLC | DATA NOT AVAILABLE | DATA NOT AVAILABLE | DATA NOT AVAILABLE | DATA NOT AVAILABLE | DATA NOT AVAILABLE | DATA NOT AVAILABLE | DATA NOT AVAILABLE | DATA NOT AVAILABLE | DATA NOT AVAILABLE | DATA NOT AVAILABLE | DATA NOT AVAILABLE | DATA NOT AVAILABLE | DATA NOT AVAILABLE | DATA NOT AVAILABLE | DATA NOT AVAILABLE | DATA NOT AVAILABLE | DATA NOT AVAILABLE | DATA NOT AVAILABLE | DATA NOT AVAILABLE | CONNECTED | 0.209 | DATA NOT AVAILABLE | DATA NOT AVAILABLE | DATA NOT AVAILABLE | DATA NOT AVAILABLE | DATA NOT AVAILABLE | DATA NOT AVAILABLE | DATA NOT AVAILABLE | DATA NOT AVAILABLE | DATA NOT AVAILABLE | DATA NOT AVAILABLE | DATA NOT AVAILABLE | DATA NOT AVAILABLE | DATA NOT AVAILABLE | DATA NOT AVAILABLE | DATA NOT AVAILABLE | DATA NOT AVAILABLE | DATA NOT AVAILABLE | DATA NOT AVAILABLE | 2023-12-11
2000060198054 | DATA NOT AVAILABLE | PARADISE FARMS | HOLT LODGE FARM | IMPORT/EXPORT | DATA NOT AVAILABLE | WIMBORNE | WIMBORNE | BH21 7JN | ENGLAND | 405654 | 106450 | DATA NOT AVAILABLE | DATA NOT AVAILABLE | DATA NOT AVAILABLE | DATA NOT AVAILABLE | SOUTHERN ELECTRIC POWER DISTRIBUTION PLC | DATA NOT AVAILABLE | DATA NOT AVAILABLE | DATA NOT AVAILABLE | DATA NOT AVAILABLE | DATA NOT AVAILABLE | DATA NOT AVAILABLE | DATA NOT AVAILABLE | DATA NOT AVAILABLE | DATA NOT AVAILABLE | DATA NOT AVAILABLE | DATA NOT AVAILABLE | DATA NOT AVAILABLE | DATA NOT AVAILABLE | DATA NOT AVAILABLE | DATA NOT AVAILABLE | DATA NOT AVAILABLE | DATA NOT AVAILABLE | DATA NOT AVAILABLE | DATA NOT AVAILABLE | CONNECTED | 0.10735 | DATA NOT AVAILABLE | DATA NOT AVAILABLE | DATA NOT AVAILABLE | DATA NOT AVAILABLE | DATA NOT AVAILABLE | DATA NOT AVAILABLE | DATA NOT AVAILABLE | DATA NOT AVAILABLE | DATA NOT AVAILABLE | DATA NOT AVAILABLE | DATA NOT AVAILABLE | DATA NOT AVAILABLE | DATA NOT AVAILABLE | DATA NOT AVAILABLE | DATA NOT AVAILABLE | DATA NOT AVAILABLE | DATA NOT AVAILABLE | DATA NOT AVAILABLE | 2023-12-11
2000060203643 | DATA NOT AVAILABLE | DATA NOT AVAILABLE | SEWAGE DISPOSAL WKS | IMPORT/EXPORT | DUCKLINGTON LANE | WITNEY | WITNEY | OX28 5JH | ENGLAND | 434894 | 208369 | DATA NOT AVAILABLE | DATA NOT AVAILABLE | DATA NOT AVAILABLE | DATA NOT AVAILABLE | SOUTHERN ELECTRIC POWER DISTRIBUTION PLC | DATA NOT AVAILABLE | DATA NOT AVAILABLE | DATA NOT AVAILABLE | DATA NOT AVAILABLE | DATA NOT AVAILABLE | DATA NOT AVAILABLE | DATA NOT AVAILABLE | DATA NOT AVAILABLE | DATA NOT AVAILABLE | DATA NOT AVAILABLE | DATA NOT AVAILABLE | DATA NOT AVAILABLE | DATA NOT AVAILABLE | DATA NOT AVAILABLE | DATA NOT AVAILABLE | DATA NOT AVAILABLE | DATA NOT AVAILABLE | DATA NOT AVAILABLE | DATA NOT AVAILABLE | CONNECTED | 0.114 | DATA NOT AVAILABLE | DATA NOT AVAILABLE | DATA NOT AVAILABLE | DATA NOT AVAILABLE | DATA NOT AVAILABLE | DATA NOT AVAILABLE | DATA NOT AVAILABLE | DATA NOT AVAILABLE | DATA NOT AVAILABLE | DATA NOT AVAILABLE | DATA NOT AVAILABLE | DATA NOT AVAILABLE | DATA NOT AVAILABLE | DATA NOT AVAILABLE | DATA NOT AVAILABLE | DATA NOT AVAILABLE | DATA NOT AVAILABLE | DATA NOT AVAILABLE | 2023-12-11
2000060204433 | DATA NOT AVAILABLE | SEGRO ADMINISTRATION LTD | DATA NOT AVAILABLE | FEDEX EXPRESS IMPORT / EXPORT | FAIRLIE ROAD | SLOUGH | SLOUGH | SL1 4PY | ENGLAND | 495168 | 181730 | DATA NOT AVAILABLE | DATA NOT AVAILABLE | DATA NOT AVAILABLE | DATA NOT AVAILABLE | SOUTHERN ELECTRIC POWER DISTRIBUTION PLC | DATA NOT AVAILABLE | DATA NOT AVAILABLE | DATA NOT AVAILABLE | DATA NOT AVAILABLE | DATA NOT AVAILABLE | DATA NOT AVAILABLE | DATA NOT AVAILABLE | DATA NOT AVAILABLE | DATA NOT AVAILABLE | DATA NOT AVAILABLE | DATA NOT AVAILABLE | DATA NOT AVAILABLE | DATA NOT AVAILABLE | DATA NOT AVAILABLE | DATA NOT AVAILABLE | DATA NOT AVAILABLE | DATA NOT AVAILABLE | DATA NOT AVAILABLE | DATA NOT AVAILABLE | CONNECTED | 0.095 | DATA NOT AVAILABLE | DATA NOT AVAILABLE | DATA NOT AVAILABLE | DATA NOT AVAILABLE | DATA NOT AVAILABLE | DATA NOT AVAILABLE | DATA NOT AVAILABLE | DATA NOT AVAILABLE | DATA NOT AVAILABLE | DATA NOT AVAILABLE | DATA NOT AVAILABLE | DATA NOT AVAILABLE | DATA NOT AVAILABLE | DATA NOT AVAILABLE | DATA NOT AVAILABLE | DATA NOT AVAILABLE | DATA NOT AVAILABLE | DATA NOT AVAILABLE | 2023-12-11
2000060211101 | DATA NOT AVAILABLE | MILLHILL WAREHOUSING LTD | BUILDING H4 | IMPORT/EXPORT | MILTON ROAD | DIDCOT | DIDCOT | OX14 4TA | ENGLAND | 450431 | 192305 | DATA NOT AVAILABLE | DATA NOT AVAILABLE | DATA NOT AVAILABLE | DATA NOT AVAILABLE | SOUTHERN ELECTRIC POWER DISTRIBUTION PLC | DATA NOT AVAILABLE | DATA NOT AVAILABLE | DATA NOT AVAILABLE | DATA NOT AVAILABLE | DATA NOT AVAILABLE | DATA NOT AVAILABLE | DATA NOT AVAILABLE | DATA NOT AVAILABLE | DATA NOT AVAILABLE | DATA NOT AVAILABLE | DATA NOT AVAILABLE | DATA NOT AVAILABLE | DATA NOT AVAILABLE | DATA NOT AVAILABLE | DATA NOT AVAILABLE | DATA NOT AVAILABLE | DATA NOT AVAILABLE | DATA NOT AVAILABLE | DATA NOT AVAILABLE | CONNECTED | 0.0855 | DATA NOT AVAILABLE | DATA NOT AVAILABLE | DATA NOT AVAILABLE | DATA NOT AVAILABLE | DATA NOT AVAILABLE | DATA NOT AVAILABLE | DATA NOT AVAILABLE | DATA NOT AVAILABLE | DATA NOT AVAILABLE | DATA NOT AVAILABLE | DATA NOT AVAILABLE | DATA NOT AVAILABLE | DATA NOT AVAILABLE | DATA NOT AVAILABLE | DATA NOT AVAILABLE | DATA NOT AVAILABLE | DATA NOT AVAILABLE | DATA NOT AVAILABLE | 2023-12-11
2000060212044 | DATA NOT AVAILABLE | SELSEY PRESS LTD | DATA NOT AVAILABLE | SELSEY PRESS LTD IMPORT/EXPORT | HIGH STREET | CHICHESTER | CHICHESTER | PO20 0QH | ENGLAND | 485354 | 93404 | DATA NOT AVAILABLE | DATA NOT AVAILABLE | DATA NOT AVAILABLE | DATA NOT AVAILABLE | SOUTHERN ELECTRIC POWER DISTRIBUTION PLC | DATA NOT AVAILABLE | DATA NOT AVAILABLE | DATA NOT AVAILABLE | DATA NOT AVAILABLE | DATA NOT AVAILABLE | DATA NOT AVAILABLE | DATA NOT AVAILABLE | DATA NOT AVAILABLE | DATA NOT AVAILABLE | DATA NOT AVAILABLE | DATA NOT AVAILABLE | DATA NOT AVAILABLE | DATA NOT AVAILABLE | DATA NOT AVAILABLE | DATA NOT AVAILABLE | DATA NOT AVAILABLE | DATA NOT AVAILABLE | DATA NOT AVAILABLE | DATA NOT AVAILABLE | CONNECTED | 0.0551 | DATA NOT AVAILABLE | DATA NOT AVAILABLE | DATA NOT AVAILABLE | DATA NOT AVAILABLE | DATA NOT AVAILABLE | DATA NOT AVAILABLE | DATA NOT AVAILABLE | DATA NOT AVAILABLE | DATA NOT AVAILABLE | DATA NOT AVAILABLE | DATA NOT AVAILABLE | DATA NOT AVAILABLE | DATA NOT AVAILABLE | DATA NOT AVAILABLE | DATA NOT AVAILABLE | DATA NOT AVAILABLE | DATA NOT AVAILABLE | DATA NOT AVAILABLE | 2023-12-11
2000060212132 | DATA NOT AVAILABLE | INCHCAPE OXFORD MB | OXFORD MOTOR PARK | INCHAPE MERCEDES BENZ AND SMART OF OXFOR | LANGFORD LANE | KIDLINGTON | KIDLINGTON | OX5 1HT | ENGLAND | 448057 | 214924 | DATA NOT AVAILABLE | DATA NOT AVAILABLE | DATA NOT AVAILABLE | DATA NOT AVAILABLE | SOUTHERN ELECTRIC POWER DISTRIBUTION PLC | DATA NOT AVAILABLE | DATA NOT AVAILABLE | DATA NOT AVAILABLE | DATA NOT AVAILABLE | DATA NOT AVAILABLE | DATA NOT AVAILABLE | DATA NOT AVAILABLE | DATA NOT AVAILABLE | DATA NOT AVAILABLE | DATA NOT AVAILABLE | DATA NOT AVAILABLE | DATA NOT AVAILABLE | DATA NOT AVAILABLE | DATA NOT AVAILABLE | DATA NOT AVAILABLE | DATA NOT AVAILABLE | DATA NOT AVAILABLE | DATA NOT AVAILABLE | DATA NOT AVAILABLE | CONNECTED | 0.21375 | DATA NOT AVAILABLE | DATA NOT AVAILABLE | DATA NOT AVAILABLE | DATA NOT AVAILABLE | DATA NOT AVAILABLE | DATA NOT AVAILABLE | DATA NOT AVAILABLE | DATA NOT AVAILABLE | DATA NOT AVAILABLE | DATA NOT AVAILABLE | DATA NOT AVAILABLE | DATA NOT AVAILABLE | DATA NOT AVAILABLE | DATA NOT AVAILABLE | DATA NOT AVAILABLE | DATA NOT AVAILABLE | DATA NOT AVAILABLE | DATA NOT AVAILABLE | 2023-12-11
2000060222274 | DATA NOT AVAILABLE | TRAFALGAR WORKSPACES LIMITED | DATA NOT AVAILABLE | IMPORT/EXPORT | SOUTHAMPTON ROAD | PORTSMOUTH | PORTSMOUTH | PO6 4QA | ENGLAND | 462377 | 105652 | DATA NOT AVAILABLE | DATA NOT AVAILABLE | DATA NOT AVAILABLE | DATA NOT AVAILABLE | SOUTHERN ELECTRIC POWER DISTRIBUTION PLC | DATA NOT AVAILABLE | DATA NOT AVAILABLE | DATA NOT AVAILABLE | DATA NOT AVAILABLE | DATA NOT AVAILABLE | DATA NOT AVAILABLE | DATA NOT AVAILABLE | DATA NOT AVAILABLE | DATA NOT AVAILABLE | DATA NOT AVAILABLE | DATA NOT AVAILABLE | DATA NOT AVAILABLE | DATA NOT AVAILABLE | DATA NOT AVAILABLE | DATA NOT AVAILABLE | DATA NOT AVAILABLE | DATA NOT AVAILABLE | DATA NOT AVAILABLE | DATA NOT AVAILABLE | CONNECTED | 0.608 | DATA NOT AVAILABLE | DATA NOT AVAILABLE | DATA NOT AVAILABLE | DATA NOT AVAILABLE | DATA NOT AVAILABLE | DATA NOT AVAILABLE | DATA NOT AVAILABLE | DATA NOT AVAILABLE | DATA NOT AVAILABLE | DATA NOT AVAILABLE | DATA NOT AVAILABLE | DATA NOT AVAILABLE | DATA NOT AVAILABLE | DATA NOT AVAILABLE | DATA NOT AVAILABLE | DATA NOT AVAILABLE | DATA NOT AVAILABLE | DATA NOT AVAILABLE | 2023-12-11
2000060229749 | DATA NOT AVAILABLE | B&E SERVICES LTD | SOUTH NEWTON INDUSTRIAL ESTATE | B & E SERVICES LTD IMPORT/EXPORT | WARMINSTER ROAD | SALISBURY | SALISBURY | SP2 0QW | ENGLAND | 408524 | 134643 | DATA NOT AVAILABLE | DATA NOT AVAILABLE | DATA NOT AVAILABLE | DATA NOT AVAILABLE | SOUTHERN ELECTRIC POWER DISTRIBUTION PLC | DATA NOT AVAILABLE | DATA NOT AVAILABLE | DATA NOT AVAILABLE | DATA NOT AVAILABLE | DATA NOT AVAILABLE | DATA NOT AVAILABLE | DATA NOT AVAILABLE | DATA NOT AVAILABLE | DATA NOT AVAILABLE | DATA NOT AVAILABLE | DATA NOT AVAILABLE | DATA NOT AVAILABLE | DATA NOT AVAILABLE | DATA NOT AVAILABLE | DATA NOT AVAILABLE | DATA NOT AVAILABLE | DATA NOT AVAILABLE | DATA NOT AVAILABLE | DATA NOT AVAILABLE | CONNECTED | 0.0855 | DATA NOT AVAILABLE | DATA NOT AVAILABLE | DATA NOT AVAILABLE | DATA NOT AVAILABLE | DATA NOT AVAILABLE | DATA NOT AVAILABLE | DATA NOT AVAILABLE | DATA NOT AVAILABLE | DATA NOT AVAILABLE | DATA NOT AVAILABLE | DATA NOT AVAILABLE | DATA NOT AVAILABLE | DATA NOT AVAILABLE | DATA NOT AVAILABLE | DATA NOT AVAILABLE | DATA NOT AVAILABLE | DATA NOT AVAILABLE | DATA NOT AVAILABLE | 2023-12-11
2000060238716 | DATA NOT AVAILABLE | SOLID STATE LOGIC YK LIMITED T/AS SOLID STATE LOGI | DATA NOT AVAILABLE | SOLID STATE LOGIC IMPORT/EXPORT | SPRINGHILL ROAD | KIDLINGTON | KIDLINGTON | OX5 1RU | ENGLAND | 446881 | 213818 | DATA NOT AVAILABLE | DATA NOT AVAILABLE | DATA NOT AVAILABLE | DATA NOT AVAILABLE | SOUTHERN ELECTRIC POWER DISTRIBUTION PLC | DATA NOT AVAILABLE | DATA NOT AVAILABLE | DATA NOT AVAILABLE | DATA NOT AVAILABLE | DATA NOT AVAILABLE | DATA NOT AVAILABLE | DATA NOT AVAILABLE | DATA NOT AVAILABLE | DATA NOT AVAILABLE | DATA NOT AVAILABLE | DATA NOT AVAILABLE | DATA NOT AVAILABLE | DATA NOT AVAILABLE | DATA NOT AVAILABLE | DATA NOT AVAILABLE | DATA NOT AVAILABLE | DATA NOT AVAILABLE | DATA NOT AVAILABLE | DATA NOT AVAILABLE | CONNECTED | 0.1425 | DATA NOT AVAILABLE | DATA NOT AVAILABLE | DATA NOT AVAILABLE | DATA NOT AVAILABLE | DATA NOT AVAILABLE | DATA NOT AVAILABLE | DATA NOT AVAILABLE | DATA NOT AVAILABLE | DATA NOT AVAILABLE | DATA NOT AVAILABLE | DATA NOT AVAILABLE | DATA NOT AVAILABLE | DATA NOT AVAILABLE | DATA NOT AVAILABLE | DATA NOT AVAILABLE | DATA NOT AVAILABLE | DATA NOT AVAILABLE | DATA NOT AVAILABLE | 2023-12-11
2000060239091 | DATA NOT AVAILABLE | BIG YELLOW SELF STORAGE | DATA NOT AVAILABLE | BIG YELLOW SELF STORAGE | DATA NOT AVAILABLE | SOUTHALL | SOUTHALL | UB1 3EW | ENGLAND | 514732 | 180213 | DATA NOT AVAILABLE | DATA NOT AVAILABLE | DATA NOT AVAILABLE | DATA NOT AVAILABLE | SOUTHERN ELECTRIC POWER DISTRIBUTION PLC | DATA NOT AVAILABLE | DATA NOT AVAILABLE | DATA NOT AVAILABLE | DATA NOT AVAILABLE | DATA NOT AVAILABLE | DATA NOT AVAILABLE | DATA NOT AVAILABLE | DATA NOT AVAILABLE | DATA NOT AVAILABLE | DATA NOT AVAILABLE | DATA NOT AVAILABLE | DATA NOT AVAILABLE | DATA NOT AVAILABLE | DATA NOT AVAILABLE | DATA NOT AVAILABLE | DATA NOT AVAILABLE | DATA NOT AVAILABLE | DATA NOT AVAILABLE | DATA NOT AVAILABLE | CONNECTED | 0.0551 | DATA NOT AVAILABLE | DATA NOT AVAILABLE | DATA NOT AVAILABLE | DATA NOT AVAILABLE | DATA NOT AVAILABLE | DATA NOT AVAILABLE | DATA NOT AVAILABLE | DATA NOT AVAILABLE | DATA NOT AVAILABLE | DATA NOT AVAILABLE | DATA NOT AVAILABLE | DATA NOT AVAILABLE | DATA NOT AVAILABLE | DATA NOT AVAILABLE | DATA NOT AVAILABLE | DATA NOT AVAILABLE | DATA NOT AVAILABLE | DATA NOT AVAILABLE | 2023-12-11
2000060240316 | DATA NOT AVAILABLE | GRANT ENGINEERING UK LTD | DATA NOT AVAILABLE | GRANT ENGINEERING UK LIMITED | FRANKLAND ROAD | SWINDON | SWINDON | SN5 8YG | ENGLAND | 411348 | 183058 | DATA NOT AVAILABLE | DATA NOT AVAILABLE | DATA NOT AVAILABLE | DATA NOT AVAILABLE | SOUTHERN ELECTRIC POWER DISTRIBUTION PLC | DATA NOT AVAILABLE | DATA NOT AVAILABLE | DATA NOT AVAILABLE | DATA NOT AVAILABLE | DATA NOT AVAILABLE | DATA NOT AVAILABLE | DATA NOT AVAILABLE | DATA NOT AVAILABLE | DATA NOT AVAILABLE | DATA NOT AVAILABLE | DATA NOT AVAILABLE | DATA NOT AVAILABLE | DATA NOT AVAILABLE | DATA NOT AVAILABLE | DATA NOT AVAILABLE | DATA NOT AVAILABLE | DATA NOT AVAILABLE | DATA NOT AVAILABLE | DATA NOT AVAILABLE | CONNECTED | 0.247 | DATA NOT AVAILABLE | DATA NOT AVAILABLE | DATA NOT AVAILABLE | DATA NOT AVAILABLE | DATA NOT AVAILABLE | DATA NOT AVAILABLE | DATA NOT AVAILABLE | DATA NOT AVAILABLE | DATA NOT AVAILABLE | DATA NOT AVAILABLE | DATA NOT AVAILABLE | DATA NOT AVAILABLE | DATA NOT AVAILABLE | DATA NOT AVAILABLE | DATA NOT AVAILABLE | DATA NOT AVAILABLE | DATA NOT AVAILABLE | DATA NOT AVAILABLE | 2023-12-11
2000060240380 | DATA NOT AVAILABLE | GRANT ENGINEERING UK LTD | DATA NOT AVAILABLE | GRANT ENGINEERING UK LIMITED | FRANKLAND ROAD | SWINDON | SWINDON | SN5 8YG | ENGLAND | 411348 | 183058 | DATA NOT AVAILABLE | DATA NOT AVAILABLE | DATA NOT AVAILABLE | DATA NOT AVAILABLE | SOUTHERN ELECTRIC POWER DISTRIBUTION PLC | DATA NOT AVAILABLE | DATA NOT AVAILABLE | DATA NOT AVAILABLE | DATA NOT AVAILABLE | DATA NOT AVAILABLE | DATA NOT AVAILABLE | DATA NOT AVAILABLE | DATA NOT AVAILABLE | DATA NOT AVAILABLE | DATA NOT AVAILABLE | DATA NOT AVAILABLE | DATA NOT AVAILABLE | DATA NOT AVAILABLE | DATA NOT AVAILABLE | DATA NOT AVAILABLE | DATA NOT AVAILABLE | DATA NOT AVAILABLE | DATA NOT AVAILABLE | DATA NOT AVAILABLE | CONNECTED | 0.1045 | DATA NOT AVAILABLE | DATA NOT AVAILABLE | DATA NOT AVAILABLE | DATA NOT AVAILABLE | DATA NOT AVAILABLE | DATA NOT AVAILABLE | DATA NOT AVAILABLE | DATA NOT AVAILABLE | DATA NOT AVAILABLE | DATA NOT AVAILABLE | DATA NOT AVAILABLE | DATA NOT AVAILABLE | DATA NOT AVAILABLE | DATA NOT AVAILABLE | DATA NOT AVAILABLE | DATA NOT AVAILABLE | DATA NOT AVAILABLE | DATA NOT AVAILABLE | 2023-12-11
2000060246512 | DATA NOT AVAILABLE | JR MEEKER DAIRY LTD | CHURCH FARM | IMPORT/EXPORT | DATA NOT AVAILABLE | WARMINSTER | WARMINSTER | BA12 6RD | ENGLAND | 377205 | 136538 | DATA NOT AVAILABLE | DATA NOT AVAILABLE | DATA NOT AVAILABLE | DATA NOT AVAILABLE | SOUTHERN ELECTRIC POWER DISTRIBUTION PLC | DATA NOT AVAILABLE | DATA NOT AVAILABLE | DATA NOT AVAILABLE | DATA NOT AVAILABLE | DATA NOT AVAILABLE | DATA NOT AVAILABLE | DATA NOT AVAILABLE | DATA NOT AVAILABLE | DATA NOT AVAILABLE | DATA NOT AVAILABLE | DATA NOT AVAILABLE | DATA NOT AVAILABLE | DATA NOT AVAILABLE | DATA NOT AVAILABLE | DATA NOT AVAILABLE | DATA NOT AVAILABLE | DATA NOT AVAILABLE | DATA NOT AVAILABLE | DATA NOT AVAILABLE | CONNECTED | 0.0817 | DATA NOT AVAILABLE | DATA NOT AVAILABLE | DATA NOT AVAILABLE | DATA NOT AVAILABLE | DATA NOT AVAILABLE | DATA NOT AVAILABLE | DATA NOT AVAILABLE | DATA NOT AVAILABLE | DATA NOT AVAILABLE | DATA NOT AVAILABLE | DATA NOT AVAILABLE | DATA NOT AVAILABLE | DATA NOT AVAILABLE | DATA NOT AVAILABLE | DATA NOT AVAILABLE | DATA NOT AVAILABLE | DATA NOT AVAILABLE | DATA NOT AVAILABLE | 2023-12-11
2000060265296 | DATA NOT AVAILABLE | BMW PARTRIDGE | PREMISES AT | DATA NOT AVAILABLE | DATA NOT AVAILABLE | EASTLEIGH | EASTLEIGH | SO53 3YU | ENGLAND | 443108 | 118669 | DATA NOT AVAILABLE | DATA NOT AVAILABLE | DATA NOT AVAILABLE | DATA NOT AVAILABLE | SOUTHERN ELECTRIC POWER DISTRIBUTION PLC | DATA NOT AVAILABLE | DATA NOT AVAILABLE | DATA NOT AVAILABLE | DATA NOT AVAILABLE | DATA NOT AVAILABLE | DATA NOT AVAILABLE | DATA NOT AVAILABLE | DATA NOT AVAILABLE | DATA NOT AVAILABLE | DATA NOT AVAILABLE | DATA NOT AVAILABLE | DATA NOT AVAILABLE | DATA NOT AVAILABLE | DATA NOT AVAILABLE | DATA NOT AVAILABLE | DATA NOT AVAILABLE | DATA NOT AVAILABLE | DATA NOT AVAILABLE | DATA NOT AVAILABLE | CONNECTED | 0.19 | DATA NOT AVAILABLE | DATA NOT AVAILABLE | DATA NOT AVAILABLE | DATA NOT AVAILABLE | DATA NOT AVAILABLE | DATA NOT AVAILABLE | DATA NOT AVAILABLE | DATA NOT AVAILABLE | DATA NOT AVAILABLE | DATA NOT AVAILABLE | DATA NOT AVAILABLE | DATA NOT AVAILABLE | DATA NOT AVAILABLE | DATA NOT AVAILABLE | DATA NOT AVAILABLE | DATA NOT AVAILABLE | DATA NOT AVAILABLE | DATA NOT AVAILABLE | 2023-12-11
2000060279838 | DATA NOT AVAILABLE | PORVAIR FILTRATION GROUP LTD | QUEENSWAY | IMPORT/EXPORT | STEM LANE | NEW MILTON | NEW MILTON | BH25 5NN | ENGLAND | 423271 | 95131 | DATA NOT AVAILABLE | DATA NOT AVAILABLE | DATA NOT AVAILABLE | DATA NOT AVAILABLE | SOUTHERN ELECTRIC POWER DISTRIBUTION PLC | DATA NOT AVAILABLE | DATA NOT AVAILABLE | DATA NOT AVAILABLE | DATA NOT AVAILABLE | DATA NOT AVAILABLE | DATA NOT AVAILABLE | DATA NOT AVAILABLE | DATA NOT AVAILABLE | DATA NOT AVAILABLE | DATA NOT AVAILABLE | DATA NOT AVAILABLE | DATA NOT AVAILABLE | DATA NOT AVAILABLE | DATA NOT AVAILABLE | DATA NOT AVAILABLE | DATA NOT AVAILABLE | DATA NOT AVAILABLE | DATA NOT AVAILABLE | DATA NOT AVAILABLE | CONNECTED | 0.19 | DATA NOT AVAILABLE | DATA NOT AVAILABLE | DATA NOT AVAILABLE | DATA NOT AVAILABLE | DATA NOT AVAILABLE | DATA NOT AVAILABLE | DATA NOT AVAILABLE | DATA NOT AVAILABLE | DATA NOT AVAILABLE | DATA NOT AVAILABLE | DATA NOT AVAILABLE | DATA NOT AVAILABLE | DATA NOT AVAILABLE | DATA NOT AVAILABLE | DATA NOT AVAILABLE | DATA NOT AVAILABLE | DATA NOT AVAILABLE | DATA NOT AVAILABLE | 2023-12-11
2000060285247 | DATA NOT AVAILABLE | HOWARD TENENS POWER (HTP) LIMITED | ARKWRIGHT HOUSE UNIT G | HOWARD TENENS LTD | ARKWRIGHT ROAD | SWINDON | SWINDON | SN25 5AB | ENGLAND | 415689 | 188825 | DATA NOT AVAILABLE | DATA NOT AVAILABLE | DATA NOT AVAILABLE | DATA NOT AVAILABLE | SOUTHERN ELECTRIC POWER DISTRIBUTION PLC | DATA NOT AVAILABLE | DATA NOT AVAILABLE | DATA NOT AVAILABLE | DATA NOT AVAILABLE | DATA NOT AVAILABLE | DATA NOT AVAILABLE | DATA NOT AVAILABLE | DATA NOT AVAILABLE | DATA NOT AVAILABLE | DATA NOT AVAILABLE | DATA NOT AVAILABLE | DATA NOT AVAILABLE | DATA NOT AVAILABLE | DATA NOT AVAILABLE | DATA NOT AVAILABLE | DATA NOT AVAILABLE | DATA NOT AVAILABLE | DATA NOT AVAILABLE | DATA NOT AVAILABLE | CONNECTED | 0.665 | DATA NOT AVAILABLE | DATA NOT AVAILABLE | DATA NOT AVAILABLE | DATA NOT AVAILABLE | DATA NOT AVAILABLE | DATA NOT AVAILABLE | DATA NOT AVAILABLE | DATA NOT AVAILABLE | DATA NOT AVAILABLE | DATA NOT AVAILABLE | DATA NOT AVAILABLE | DATA NOT AVAILABLE | DATA NOT AVAILABLE | DATA NOT AVAILABLE | DATA NOT AVAILABLE | DATA NOT AVAILABLE | DATA NOT AVAILABLE | DATA NOT AVAILABLE | 2023-12-11
2000060305647 | DATA NOT AVAILABLE | SYCAMORE PROCESS ENGINEERING LTD | KING ARTHURS PARK | SYCAMORE PROCESS ENGINEERING LTD | DATA NOT AVAILABLE | YEOVIL | YEOVIL | BA22 7FE | ENGLAND | 361672 | 127412 | DATA NOT AVAILABLE | DATA NOT AVAILABLE | DATA NOT AVAILABLE | DATA NOT AVAILABLE | SOUTHERN ELECTRIC POWER DISTRIBUTION PLC | DATA NOT AVAILABLE | DATA NOT AVAILABLE | DATA NOT AVAILABLE | DATA NOT AVAILABLE | DATA NOT AVAILABLE | DATA NOT AVAILABLE | DATA NOT AVAILABLE | DATA NOT AVAILABLE | DATA NOT AVAILABLE | DATA NOT AVAILABLE | DATA NOT AVAILABLE | DATA NOT AVAILABLE | DATA NOT AVAILABLE | DATA NOT AVAILABLE | DATA NOT AVAILABLE | DATA NOT AVAILABLE | DATA NOT AVAILABLE | DATA NOT AVAILABLE | DATA NOT AVAILABLE | CONNECTED | 0.06555 | DATA NOT AVAILABLE | DATA NOT AVAILABLE | DATA NOT AVAILABLE | DATA NOT AVAILABLE | DATA NOT AVAILABLE | DATA NOT AVAILABLE | DATA NOT AVAILABLE | DATA NOT AVAILABLE | DATA NOT AVAILABLE | DATA NOT AVAILABLE | DATA NOT AVAILABLE | DATA NOT AVAILABLE | DATA NOT AVAILABLE | DATA NOT AVAILABLE | DATA NOT AVAILABLE | DATA NOT AVAILABLE | DATA NOT AVAILABLE | DATA NOT AVAILABLE | 2023-12-11
2000060307315 | DATA NOT AVAILABLE | SEGRO (UK ENERGY) LTD | DATA NOT AVAILABLE | DATA NOT AVAILABLE | BEDFORD AVENUE | SLOUGH | SLOUGH | SL1 4RY | ENGLAND | 495239 | 181120 | DATA NOT AVAILABLE | DATA NOT AVAILABLE | DATA NOT AVAILABLE | DATA NOT AVAILABLE | SOUTHERN ELECTRIC POWER DISTRIBUTION PLC | DATA NOT AVAILABLE | DATA NOT AVAILABLE | DATA NOT AVAILABLE | DATA NOT AVAILABLE | DATA NOT AVAILABLE | DATA NOT AVAILABLE | DATA NOT AVAILABLE | DATA NOT AVAILABLE | DATA NOT AVAILABLE | DATA NOT AVAILABLE | DATA NOT AVAILABLE | DATA NOT AVAILABLE | DATA NOT AVAILABLE | DATA NOT AVAILABLE | DATA NOT AVAILABLE | DATA NOT AVAILABLE | DATA NOT AVAILABLE | DATA NOT AVAILABLE | DATA NOT AVAILABLE | CONNECTED | 0.06365 | DATA NOT AVAILABLE | DATA NOT AVAILABLE | DATA NOT AVAILABLE | DATA NOT AVAILABLE | DATA NOT AVAILABLE | DATA NOT AVAILABLE | DATA NOT AVAILABLE | DATA NOT AVAILABLE | DATA NOT AVAILABLE | DATA NOT AVAILABLE | DATA NOT AVAILABLE | DATA NOT AVAILABLE | DATA NOT AVAILABLE | DATA NOT AVAILABLE | DATA NOT AVAILABLE | DATA NOT AVAILABLE | DATA NOT AVAILABLE | DATA NOT AVAILABLE | 2023-12-11
2000060325875 | DATA NOT AVAILABLE | CPV LTD | WOODINGTON MILL | C P V LTD | WOODINGTON ROAD | ROMSEY | ROMSEY | SO51 6DQ | ENGLAND | 431082 | 120455 | DATA NOT AVAILABLE | DATA NOT AVAILABLE | DATA NOT AVAILABLE | DATA NOT AVAILABLE | SOUTHERN ELECTRIC POWER DISTRIBUTION PLC | DATA NOT AVAILABLE | DATA NOT AVAILABLE | DATA NOT AVAILABLE | DATA NOT AVAILABLE | DATA NOT AVAILABLE | DATA NOT AVAILABLE | DATA NOT AVAILABLE | DATA NOT AVAILABLE | DATA NOT AVAILABLE | DATA NOT AVAILABLE | DATA NOT AVAILABLE | DATA NOT AVAILABLE | DATA NOT AVAILABLE | DATA NOT AVAILABLE | DATA NOT AVAILABLE | DATA NOT AVAILABLE | DATA NOT AVAILABLE | DATA NOT AVAILABLE | DATA NOT AVAILABLE | CONNECTED | 0.418 | DATA NOT AVAILABLE | DATA NOT AVAILABLE | DATA NOT AVAILABLE | DATA NOT AVAILABLE | DATA NOT AVAILABLE | DATA NOT AVAILABLE | DATA NOT AVAILABLE | DATA NOT AVAILABLE | DATA NOT AVAILABLE | DATA NOT AVAILABLE | DATA NOT AVAILABLE | DATA NOT AVAILABLE | DATA NOT AVAILABLE | DATA NOT AVAILABLE | DATA NOT AVAILABLE | DATA NOT AVAILABLE | DATA NOT AVAILABLE | DATA NOT AVAILABLE | 2023-12-11
2000060334373 | DATA NOT AVAILABLE | BIG YELLOW SELF STORAGE | STORAGE CO | THE BIG YELLOW SELF | DATA NOT AVAILABLE | POOLE | POOLE | BH17 0RA | ENGLAND | 401647 | 93531 | DATA NOT AVAILABLE | DATA NOT AVAILABLE | DATA NOT AVAILABLE | DATA NOT AVAILABLE | SOUTHERN ELECTRIC POWER DISTRIBUTION PLC | DATA NOT AVAILABLE | DATA NOT AVAILABLE | DATA NOT AVAILABLE | DATA NOT AVAILABLE | DATA NOT AVAILABLE | DATA NOT AVAILABLE | DATA NOT AVAILABLE | DATA NOT AVAILABLE | DATA NOT AVAILABLE | DATA NOT AVAILABLE | DATA NOT AVAILABLE | DATA NOT AVAILABLE | DATA NOT AVAILABLE | DATA NOT AVAILABLE | DATA NOT AVAILABLE | DATA NOT AVAILABLE | DATA NOT AVAILABLE | DATA NOT AVAILABLE | DATA NOT AVAILABLE | CONNECTED | 0.095 | DATA NOT AVAILABLE | DATA NOT AVAILABLE | DATA NOT AVAILABLE | DATA NOT AVAILABLE | DATA NOT AVAILABLE | DATA NOT AVAILABLE | DATA NOT AVAILABLE | DATA NOT AVAILABLE | DATA NOT AVAILABLE | DATA NOT AVAILABLE | DATA NOT AVAILABLE | DATA NOT AVAILABLE | DATA NOT AVAILABLE | DATA NOT AVAILABLE | DATA NOT AVAILABLE | DATA NOT AVAILABLE | DATA NOT AVAILABLE | DATA NOT AVAILABLE | 2023-12-11
2000060340925 | DATA NOT AVAILABLE | EUROTUBES UK LTD | NAVIGATOR PARK | EUROTUBES UK LTD | MERESIDE | PORTLAND | PORTLAND | DT5 1FU | ENGLAND | 367858 | 74459 | DATA NOT AVAILABLE | DATA NOT AVAILABLE | DATA NOT AVAILABLE | DATA NOT AVAILABLE | SOUTHERN ELECTRIC POWER DISTRIBUTION PLC | DATA NOT AVAILABLE | DATA NOT AVAILABLE | DATA NOT AVAILABLE | DATA NOT AVAILABLE | DATA NOT AVAILABLE | DATA NOT AVAILABLE | DATA NOT AVAILABLE | DATA NOT AVAILABLE | DATA NOT AVAILABLE | DATA NOT AVAILABLE | DATA NOT AVAILABLE | DATA NOT AVAILABLE | DATA NOT AVAILABLE | DATA NOT AVAILABLE | DATA NOT AVAILABLE | DATA NOT AVAILABLE | DATA NOT AVAILABLE | DATA NOT AVAILABLE | DATA NOT AVAILABLE | CONNECTED | 0.095 | DATA NOT AVAILABLE | DATA NOT AVAILABLE | DATA NOT AVAILABLE | DATA NOT AVAILABLE | DATA NOT AVAILABLE | DATA NOT AVAILABLE | DATA NOT AVAILABLE | DATA NOT AVAILABLE | DATA NOT AVAILABLE | DATA NOT AVAILABLE | DATA NOT AVAILABLE | DATA NOT AVAILABLE | DATA NOT AVAILABLE | DATA NOT AVAILABLE | DATA NOT AVAILABLE | DATA NOT AVAILABLE | DATA NOT AVAILABLE | DATA NOT AVAILABLE | 2023-12-11
2000060345134 | DATA NOT AVAILABLE | PORTLAND SHELLFISH LTD | BUILDING 233 | PORTLAND SHEL PORTLAND SHELLFISH LIMITED | PORTLAND PORT BUSINESS CENTRE | PORTLAND | PORTLAND | DT5 1PA | ENGLAND | 369561 | 74239 | DATA NOT AVAILABLE | DATA NOT AVAILABLE | DATA NOT AVAILABLE | DATA NOT AVAILABLE | SOUTHERN ELECTRIC POWER DISTRIBUTION PLC | DATA NOT AVAILABLE | DATA NOT AVAILABLE | DATA NOT AVAILABLE | DATA NOT AVAILABLE | DATA NOT AVAILABLE | DATA NOT AVAILABLE | DATA NOT AVAILABLE | DATA NOT AVAILABLE | DATA NOT AVAILABLE | DATA NOT AVAILABLE | DATA NOT AVAILABLE | DATA NOT AVAILABLE | DATA NOT AVAILABLE | DATA NOT AVAILABLE | DATA NOT AVAILABLE | DATA NOT AVAILABLE | DATA NOT AVAILABLE | DATA NOT AVAILABLE | DATA NOT AVAILABLE | CONNECTED | 0.095 | DATA NOT AVAILABLE | DATA NOT AVAILABLE | DATA NOT AVAILABLE | DATA NOT AVAILABLE | DATA NOT AVAILABLE | DATA NOT AVAILABLE | DATA NOT AVAILABLE | DATA NOT AVAILABLE | DATA NOT AVAILABLE | DATA NOT AVAILABLE | DATA NOT AVAILABLE | DATA NOT AVAILABLE | DATA NOT AVAILABLE | DATA NOT AVAILABLE | DATA NOT AVAILABLE | DATA NOT AVAILABLE | DATA NOT AVAILABLE | DATA NOT AVAILABLE | 2023-12-11
2000060382785 | DATA NOT AVAILABLE | DATA NOT AVAILABLE | GREEN MEADOWS | DATA NOT AVAILABLE | STATION ROAD | ANDOVER | ANDOVER | SP11 8LG | ENGLAND | 426571 | 141330 | DATA NOT AVAILABLE | DATA NOT AVAILABLE | DATA NOT AVAILABLE | DATA NOT AVAILABLE | SOUTHERN ELECTRIC POWER DISTRIBUTION PLC | DATA NOT AVAILABLE | DATA NOT AVAILABLE | DATA NOT AVAILABLE | DATA NOT AVAILABLE | DATA NOT AVAILABLE | DATA NOT AVAILABLE | DATA NOT AVAILABLE | DATA NOT AVAILABLE | DATA NOT AVAILABLE | DATA NOT AVAILABLE | DATA NOT AVAILABLE | DATA NOT AVAILABLE | DATA NOT AVAILABLE | DATA NOT AVAILABLE | DATA NOT AVAILABLE | DATA NOT AVAILABLE | DATA NOT AVAILABLE | DATA NOT AVAILABLE | DATA NOT AVAILABLE | CONNECTED | 0.12825 | DATA NOT AVAILABLE | DATA NOT AVAILABLE | DATA NOT AVAILABLE | DATA NOT AVAILABLE | DATA NOT AVAILABLE | DATA NOT AVAILABLE | DATA NOT AVAILABLE | DATA NOT AVAILABLE | DATA NOT AVAILABLE | DATA NOT AVAILABLE | DATA NOT AVAILABLE | DATA NOT AVAILABLE | DATA NOT AVAILABLE | DATA NOT AVAILABLE | DATA NOT AVAILABLE | DATA NOT AVAILABLE | DATA NOT AVAILABLE | DATA NOT AVAILABLE | 2023-12-11
2000060385410 | DATA NOT AVAILABLE | HOWARD TENENS POWER (HTP) LIMITED | UNIT 1A | HOWARD TENENS (ANDOVER) LIMITED | STEPHENSON CLOSE | ANDOVER | ANDOVER | SP10 3RU | ENGLAND | 434136 | 146120 | DATA NOT AVAILABLE | DATA NOT AVAILABLE | DATA NOT AVAILABLE | DATA NOT AVAILABLE | SOUTHERN ELECTRIC POWER DISTRIBUTION PLC | DATA NOT AVAILABLE | DATA NOT AVAILABLE | DATA NOT AVAILABLE | DATA NOT AVAILABLE | DATA NOT AVAILABLE | DATA NOT AVAILABLE | DATA NOT AVAILABLE | DATA NOT AVAILABLE | DATA NOT AVAILABLE | DATA NOT AVAILABLE | DATA NOT AVAILABLE | DATA NOT AVAILABLE | DATA NOT AVAILABLE | DATA NOT AVAILABLE | DATA NOT AVAILABLE | DATA NOT AVAILABLE | DATA NOT AVAILABLE | DATA NOT AVAILABLE | DATA NOT AVAILABLE | CONNECTED | 0.285 | DATA NOT AVAILABLE | DATA NOT AVAILABLE | DATA NOT AVAILABLE | DATA NOT AVAILABLE | DATA NOT AVAILABLE | DATA NOT AVAILABLE | DATA NOT AVAILABLE | DATA NOT AVAILABLE | DATA NOT AVAILABLE | DATA NOT AVAILABLE | DATA NOT AVAILABLE | DATA NOT AVAILABLE | DATA NOT AVAILABLE | DATA NOT AVAILABLE | DATA NOT AVAILABLE | DATA NOT AVAILABLE | DATA NOT AVAILABLE | DATA NOT AVAILABLE | 2023-12-11
2000060389692 | DATA NOT AVAILABLE | FARMINGTON NATURAL STONE LTD | FARMINGTON STONE QUARRY | DATA NOT AVAILABLE | DATA NOT AVAILABLE | CHELTENHAM | CHELTENHAM | GL54 3NZ | ENGLAND | 413093 | 216893 | DATA NOT AVAILABLE | DATA NOT AVAILABLE | DATA NOT AVAILABLE | DATA NOT AVAILABLE | SOUTHERN ELECTRIC POWER DISTRIBUTION PLC | DATA NOT AVAILABLE | DATA NOT AVAILABLE | DATA NOT AVAILABLE | DATA NOT AVAILABLE | DATA NOT AVAILABLE | DATA NOT AVAILABLE | DATA NOT AVAILABLE | DATA NOT AVAILABLE | DATA NOT AVAILABLE | DATA NOT AVAILABLE | DATA NOT AVAILABLE | DATA NOT AVAILABLE | DATA NOT AVAILABLE | DATA NOT AVAILABLE | DATA NOT AVAILABLE | DATA NOT AVAILABLE | DATA NOT AVAILABLE | DATA NOT AVAILABLE | DATA NOT AVAILABLE | CONNECTED | 0.095 | DATA NOT AVAILABLE | DATA NOT AVAILABLE | DATA NOT AVAILABLE | DATA NOT AVAILABLE | DATA NOT AVAILABLE | DATA NOT AVAILABLE | DATA NOT AVAILABLE | DATA NOT AVAILABLE | DATA NOT AVAILABLE | DATA NOT AVAILABLE | DATA NOT AVAILABLE | DATA NOT AVAILABLE | DATA NOT AVAILABLE | DATA NOT AVAILABLE | DATA NOT AVAILABLE | DATA NOT AVAILABLE | DATA NOT AVAILABLE | DATA NOT AVAILABLE | 2023-12-11
2000060419405 | DATA NOT AVAILABLE | CAT PUMPS UK LTD | DATA NOT AVAILABLE | C R K ACCOUNTING LTD | FLEET BUSINESS PARK | FLEET | FLEET | GU52 8BF | ENGLAND | 481936 | 151520 | DATA NOT AVAILABLE | DATA NOT AVAILABLE | DATA NOT AVAILABLE | DATA NOT AVAILABLE | SOUTHERN ELECTRIC POWER DISTRIBUTION PLC | DATA NOT AVAILABLE | DATA NOT AVAILABLE | DATA NOT AVAILABLE | DATA NOT AVAILABLE | DATA NOT AVAILABLE | DATA NOT AVAILABLE | DATA NOT AVAILABLE | DATA NOT AVAILABLE | DATA NOT AVAILABLE | DATA NOT AVAILABLE | DATA NOT AVAILABLE | DATA NOT AVAILABLE | DATA NOT AVAILABLE | DATA NOT AVAILABLE | DATA NOT AVAILABLE | DATA NOT AVAILABLE | DATA NOT AVAILABLE | DATA NOT AVAILABLE | DATA NOT AVAILABLE | CONNECTED | 0.06935 | DATA NOT AVAILABLE | DATA NOT AVAILABLE | DATA NOT AVAILABLE | DATA NOT AVAILABLE | DATA NOT AVAILABLE | DATA NOT AVAILABLE | DATA NOT AVAILABLE | DATA NOT AVAILABLE | DATA NOT AVAILABLE | DATA NOT AVAILABLE | DATA NOT AVAILABLE | DATA NOT AVAILABLE | DATA NOT AVAILABLE | DATA NOT AVAILABLE | DATA NOT AVAILABLE | DATA NOT AVAILABLE | DATA NOT AVAILABLE | DATA NOT AVAILABLE | 2023-12-11
2000060436614 | DATA NOT AVAILABLE | DONALDSON TIMBER SYSTEMS LTD | CURBRIDGE PARK | DATA NOT AVAILABLE | DATA NOT AVAILABLE | WITNEY | WITNEY | OX29 7WT | ENGLAND | 432788 | 209922 | DATA NOT AVAILABLE | DATA NOT AVAILABLE | DATA NOT AVAILABLE | DATA NOT AVAILABLE | SOUTHERN ELECTRIC POWER DISTRIBUTION PLC | DATA NOT AVAILABLE | DATA NOT AVAILABLE | DATA NOT AVAILABLE | DATA NOT AVAILABLE | DATA NOT AVAILABLE | DATA NOT AVAILABLE | DATA NOT AVAILABLE | DATA NOT AVAILABLE | DATA NOT AVAILABLE | DATA NOT AVAILABLE | DATA NOT AVAILABLE | DATA NOT AVAILABLE | DATA NOT AVAILABLE | DATA NOT AVAILABLE | DATA NOT AVAILABLE | DATA NOT AVAILABLE | DATA NOT AVAILABLE | DATA NOT AVAILABLE | DATA NOT AVAILABLE | CONNECTED | 0.76 | DATA NOT AVAILABLE | DATA NOT AVAILABLE | DATA NOT AVAILABLE | DATA NOT AVAILABLE | DATA NOT AVAILABLE | DATA NOT AVAILABLE | DATA NOT AVAILABLE | DATA NOT AVAILABLE | DATA NOT AVAILABLE | DATA NOT AVAILABLE | DATA NOT AVAILABLE | DATA NOT AVAILABLE | DATA NOT AVAILABLE | DATA NOT AVAILABLE | DATA NOT AVAILABLE | DATA NOT AVAILABLE | DATA NOT AVAILABLE | DATA NOT AVAILABLE | 2023-12-11
2000060467621 | DATA NOT AVAILABLE | COOP PPA | TROWBRIDGE | DATA NOT AVAILABLE | DATA NOT AVAILABLE | TROWBRIDGE | TROWBRIDGE | BA14 0ES | ENGLAND | 384586 | 156575 | DATA NOT AVAILABLE | DATA NOT AVAILABLE | DATA NOT AVAILABLE | DATA NOT AVAILABLE | SOUTHERN ELECTRIC POWER DISTRIBUTION PLC | DATA NOT AVAILABLE | DATA NOT AVAILABLE | DATA NOT AVAILABLE | DATA NOT AVAILABLE | DATA NOT AVAILABLE | DATA NOT AVAILABLE | DATA NOT AVAILABLE | DATA NOT AVAILABLE | DATA NOT AVAILABLE | DATA NOT AVAILABLE | DATA NOT AVAILABLE | DATA NOT AVAILABLE | DATA NOT AVAILABLE | DATA NOT AVAILABLE | DATA NOT AVAILABLE | DATA NOT AVAILABLE | DATA NOT AVAILABLE | DATA NOT AVAILABLE | DATA NOT AVAILABLE | CONNECTED | 0.38 | DATA NOT AVAILABLE | DATA NOT AVAILABLE | DATA NOT AVAILABLE | DATA NOT AVAILABLE | DATA NOT AVAILABLE | DATA NOT AVAILABLE | DATA NOT AVAILABLE | DATA NOT AVAILABLE | DATA NOT AVAILABLE | DATA NOT AVAILABLE | DATA NOT AVAILABLE | DATA NOT AVAILABLE | DATA NOT AVAILABLE | DATA NOT AVAILABLE | DATA NOT AVAILABLE | DATA NOT AVAILABLE | DATA NOT AVAILABLE | DATA NOT AVAILABLE | 2023-12-11
1700060101880 | DATA NOT AVAILABLE | PETER J STIRLING LIMITED | DATA NOT AVAILABLE | DATA NOT AVAILABLE | BERRYFAULD ROAD | ARBROATH | ANGUS | DD11 3RA | SCOTLAND | 362146 | 742258 | DATA NOT AVAILABLE | DATA NOT APPLICABLE | DATA NOT AVAILABLE | DATA NOT AVAILABLE | SCOTTISH HYDRO ELECTRIC POWER DISTRIBUTION PLC | DATA NOT AVAILABLE | DATA NOT AVAILABLE | DATA NOT AVAILABLE | DATA NOT AVAILABLE | DATA NOT AVAILABLE | DATA NOT AVAILABLE | DATA NOT AVAILABLE | DATA NOT AVAILABLE | DATA NOT AVAILABLE | DATA NOT AVAILABLE | DATA NOT AVAILABLE | DATA NOT AVAILABLE | DATA NOT AVAILABLE | DATA NOT AVAILABLE | DATA NOT AVAILABLE | DATA NOT AVAILABLE | DATA NOT AVAILABLE | DATA NOT AVAILABLE | DATA NOT AVAILABLE | CONNECTED | 0.171 | DATA NOT AVAILABLE | DATA NOT AVAILABLE | DATA NOT AVAILABLE | DATA NOT AVAILABLE | DATA NOT AVAILABLE | DATA NOT AVAILABLE | DATA NOT AVAILABLE | DATA NOT AVAILABLE | DATA NOT AVAILABLE | DATA NOT AVAILABLE | DATA NOT AVAILABLE | DATA NOT AVAILABLE | DATA NOT AVAILABLE | DATA NOT AVAILABLE | DATA NOT AVAILABLE | DATA NOT AVAILABLE | DATA NOT AVAILABLE | DATA NOT AVAILABLE | 2024-03-11
2000060143871 | DATA NOT AVAILABLE | THE ORIGINAL BOWLING COMPANY - EXPORT | YEO LEISURE PARK | FIRST BOWL IMPORT/EXPORT | OLD STATION WAY | YEOVIL | SOMERSET | BA20 1NP | ENGLAND | 356196 | 115897 | DATA NOT AVAILABLE | DATA NOT AVAILABLE | DATA NOT AVAILABLE | DATA NOT AVAILABLE | SOUTHERN ELECTRIC POWER DISTRIBUTION PLC | DATA NOT AVAILABLE | DATA NOT AVAILABLE | DATA NOT AVAILABLE | DATA NOT AVAILABLE | DATA NOT AVAILABLE | DATA NOT AVAILABLE | DATA NOT AVAILABLE | DATA NOT AVAILABLE | DATA NOT AVAILABLE | DATA NOT AVAILABLE | DATA NOT AVAILABLE | DATA NOT AVAILABLE | DATA NOT AVAILABLE | DATA NOT AVAILABLE | DATA NOT AVAILABLE | DATA NOT AVAILABLE | DATA NOT AVAILABLE | DATA NOT AVAILABLE | DATA NOT AVAILABLE | CONNECTED | 0.1045 | DATA NOT AVAILABLE | DATA NOT AVAILABLE | DATA NOT AVAILABLE | DATA NOT AVAILABLE | DATA NOT AVAILABLE | DATA NOT AVAILABLE | DATA NOT AVAILABLE | DATA NOT AVAILABLE | DATA NOT AVAILABLE | DATA NOT AVAILABLE | DATA NOT AVAILABLE | DATA NOT AVAILABLE | DATA NOT AVAILABLE | DATA NOT AVAILABLE | DATA NOT AVAILABLE | DATA NOT AVAILABLE | DATA NOT AVAILABLE | DATA NOT AVAILABLE | 2024-03-11
2000060283329 | DATA NOT AVAILABLE | MORGAN CONTRACT FURNITURE LIMITED | DATA NOT AVAILABLE | MORGAN CONTRACT FURNITU LANDLORDS SUPPLY | CLOVELLY ROAD | EMSWORTH | HAMPSHIRE | PO10 8PQ | ENGLAND | 476854 | 106344 | DATA NOT AVAILABLE | DATA NOT AVAILABLE | DATA NOT AVAILABLE | DATA NOT AVAILABLE | SOUTHERN ELECTRIC POWER DISTRIBUTION PLC | DATA NOT AVAILABLE | DATA NOT AVAILABLE | DATA NOT AVAILABLE | DATA NOT AVAILABLE | DATA NOT AVAILABLE | DATA NOT AVAILABLE | DATA NOT AVAILABLE | DATA NOT AVAILABLE | DATA NOT AVAILABLE | DATA NOT AVAILABLE | DATA NOT AVAILABLE | DATA NOT AVAILABLE | DATA NOT AVAILABLE | DATA NOT AVAILABLE | DATA NOT AVAILABLE | DATA NOT AVAILABLE | DATA NOT AVAILABLE | DATA NOT AVAILABLE | DATA NOT AVAILABLE | CONNECTED | 0.057 | DATA NOT AVAILABLE | DATA NOT AVAILABLE | DATA NOT AVAILABLE | DATA NOT AVAILABLE | DATA NOT AVAILABLE | DATA NOT AVAILABLE | DATA NOT AVAILABLE | DATA NOT AVAILABLE | DATA NOT AVAILABLE | DATA NOT AVAILABLE | DATA NOT AVAILABLE | DATA NOT AVAILABLE | DATA NOT AVAILABLE | DATA NOT AVAILABLE | DATA NOT AVAILABLE | DATA NOT AVAILABLE | DATA NOT AVAILABLE | DATA NOT AVAILABLE | 2024-03-11
2000060292954 | DATA NOT AVAILABLE | BIG YELLOW SELF STORAGE COMPANY LIMITED | BIG YELLOW SELF STORAGE | DATA NOT AVAILABLE | RODNEY ROAD | SOUTHSEA | HAMPSHIRE | PO4 8BF | ENGLAND | 466241 | 100303 | DATA NOT AVAILABLE | DATA NOT AVAILABLE | DATA NOT AVAILABLE | DATA NOT AVAILABLE | SOUTHERN ELECTRIC POWER DISTRIBUTION PLC | DATA NOT AVAILABLE | DATA NOT AVAILABLE | DATA NOT AVAILABLE | DATA NOT AVAILABLE | DATA NOT AVAILABLE | DATA NOT AVAILABLE | DATA NOT AVAILABLE | DATA NOT AVAILABLE | DATA NOT AVAILABLE | DATA NOT AVAILABLE | DATA NOT AVAILABLE | DATA NOT AVAILABLE | DATA NOT AVAILABLE | DATA NOT AVAILABLE | DATA NOT AVAILABLE | DATA NOT AVAILABLE | DATA NOT AVAILABLE | DATA NOT AVAILABLE | DATA NOT AVAILABLE | CONNECTED | 0.11875 | DATA NOT AVAILABLE | DATA NOT AVAILABLE | DATA NOT AVAILABLE | DATA NOT AVAILABLE | DATA NOT AVAILABLE | DATA NOT AVAILABLE | DATA NOT AVAILABLE | DATA NOT AVAILABLE | DATA NOT AVAILABLE | DATA NOT AVAILABLE | DATA NOT AVAILABLE | DATA NOT AVAILABLE | DATA NOT AVAILABLE | DATA NOT AVAILABLE | DATA NOT AVAILABLE | DATA NOT AVAILABLE | DATA NOT AVAILABLE | DATA NOT AVAILABLE | 2024-03-11
2000060301642 | DATA NOT AVAILABLE | DEXTRA GROUP PLC | UNIT 16 | DATA NOT AVAILABLE | DATA NOT AVAILABLE | GILLINGHAM | DORSET | SP8 4PX | ENGLAND | 380992 | 125732 | DATA NOT AVAILABLE | DATA NOT AVAILABLE | DATA NOT AVAILABLE | DATA NOT AVAILABLE | SOUTHERN ELECTRIC POWER DISTRIBUTION PLC | DATA NOT AVAILABLE | DATA NOT AVAILABLE | DATA NOT AVAILABLE | DATA NOT AVAILABLE | DATA NOT AVAILABLE | DATA NOT AVAILABLE | DATA NOT AVAILABLE | DATA NOT AVAILABLE | DATA NOT AVAILABLE | DATA NOT AVAILABLE | DATA NOT AVAILABLE | DATA NOT AVAILABLE | DATA NOT AVAILABLE | DATA NOT AVAILABLE | DATA NOT AVAILABLE | DATA NOT AVAILABLE | DATA NOT AVAILABLE | DATA NOT AVAILABLE | DATA NOT AVAILABLE | CONNECTED | 0.19 | DATA NOT AVAILABLE | DATA NOT AVAILABLE | DATA NOT AVAILABLE | DATA NOT AVAILABLE | DATA NOT AVAILABLE | DATA NOT AVAILABLE | DATA NOT AVAILABLE | DATA NOT AVAILABLE | DATA NOT AVAILABLE | DATA NOT AVAILABLE | DATA NOT AVAILABLE | DATA NOT AVAILABLE | DATA NOT AVAILABLE | DATA NOT AVAILABLE | DATA NOT AVAILABLE | DATA NOT AVAILABLE | DATA NOT AVAILABLE | DATA NOT AVAILABLE | 2024-03-11
2000060338633 | DATA NOT AVAILABLE | YOUR LOCAL GARDEN CENTRE GROUP LTD | DATA NOT AVAILABLE | ALVER VALLEY GARDEN CENTRE | DATA NOT AVAILABLE | GOSPORT | HAMPSHIRE | PO13 8NZ | ENGLAND | 458413 | 100409 | DATA NOT AVAILABLE | DATA NOT AVAILABLE | DATA NOT AVAILABLE | DATA NOT AVAILABLE | SOUTHERN ELECTRIC POWER DISTRIBUTION PLC | DATA NOT AVAILABLE | DATA NOT AVAILABLE | DATA NOT AVAILABLE | DATA NOT AVAILABLE | DATA NOT AVAILABLE | DATA NOT AVAILABLE | DATA NOT AVAILABLE | DATA NOT AVAILABLE | DATA NOT AVAILABLE | DATA NOT AVAILABLE | DATA NOT AVAILABLE | DATA NOT AVAILABLE | DATA NOT AVAILABLE | DATA NOT AVAILABLE | DATA NOT AVAILABLE | DATA NOT AVAILABLE | DATA NOT AVAILABLE | DATA NOT AVAILABLE | DATA NOT AVAILABLE | CONNECTED | 0.19 | DATA NOT AVAILABLE | DATA NOT AVAILABLE | DATA NOT AVAILABLE | DATA NOT AVAILABLE | DATA NOT AVAILABLE | DATA NOT AVAILABLE | DATA NOT AVAILABLE | DATA NOT AVAILABLE | DATA NOT AVAILABLE | DATA NOT AVAILABLE | DATA NOT AVAILABLE | DATA NOT AVAILABLE | DATA NOT AVAILABLE | DATA NOT AVAILABLE | DATA NOT AVAILABLE | DATA NOT AVAILABLE | DATA NOT AVAILABLE | DATA NOT AVAILABLE | 2024-03-11
2000060343378 | DATA NOT AVAILABLE | ENGLISH WOODLANDS TIMBER LTD | COCKING SAWMILL | ENGLISH WOODLANDS TIMBER LTD | HILLTOP | MIDHURST | WEST SUSSEX | GU29 0HS | ENGLAND | 487908 | 116611 | DATA NOT AVAILABLE | DATA NOT AVAILABLE | DATA NOT AVAILABLE | DATA NOT AVAILABLE | SOUTHERN ELECTRIC POWER DISTRIBUTION PLC | DATA NOT AVAILABLE | DATA NOT AVAILABLE | DATA NOT AVAILABLE | DATA NOT AVAILABLE | DATA NOT AVAILABLE | DATA NOT AVAILABLE | DATA NOT AVAILABLE | DATA NOT AVAILABLE | DATA NOT AVAILABLE | DATA NOT AVAILABLE | DATA NOT AVAILABLE | DATA NOT AVAILABLE | DATA NOT AVAILABLE | DATA NOT AVAILABLE | DATA NOT AVAILABLE | DATA NOT AVAILABLE | DATA NOT AVAILABLE | DATA NOT AVAILABLE | DATA NOT AVAILABLE | CONNECTED | 0.0684 | DATA NOT AVAILABLE | DATA NOT AVAILABLE | DATA NOT AVAILABLE | DATA NOT AVAILABLE | DATA NOT AVAILABLE | DATA NOT AVAILABLE | DATA NOT AVAILABLE | DATA NOT AVAILABLE | DATA NOT AVAILABLE | DATA NOT AVAILABLE | DATA NOT AVAILABLE | DATA NOT AVAILABLE | DATA NOT AVAILABLE | DATA NOT AVAILABLE | DATA NOT AVAILABLE | DATA NOT AVAILABLE | DATA NOT AVAILABLE | DATA NOT AVAILABLE | 2024-03-11
2000060418396 | DATA NOT AVAILABLE | SUMIKA POLYMER COMPUNDS UK LTD | DATA NOT AVAILABLE | SUMIKA POLYMER COMPOUNDS (UK) LTD | NEW LANE | HAVANT | HAMPSHIRE | PO9 2NQ | ENGLAND | 472377 | 106995 | DATA NOT AVAILABLE | DATA NOT AVAILABLE | DATA NOT AVAILABLE | DATA NOT AVAILABLE | SOUTHERN ELECTRIC POWER DISTRIBUTION PLC | DATA NOT AVAILABLE | DATA NOT AVAILABLE | DATA NOT AVAILABLE | DATA NOT AVAILABLE | DATA NOT AVAILABLE | DATA NOT AVAILABLE | DATA NOT AVAILABLE | DATA NOT AVAILABLE | DATA NOT AVAILABLE | DATA NOT AVAILABLE | DATA NOT AVAILABLE | DATA NOT AVAILABLE | DATA NOT AVAILABLE | DATA NOT AVAILABLE | DATA NOT AVAILABLE | DATA NOT AVAILABLE | DATA NOT AVAILABLE | DATA NOT AVAILABLE | DATA NOT AVAILABLE | CONNECTED | 0.7125 | DATA NOT AVAILABLE | DATA NOT AVAILABLE | DATA NOT AVAILABLE | DATA NOT AVAILABLE | DATA NOT AVAILABLE | DATA NOT AVAILABLE | DATA NOT AVAILABLE | DATA NOT AVAILABLE | DATA NOT AVAILABLE | DATA NOT AVAILABLE | DATA NOT AVAILABLE | DATA NOT AVAILABLE | DATA NOT AVAILABLE | DATA NOT AVAILABLE | DATA NOT AVAILABLE | DATA NOT AVAILABLE | DATA NOT AVAILABLE | DATA NOT AVAILABLE | 2024-03-11
2000060455946 | DATA NOT AVAILABLE | DEWHURST GROUP PLC | UNIT 9 & 10 | DATA NOT AVAILABLE | DATA NOT AVAILABLE | FELTHAM | MIDDLESEX | TW13 6DB | ENGLAND | 512465 | 172420 | DATA NOT AVAILABLE | DATA NOT AVAILABLE | DATA NOT AVAILABLE | DATA NOT AVAILABLE | SOUTHERN ELECTRIC POWER DISTRIBUTION PLC | DATA NOT AVAILABLE | DATA NOT AVAILABLE | DATA NOT AVAILABLE | DATA NOT AVAILABLE | DATA NOT AVAILABLE | DATA NOT AVAILABLE | DATA NOT AVAILABLE | DATA NOT AVAILABLE | DATA NOT AVAILABLE | DATA NOT AVAILABLE | DATA NOT AVAILABLE | DATA NOT AVAILABLE | DATA NOT AVAILABLE | DATA NOT AVAILABLE | DATA NOT AVAILABLE | DATA NOT AVAILABLE | DATA NOT AVAILABLE | DATA NOT AVAILABLE | DATA NOT AVAILABLE | CONNECTED | 0.1292 | DATA NOT AVAILABLE | DATA NOT AVAILABLE | DATA NOT AVAILABLE | DATA NOT AVAILABLE | DATA NOT AVAILABLE | DATA NOT AVAILABLE | DATA NOT AVAILABLE | DATA NOT AVAILABLE | DATA NOT AVAILABLE | DATA NOT AVAILABLE | DATA NOT AVAILABLE | DATA NOT AVAILABLE | DATA NOT AVAILABLE | DATA NOT AVAILABLE | DATA NOT AVAILABLE | DATA NOT AVAILABLE | DATA NOT AVAILABLE | DATA NOT AVAILABLE | 2024-03-11
2000060468945 | DATA NOT AVAILABLE | STONEGATE FARMERS LTD | LACOCK GREEN | STONEGATE FARMERS LTD | CORSHAM ROAD | CHIPPENHAM | WILTSHIRE | SN15 2LZ | ENGLAND | 390931 | 169065 | DATA NOT AVAILABLE | DATA NOT AVAILABLE | DATA NOT AVAILABLE | DATA NOT AVAILABLE | SOUTHERN ELECTRIC POWER DISTRIBUTION PLC | DATA NOT AVAILABLE | DATA NOT AVAILABLE | DATA NOT AVAILABLE | DATA NOT AVAILABLE | DATA NOT AVAILABLE | DATA NOT AVAILABLE | DATA NOT AVAILABLE | DATA NOT AVAILABLE | DATA NOT AVAILABLE | DATA NOT AVAILABLE | DATA NOT AVAILABLE | DATA NOT AVAILABLE | DATA NOT AVAILABLE | DATA NOT AVAILABLE | DATA NOT AVAILABLE | DATA NOT AVAILABLE | DATA NOT AVAILABLE | DATA NOT AVAILABLE | DATA NOT AVAILABLE | CONNECTED | 0.76 | DATA NOT AVAILABLE | DATA NOT AVAILABLE | DATA NOT AVAILABLE | DATA NOT AVAILABLE | DATA NOT AVAILABLE | DATA NOT AVAILABLE | DATA NOT AVAILABLE | DATA NOT AVAILABLE | DATA NOT AVAILABLE | DATA NOT AVAILABLE | DATA NOT AVAILABLE | DATA NOT AVAILABLE | DATA NOT AVAILABLE | DATA NOT AVAILABLE | DATA NOT AVAILABLE | DATA NOT AVAILABLE | DATA NOT AVAILABLE | DATA NOT AVAILABLE | 2024-03-11
2000060469790 | DATA NOT AVAILABLE | DEVONSHIRE POULTRY LIMITED | LANGLEY BURRELL FARM | DATA NOT AVAILABLE | DATA NOT AVAILABLE | CHIPPENHAM | WILTSHIRE | SN15 4LW | ENGLAND | 395054 | 177071 | DATA NOT AVAILABLE | DATA NOT AVAILABLE | DATA NOT AVAILABLE | DATA NOT AVAILABLE | SOUTHERN ELECTRIC POWER DISTRIBUTION PLC | DATA NOT AVAILABLE | DATA NOT AVAILABLE | DATA NOT AVAILABLE | DATA NOT AVAILABLE | DATA NOT AVAILABLE | DATA NOT AVAILABLE | DATA NOT AVAILABLE | DATA NOT AVAILABLE | DATA NOT AVAILABLE | DATA NOT AVAILABLE | DATA NOT AVAILABLE | DATA NOT AVAILABLE | DATA NOT AVAILABLE | DATA NOT AVAILABLE | DATA NOT AVAILABLE | DATA NOT AVAILABLE | DATA NOT AVAILABLE | DATA NOT AVAILABLE | DATA NOT AVAILABLE | CONNECTED | 0.171 | DATA NOT AVAILABLE | DATA NOT AVAILABLE | DATA NOT AVAILABLE | DATA NOT AVAILABLE | DATA NOT AVAILABLE | DATA NOT AVAILABLE | DATA NOT AVAILABLE | DATA NOT AVAILABLE | DATA NOT AVAILABLE | DATA NOT AVAILABLE | DATA NOT AVAILABLE | DATA NOT AVAILABLE | DATA NOT AVAILABLE | DATA NOT AVAILABLE | DATA NOT AVAILABLE | DATA NOT AVAILABLE | DATA NOT AVAILABLE | DATA NOT AVAILABLE | 2024-03-11
2000060478368 | DATA NOT AVAILABLE | INCHCAPE ESTATES LTD | INCHCAPE TOYOTA | DATA NOT AVAILABLE | DATA NOT AVAILABLE | BASINGSTOKE | HAMPSHIRE | RG21 6YH | ENGLAND | 462521 | 153378 | DATA NOT AVAILABLE | DATA NOT AVAILABLE | DATA NOT AVAILABLE | DATA NOT AVAILABLE | SOUTHERN ELECTRIC POWER DISTRIBUTION PLC | DATA NOT AVAILABLE | DATA NOT AVAILABLE | DATA NOT AVAILABLE | DATA NOT AVAILABLE | DATA NOT AVAILABLE | DATA NOT AVAILABLE | DATA NOT AVAILABLE | DATA NOT AVAILABLE | DATA NOT AVAILABLE | DATA NOT AVAILABLE | DATA NOT AVAILABLE | DATA NOT AVAILABLE | DATA NOT AVAILABLE | DATA NOT AVAILABLE | DATA NOT AVAILABLE | DATA NOT AVAILABLE | DATA NOT AVAILABLE | DATA NOT AVAILABLE | DATA NOT AVAILABLE | CONNECTED | 0.1045 | DATA NOT AVAILABLE | DATA NOT AVAILABLE | DATA NOT AVAILABLE | DATA NOT AVAILABLE | DATA NOT AVAILABLE | DATA NOT AVAILABLE | DATA NOT AVAILABLE | DATA NOT AVAILABLE | DATA NOT AVAILABLE | DATA NOT AVAILABLE | DATA NOT AVAILABLE | DATA NOT AVAILABLE | DATA NOT AVAILABLE | DATA NOT AVAILABLE | DATA NOT AVAILABLE | DATA NOT AVAILABLE | DATA NOT AVAILABLE | DATA NOT AVAILABLE | 2024-03-11
2000060480320 | DATA NOT AVAILABLE | THREE COUNTIES FARMS LTD | GRAIN DRYER | DATA NOT AVAILABLE | DATA NOT AVAILABLE | MARLBOROUGH | WILTSHIRE | SN8 3QZ | ENGLAND | 434713 | 163266 | DATA NOT AVAILABLE | DATA NOT AVAILABLE | DATA NOT AVAILABLE | DATA NOT AVAILABLE | SOUTHERN ELECTRIC POWER DISTRIBUTION PLC | DATA NOT AVAILABLE | DATA NOT AVAILABLE | DATA NOT AVAILABLE | DATA NOT AVAILABLE | DATA NOT AVAILABLE | DATA NOT AVAILABLE | DATA NOT AVAILABLE | DATA NOT AVAILABLE | DATA NOT AVAILABLE | DATA NOT AVAILABLE | DATA NOT AVAILABLE | DATA NOT AVAILABLE | DATA NOT AVAILABLE | DATA NOT AVAILABLE | DATA NOT AVAILABLE | DATA NOT AVAILABLE | DATA NOT AVAILABLE | DATA NOT AVAILABLE | DATA NOT AVAILABLE | CONNECTED | 0.0684 | DATA NOT AVAILABLE | DATA NOT AVAILABLE | DATA NOT AVAILABLE | DATA NOT AVAILABLE | DATA NOT AVAILABLE | DATA NOT AVAILABLE | DATA NOT AVAILABLE | DATA NOT AVAILABLE | DATA NOT AVAILABLE | DATA NOT AVAILABLE | DATA NOT AVAILABLE | DATA NOT AVAILABLE | DATA NOT AVAILABLE | DATA NOT AVAILABLE | DATA NOT AVAILABLE | DATA NOT AVAILABLE | DATA NOT AVAILABLE | DATA NOT AVAILABLE | 2024-03-11
2000060480516 | DATA NOT AVAILABLE | THE THREE RIVERS PARTNERSHIP, DORSET | RIVERSMEET | LEISURE CENTRE | DATA NOT AVAILABLE | GILLINGHAM | DORSET | SP8 4HX | ENGLAND | 381378 | 126489 | DATA NOT AVAILABLE | DATA NOT AVAILABLE | DATA NOT AVAILABLE | DATA NOT AVAILABLE | SOUTHERN ELECTRIC POWER DISTRIBUTION PLC | DATA NOT AVAILABLE | DATA NOT AVAILABLE | DATA NOT AVAILABLE | DATA NOT AVAILABLE | DATA NOT AVAILABLE | DATA NOT AVAILABLE | DATA NOT AVAILABLE | DATA NOT AVAILABLE | DATA NOT AVAILABLE | DATA NOT AVAILABLE | DATA NOT AVAILABLE | DATA NOT AVAILABLE | DATA NOT AVAILABLE | DATA NOT AVAILABLE | DATA NOT AVAILABLE | DATA NOT AVAILABLE | DATA NOT AVAILABLE | DATA NOT AVAILABLE | DATA NOT AVAILABLE | CONNECTED | 0.19 | DATA NOT AVAILABLE | DATA NOT AVAILABLE | DATA NOT AVAILABLE | DATA NOT AVAILABLE | DATA NOT AVAILABLE | DATA NOT AVAILABLE | DATA NOT AVAILABLE | DATA NOT AVAILABLE | DATA NOT AVAILABLE | DATA NOT AVAILABLE | DATA NOT AVAILABLE | DATA NOT AVAILABLE | DATA NOT AVAILABLE | DATA NOT AVAILABLE | DATA NOT AVAILABLE | DATA NOT AVAILABLE | DATA NOT AVAILABLE | DATA NOT AVAILABLE | 2024-03-11
2000060493905 | DATA NOT AVAILABLE | BLACKMORE LIMITED | DATA NOT AVAILABLE | BLACKMORE LTD | LONGMEAD | SHAFTESBURY | DORSET | SP7 8PX | ENGLAND | 386846 | 123288 | DATA NOT AVAILABLE | DATA NOT AVAILABLE | DATA NOT AVAILABLE | DATA NOT AVAILABLE | SOUTHERN ELECTRIC POWER DISTRIBUTION PLC | DATA NOT AVAILABLE | DATA NOT AVAILABLE | DATA NOT AVAILABLE | DATA NOT AVAILABLE | DATA NOT AVAILABLE | DATA NOT AVAILABLE | DATA NOT AVAILABLE | DATA NOT AVAILABLE | DATA NOT AVAILABLE | DATA NOT AVAILABLE | DATA NOT AVAILABLE | DATA NOT AVAILABLE | DATA NOT AVAILABLE | DATA NOT AVAILABLE | DATA NOT AVAILABLE | DATA NOT AVAILABLE | DATA NOT AVAILABLE | DATA NOT AVAILABLE | DATA NOT AVAILABLE | CONNECTED | 0.19 | DATA NOT AVAILABLE | DATA NOT AVAILABLE | DATA NOT AVAILABLE | DATA NOT AVAILABLE | DATA NOT AVAILABLE | DATA NOT AVAILABLE | DATA NOT AVAILABLE | DATA NOT AVAILABLE | DATA NOT AVAILABLE | DATA NOT AVAILABLE | DATA NOT AVAILABLE | DATA NOT AVAILABLE | DATA NOT AVAILABLE | DATA NOT AVAILABLE | DATA NOT AVAILABLE | DATA NOT AVAILABLE | DATA NOT AVAILABLE | DATA NOT AVAILABLE | 2024-03-11
2000060501050 | DATA NOT AVAILABLE | CIRENCESTER PARK FARMS LTD | NORDOWN FARMS UNITS | IMPORT/EXPORT | DATA NOT AVAILABLE | CIRENCESTER | GLOUCESTERSHIRE | GL7 7DE | ENGLAND | 402304 | 208251 | DATA NOT AVAILABLE | DATA NOT AVAILABLE | DATA NOT AVAILABLE | DATA NOT AVAILABLE | SOUTHERN ELECTRIC POWER DISTRIBUTION PLC | DATA NOT AVAILABLE | DATA NOT AVAILABLE | DATA NOT AVAILABLE | DATA NOT AVAILABLE | DATA NOT AVAILABLE | DATA NOT AVAILABLE | DATA NOT AVAILABLE | DATA NOT AVAILABLE | DATA NOT AVAILABLE | DATA NOT AVAILABLE | DATA NOT AVAILABLE | DATA NOT AVAILABLE | DATA NOT AVAILABLE | DATA NOT AVAILABLE | DATA NOT AVAILABLE | DATA NOT AVAILABLE | DATA NOT AVAILABLE | DATA NOT AVAILABLE | DATA NOT AVAILABLE | CONNECTED | 0.095 | DATA NOT AVAILABLE | DATA NOT AVAILABLE | DATA NOT AVAILABLE | DATA NOT AVAILABLE | DATA NOT AVAILABLE | DATA NOT AVAILABLE | DATA NOT AVAILABLE | DATA NOT AVAILABLE | DATA NOT AVAILABLE | DATA NOT AVAILABLE | DATA NOT AVAILABLE | DATA NOT AVAILABLE | DATA NOT AVAILABLE | DATA NOT AVAILABLE | DATA NOT AVAILABLE | DATA NOT AVAILABLE | DATA NOT AVAILABLE | DATA NOT AVAILABLE | 2024-03-11
2000060506661 | DATA NOT AVAILABLE | MODERN MOULDS ASSOCIATES LTD | DATA NOT AVAILABLE | MODERN MOULDS ASSOCIATES LTD | LIGHTSFIELD | BASINGSTOKE | HAMPSHIRE | RG23 7BY | ENGLAND | 457700 | 150887 | DATA NOT AVAILABLE | DATA NOT AVAILABLE | DATA NOT AVAILABLE | DATA NOT AVAILABLE | SOUTHERN ELECTRIC POWER DISTRIBUTION PLC | DATA NOT AVAILABLE | DATA NOT AVAILABLE | DATA NOT AVAILABLE | DATA NOT AVAILABLE | DATA NOT AVAILABLE | DATA NOT AVAILABLE | DATA NOT AVAILABLE | DATA NOT AVAILABLE | DATA NOT AVAILABLE | DATA NOT AVAILABLE | DATA NOT AVAILABLE | DATA NOT AVAILABLE | DATA NOT AVAILABLE | DATA NOT AVAILABLE | DATA NOT AVAILABLE | DATA NOT AVAILABLE | DATA NOT AVAILABLE | DATA NOT AVAILABLE | DATA NOT AVAILABLE | CONNECTED | 0.1197 | DATA NOT AVAILABLE | DATA NOT AVAILABLE | DATA NOT AVAILABLE | DATA NOT AVAILABLE | DATA NOT AVAILABLE | DATA NOT AVAILABLE | DATA NOT AVAILABLE | DATA NOT AVAILABLE | DATA NOT AVAILABLE | DATA NOT AVAILABLE | DATA NOT AVAILABLE | DATA NOT AVAILABLE | DATA NOT AVAILABLE | DATA NOT AVAILABLE | DATA NOT AVAILABLE | DATA NOT AVAILABLE | DATA NOT AVAILABLE | DATA NOT AVAILABLE | 2024-03-11
2000060516447 | DATA NOT AVAILABLE | INCHCAPE BMW READING | BMW | DATA NOT AVAILABLE | DATA NOT AVAILABLE | READING | BERKSHIRE | RG2 0GZ | ENGLAND | 471244 | 170621 | DATA NOT AVAILABLE | DATA NOT AVAILABLE | DATA NOT AVAILABLE | DATA NOT AVAILABLE | SOUTHERN ELECTRIC POWER DISTRIBUTION PLC | DATA NOT AVAILABLE | DATA NOT AVAILABLE | DATA NOT AVAILABLE | DATA NOT AVAILABLE | DATA NOT AVAILABLE | DATA NOT AVAILABLE | DATA NOT AVAILABLE | DATA NOT AVAILABLE | DATA NOT AVAILABLE | DATA NOT AVAILABLE | DATA NOT AVAILABLE | DATA NOT AVAILABLE | DATA NOT AVAILABLE | DATA NOT AVAILABLE | DATA NOT AVAILABLE | DATA NOT AVAILABLE | DATA NOT AVAILABLE | DATA NOT AVAILABLE | DATA NOT AVAILABLE | CONNECTED | 0.10925 | DATA NOT AVAILABLE | DATA NOT AVAILABLE | DATA NOT AVAILABLE | DATA NOT AVAILABLE | DATA NOT AVAILABLE | DATA NOT AVAILABLE | DATA NOT AVAILABLE | DATA NOT AVAILABLE | DATA NOT AVAILABLE | DATA NOT AVAILABLE | DATA NOT AVAILABLE | DATA NOT AVAILABLE | DATA NOT AVAILABLE | DATA NOT AVAILABLE | DATA NOT AVAILABLE | DATA NOT AVAILABLE | DATA NOT AVAILABLE | DATA NOT AVAILABLE | 2024-03-11
2000060518408 | DATA NOT AVAILABLE | THE ORIGINAL BOWLING COMPANY LTD T/A HOLLYWOOD BOWL | DATA NOT AVAILABLE | HOLLYWOOD BOWL | WEST HAM LEISURE PARK | BASINGSTOKE | HAMPSHIRE | RG22 6PG | ENGLAND | 461649 | 152124 | DATA NOT AVAILABLE | DATA NOT AVAILABLE | DATA NOT AVAILABLE | DATA NOT AVAILABLE | SOUTHERN ELECTRIC POWER DISTRIBUTION PLC | DATA NOT AVAILABLE | DATA NOT AVAILABLE | DATA NOT AVAILABLE | DATA NOT AVAILABLE | DATA NOT AVAILABLE | DATA NOT AVAILABLE | DATA NOT AVAILABLE | DATA NOT AVAILABLE | DATA NOT AVAILABLE | DATA NOT AVAILABLE | DATA NOT AVAILABLE | DATA NOT AVAILABLE | DATA NOT AVAILABLE | DATA NOT AVAILABLE | DATA NOT AVAILABLE | DATA NOT AVAILABLE | DATA NOT AVAILABLE | DATA NOT AVAILABLE | DATA NOT AVAILABLE | CONNECTED | 0.152 | DATA NOT AVAILABLE | DATA NOT AVAILABLE | DATA NOT AVAILABLE | DATA NOT AVAILABLE | DATA NOT AVAILABLE | DATA NOT AVAILABLE | DATA NOT AVAILABLE | DATA NOT AVAILABLE | DATA NOT AVAILABLE | DATA NOT AVAILABLE | DATA NOT AVAILABLE | DATA NOT AVAILABLE | DATA NOT AVAILABLE | DATA NOT AVAILABLE | DATA NOT AVAILABLE | DATA NOT AVAILABLE | DATA NOT AVAILABLE | DATA NOT AVAILABLE | 2024-03-11
2000060523834 | DATA NOT AVAILABLE | REDACTED | REDACTED | REDACTED | REDACTED | REDACTED | REDACTED | WD3 5B | ENGLAND | REDACTED | REDACTED | DATA NOT AVAILABLE | DATA NOT AVAILABLE | DATA NOT AVAILABLE | DATA NOT AVAILABLE | SOUTHERN ELECTRIC POWER DISTRIBUTION PLC | DATA NOT AVAILABLE | DATA NOT AVAILABLE | DATA NOT AVAILABLE | DATA NOT AVAILABLE | DATA NOT AVAILABLE | DATA NOT AVAILABLE | DATA NOT AVAILABLE | DATA NOT AVAILABLE | DATA NOT AVAILABLE | DATA NOT AVAILABLE | DATA NOT AVAILABLE | DATA NOT AVAILABLE | DATA NOT AVAILABLE | DATA NOT AVAILABLE | DATA NOT AVAILABLE | DATA NOT AVAILABLE | DATA NOT AVAILABLE | DATA NOT AVAILABLE | DATA NOT AVAILABLE | CONNECTED | 0.1216 | DATA NOT AVAILABLE | DATA NOT AVAILABLE | DATA NOT AVAILABLE | DATA NOT AVAILABLE | DATA NOT AVAILABLE | DATA NOT AVAILABLE | DATA NOT AVAILABLE | DATA NOT AVAILABLE | DATA NOT AVAILABLE | DATA NOT AVAILABLE | DATA NOT AVAILABLE | DATA NOT AVAILABLE | DATA NOT AVAILABLE | DATA NOT AVAILABLE | DATA NOT AVAILABLE | DATA NOT AVAILABLE | DATA NOT AVAILABLE | DATA NOT AVAILABLE | 2024-03-11
DATA NOT AVAILABLE | DATA NOT AVAILABLE | IFE THOMPSON GREEN CAT RENEWABLES LTD | ESSIE WIND | ESSIE WIND | ST FERGUS | PETERHEAD | ABERDEENSHIRE | DATA NOT AVAILABLE | SCOTLAND | DATA NOT AVAILABLE | DATA NOT AVAILABLE | ST FERGUS GAS | DATA NOT APPLICABLE | ST FERGUS GAS TERM | 11 | SCOTTISH HYDRO ELECTRIC POWER DISTRIBUTION PLC | WIND | ONSHORE WIND TURBINES | DATA NOT AVAILABLE | DATA NOT AVAILABLE | DATA NOT AVAILABLE | 0.33 | DATA NOT AVAILABLE | DATA NOT AVAILABLE | DATA NOT AVAILABLE | DATA NOT AVAILABLE | DATA NOT AVAILABLE | DATA NOT AVAILABLE | DATA NOT AVAILABLE | DATA NOT AVAILABLE | DATA NOT AVAILABLE | DATA NOT AVAILABLE | DATA NOT AVAILABLE | DATA NOT AVAILABLE | DATA NOT AVAILABLE | ACCEPTED TO CONNECT | DATA NOT AVAILABLE | DATA NOT AVAILABLE | DATA NOT AVAILABLE | DATA NOT AVAILABLE | DATA NOT AVAILABLE | DATA NOT AVAILABLE | 0.33 | 0.33 | 0.34737 | 0 | 0 | 2011-09-28 | DATA NOT AVAILABLE | N | DATA NOT AVAILABLE | DATA NOT AVAILABLE | DATA NOT AVAILABLE | DATA NOT AVAILABLE | DATA NOT AVAILABLE | 2023-08-10
DATA NOT AVAILABLE | DATA NOT AVAILABLE | ARGYLL LOMOND AND ISLANDS ENERGY AGENCY LTD | MOLEIGH WIND FARM | MOLEIGH WIND FARM | DATA NOT AVAILABLE | OBAN | PERTHSHIRE AND KINROSS | DATA NOT AVAILABLE | SCOTLAND | DATA NOT AVAILABLE | DATA NOT AVAILABLE | DATA NOT AVAILABLE | DATA NOT APPLICABLE | DATA NOT AVAILABLE | DATA NOT AVAILABLE | SCOTTISH HYDRO ELECTRIC POWER DISTRIBUTION PLC | WIND | ONSHORE WIND TURBINES | DATA NOT AVAILABLE | DATA NOT AVAILABLE | DATA NOT AVAILABLE | 0.85 | DATA NOT AVAILABLE | DATA NOT AVAILABLE | DATA NOT AVAILABLE | DATA NOT AVAILABLE | DATA NOT AVAILABLE | DATA NOT AVAILABLE | DATA NOT AVAILABLE | DATA NOT AVAILABLE | DATA NOT AVAILABLE | DATA NOT AVAILABLE | DATA NOT AVAILABLE | DATA NOT AVAILABLE | DATA NOT AVAILABLE | ACCEPTED TO CONNECT | DATA NOT AVAILABLE | DATA NOT AVAILABLE | DATA NOT AVAILABLE | DATA NOT AVAILABLE | DATA NOT AVAILABLE | DATA NOT AVAILABLE | 0.85 | 0.85 | 0.89474 | 0 | 0 | 2012-12-07 | DATA NOT AVAILABLE | N | DATA NOT AVAILABLE | DATA NOT AVAILABLE | DATA NOT AVAILABLE | DATA NOT AVAILABLE | DATA NOT AVAILABLE | 2023-08-10
DATA NOT AVAILABLE | DATA NOT AVAILABLE | BABYHYDRO LTD | BALLIEMEANOCH A HYDRO | BALLIEMEANOCH A HYDRO | CLADICH | DALMALLY | PERTHSHIRE AND KINROSS | DATA NOT AVAILABLE | SCOTLAND | DATA NOT AVAILABLE | DATA NOT AVAILABLE | TAYNUILT | DATA NOT APPLICABLE | TAYNUILT GRID | 33 | SCOTTISH HYDRO ELECTRIC POWER DISTRIBUTION PLC | HYDRO (TO BE CONFIRMED) | HYDRO - OTHER | DATA NOT AVAILABLE | DATA NOT AVAILABLE | DATA NOT AVAILABLE | 0.185 | DATA NOT AVAILABLE | DATA NOT AVAILABLE | DATA NOT AVAILABLE | DATA NOT AVAILABLE | DATA NOT AVAILABLE | DATA NOT AVAILABLE | DATA NOT AVAILABLE | DATA NOT AVAILABLE | DATA NOT AVAILABLE | DATA NOT AVAILABLE | DATA NOT AVAILABLE | DATA NOT AVAILABLE | DATA NOT AVAILABLE | ACCEPTED TO CONNECT | DATA NOT AVAILABLE | DATA NOT AVAILABLE | DATA NOT AVAILABLE | DATA NOT AVAILABLE | DATA NOT AVAILABLE | DATA NOT AVAILABLE | 0.185 | 0.185 | 0.19474 | 0.0052632 | 0.005 | 2013-07-29 | DATA NOT AVAILABLE | N | DATA NOT AVAILABLE | DATA NOT AVAILABLE | DATA NOT AVAILABLE | DATA NOT AVAILABLE | DATA NOT AVAILABLE | 2023-08-10
DATA NOT AVAILABLE | DATA NOT AVAILABLE | GRAHAM DONNACHIE- GREENCAT RENEWABLES | BARRAN CALTUM ADD CAP | BARRAN CALTUM ADD CAP | DATA NOT AVAILABLE | APPIN | PERTHSHIRE AND KINROSS | DATA NOT AVAILABLE | SCOTLAND | DATA NOT AVAILABLE | DATA NOT AVAILABLE | TAYNUILT | DATA NOT APPLICABLE | TAYNUILT GRID | 33 | SCOTTISH HYDRO ELECTRIC POWER DISTRIBUTION PLC | WIND | ONSHORE WIND TURBINES | DATA NOT AVAILABLE | DATA NOT AVAILABLE | DATA NOT AVAILABLE | 0.399 | DATA NOT AVAILABLE | DATA NOT AVAILABLE | DATA NOT AVAILABLE | DATA NOT AVAILABLE | DATA NOT AVAILABLE | DATA NOT AVAILABLE | DATA NOT AVAILABLE | DATA NOT AVAILABLE | DATA NOT AVAILABLE | DATA NOT AVAILABLE | DATA NOT AVAILABLE | DATA NOT AVAILABLE | DATA NOT AVAILABLE | ACCEPTED TO CONNECT | DATA NOT AVAILABLE | DATA NOT AVAILABLE | DATA NOT AVAILABLE | DATA NOT AVAILABLE | DATA NOT AVAILABLE | DATA NOT AVAILABLE | 0.399 | 0.399 | 0.42 | 0 | 0 | 2013-07-17 | DATA NOT AVAILABLE | N | DATA NOT AVAILABLE | DATA NOT AVAILABLE | DATA NOT AVAILABLE | DATA NOT AVAILABLE | DATA NOT AVAILABLE | 2023-08-10
DATA NOT AVAILABLE | DATA NOT AVAILABLE | CADZOW BROTHERS | LUING WIND ADDITIONAL CAPACITY | LUING WIND ADDITIONAL CAPACITY | DATA NOT AVAILABLE | ISLE OF LUING | PERTHSHIRE AND KINROSS | PA34 4TZ | SCOTLAND | 173304 | 708434 | TAYNUILT | DATA NOT APPLICABLE | KILNINVER | 11 | SCOTTISH HYDRO ELECTRIC POWER DISTRIBUTION PLC | WIND | ONSHORE WIND TURBINES | DATA NOT AVAILABLE | DATA NOT AVAILABLE | DATA NOT AVAILABLE | 0.075 | DATA NOT AVAILABLE | DATA NOT AVAILABLE | DATA NOT AVAILABLE | DATA NOT AVAILABLE | DATA NOT AVAILABLE | DATA NOT AVAILABLE | DATA NOT AVAILABLE | DATA NOT AVAILABLE | DATA NOT AVAILABLE | DATA NOT AVAILABLE | DATA NOT AVAILABLE | DATA NOT AVAILABLE | DATA NOT AVAILABLE | ACCEPTED TO CONNECT | DATA NOT AVAILABLE | DATA NOT AVAILABLE | DATA NOT AVAILABLE | DATA NOT AVAILABLE | DATA NOT AVAILABLE | DATA NOT AVAILABLE | 0.075 | 0.075 | 0.078947 | 0 | 0 | 2014-07-21 | DATA NOT AVAILABLE | N | DATA NOT AVAILABLE | DATA NOT AVAILABLE | DATA NOT AVAILABLE | DATA NOT AVAILABLE | DATA NOT AVAILABLE | 2023-08-10
DATA NOT AVAILABLE | DATA NOT AVAILABLE | GREEN CAT RENEWABLES LTD | BARRAN CALTUM WIND ADD CAP | BARRAN CALTUM WIND ADD CAP | CONNEL | ARGYLL | ARGYLL AND BUTE | DATA NOT AVAILABLE | SCOTLAND | DATA NOT AVAILABLE | DATA NOT AVAILABLE | TAYNUILT | DATA NOT APPLICABLE | TAYNUILT GRID | 33 | SCOTTISH HYDRO ELECTRIC POWER DISTRIBUTION PLC | WIND | ONSHORE WIND TURBINES | DATA NOT AVAILABLE | DATA NOT AVAILABLE | DATA NOT AVAILABLE | 0.201 | DATA NOT AVAILABLE | DATA NOT AVAILABLE | DATA NOT AVAILABLE | DATA NOT AVAILABLE | DATA NOT AVAILABLE | DATA NOT AVAILABLE | DATA NOT AVAILABLE | DATA NOT AVAILABLE | DATA NOT AVAILABLE | DATA NOT AVAILABLE | DATA NOT AVAILABLE | DATA NOT AVAILABLE | DATA NOT AVAILABLE | ACCEPTED TO CONNECT | DATA NOT AVAILABLE | DATA NOT AVAILABLE | DATA NOT AVAILABLE | DATA NOT AVAILABLE | DATA NOT AVAILABLE | DATA NOT AVAILABLE | 0.201 | 0.201 | 0.21158 | 0 | 0 | 2015-03-30 | DATA NOT AVAILABLE | N | DATA NOT AVAILABLE | DATA NOT AVAILABLE | DATA NOT AVAILABLE | DATA NOT AVAILABLE | DATA NOT AVAILABLE | 2023-08-10
DATA NOT AVAILABLE | DATA NOT AVAILABLE | LOCH ERIBOLL OYSTERS LTD | ALLT AN LAGAIN HYDRO | ALLT AN LAGAIN HYDRO | ALTNAHARRA | LAIRG | HIGHLAND | IV27 4UN | SCOTLAND | 241342 | 959009 | CASSLEY | DATA NOT APPLICABLE | RHICONICH | 11 | SCOTTISH HYDRO ELECTRIC POWER DISTRIBUTION PLC | HYDRO (TO BE CONFIRMED) | HYDRO - OTHER | DATA NOT AVAILABLE | DATA NOT AVAILABLE | DATA NOT AVAILABLE | 0.095 | DATA NOT AVAILABLE | DATA NOT AVAILABLE | DATA NOT AVAILABLE | DATA NOT AVAILABLE | DATA NOT AVAILABLE | DATA NOT AVAILABLE | DATA NOT AVAILABLE | DATA NOT AVAILABLE | DATA NOT AVAILABLE | DATA NOT AVAILABLE | DATA NOT AVAILABLE | DATA NOT AVAILABLE | DATA NOT AVAILABLE | ACCEPTED TO CONNECT | DATA NOT AVAILABLE | DATA NOT AVAILABLE | DATA NOT AVAILABLE | DATA NOT AVAILABLE | DATA NOT AVAILABLE | DATA NOT AVAILABLE | 0.095 | 0.095 | 0.1 | 0.010526 | 0.01 | 2018-09-14 | DATA NOT AVAILABLE | N | DATA NOT AVAILABLE | DATA NOT AVAILABLE | DATA NOT AVAILABLE | DATA NOT AVAILABLE | DATA NOT AVAILABLE | 2023-08-10
DATA NOT AVAILABLE | DATA NOT AVAILABLE | THE GREENSPAN AGENCY LTD | ALLT CAISLIDH HYDRO (ADD CAP) | ALLT CAISLIDH HYDRO (ADD CAP) | GLENLYON | ABERFELDY | PERTHSHIRE AND KINROSS | PH15 2PX | SCOTLAND | 246406 | 742079 | KILLIN | DATA NOT APPLICABLE | KILLIN GRID | 33 | SCOTTISH HYDRO ELECTRIC POWER DISTRIBUTION PLC | OTHER | OTHER | DATA NOT AVAILABLE | DATA NOT AVAILABLE | DATA NOT AVAILABLE | 0.09 | DATA NOT AVAILABLE | DATA NOT AVAILABLE | DATA NOT AVAILABLE | DATA NOT AVAILABLE | DATA NOT AVAILABLE | DATA NOT AVAILABLE | DATA NOT AVAILABLE | DATA NOT AVAILABLE | DATA NOT AVAILABLE | DATA NOT AVAILABLE | DATA NOT AVAILABLE | DATA NOT AVAILABLE | DATA NOT AVAILABLE | ACCEPTED TO CONNECT | DATA NOT AVAILABLE | DATA NOT AVAILABLE | DATA NOT AVAILABLE | DATA NOT AVAILABLE | DATA NOT AVAILABLE | DATA NOT AVAILABLE | 0.09 | 0.09 | 0.094737 | 0 | 0 | 2016-02-10 | DATA NOT AVAILABLE | N | DATA NOT AVAILABLE | DATA NOT AVAILABLE | DATA NOT AVAILABLE | DATA NOT AVAILABLE | DATA NOT AVAILABLE | 2023-08-10
DATA NOT AVAILABLE | DATA NOT AVAILABLE | THE GREENSPAN AGENCY LTD | ALLT RIORAN HYDRO (ADD CAP) | ALLT RIORAN HYDRO (ADD CAP) | GLENLYON | ABERFELDY | PERTHSHIRE AND KINROSS | PH15 2PX | SCOTLAND | 246406 | 742079 | KILLIN | DATA NOT APPLICABLE | KILLIN GRID | 33 | SCOTTISH HYDRO ELECTRIC POWER DISTRIBUTION PLC | OTHER | OTHER | DATA NOT AVAILABLE | DATA NOT AVAILABLE | DATA NOT AVAILABLE | 0.09 | DATA NOT AVAILABLE | DATA NOT AVAILABLE | DATA NOT AVAILABLE | DATA NOT AVAILABLE | DATA NOT AVAILABLE | DATA NOT AVAILABLE | DATA NOT AVAILABLE | DATA NOT AVAILABLE | DATA NOT AVAILABLE | DATA NOT AVAILABLE | DATA NOT AVAILABLE | DATA NOT AVAILABLE | DATA NOT AVAILABLE | ACCEPTED TO CONNECT | DATA NOT AVAILABLE | DATA NOT AVAILABLE | DATA NOT AVAILABLE | DATA NOT AVAILABLE | DATA NOT AVAILABLE | DATA NOT AVAILABLE | 0.09 | 0.09 | 0.094737 | 0 | 0 | 2016-02-10 | DATA NOT AVAILABLE | N | DATA NOT AVAILABLE | DATA NOT AVAILABLE | DATA NOT AVAILABLE | DATA NOT AVAILABLE | DATA NOT AVAILABLE | 2023-08-10
DATA NOT AVAILABLE | DATA NOT AVAILABLE | SCOTTISH WATER | LOCH ARKLET TO LOCH KATRINE HYDRO (CIC) | LOCH ARKLET TO LOCH KATRINE HYDRO (CIC) | STRONACHLACHAR | STIRLING | PERTHSHIRE AND KINROSS | FK8 3TY | SCOTLAND | 240340 | 710294 | SLOY | DATA NOT APPLICABLE | SLOY POWER STATION | 11 | SCOTTISH HYDRO ELECTRIC POWER DISTRIBUTION PLC | HYDRO (TO BE CONFIRMED) | HYDRO - OTHER | DATA NOT AVAILABLE | DATA NOT AVAILABLE | DATA NOT AVAILABLE | 0.097 | DATA NOT AVAILABLE | DATA NOT AVAILABLE | DATA NOT AVAILABLE | DATA NOT AVAILABLE | DATA NOT AVAILABLE | DATA NOT AVAILABLE | DATA NOT AVAILABLE | DATA NOT AVAILABLE | DATA NOT AVAILABLE | DATA NOT AVAILABLE | DATA NOT AVAILABLE | DATA NOT AVAILABLE | DATA NOT AVAILABLE | ACCEPTED TO CONNECT | DATA NOT AVAILABLE | DATA NOT AVAILABLE | DATA NOT AVAILABLE | DATA NOT AVAILABLE | DATA NOT AVAILABLE | DATA NOT AVAILABLE | 0.097 | 0.097 | 0.10211 | 0 | 0 | 2016-04-28 | DATA NOT AVAILABLE | N | DATA NOT AVAILABLE | DATA NOT AVAILABLE | DATA NOT AVAILABLE | DATA NOT AVAILABLE | DATA NOT AVAILABLE | 2023-08-10
DATA NOT AVAILABLE | DATA NOT AVAILABLE | CLEAN EARTH ENERGY LIMITED | THE HILL BRUSH COMPANY PV | THE HILL BRUSH COMPANY | NORWOOD PARK | MERE | PERTHSHIRE AND KINROSS | BA12 6FE | ENGLAND | 379902 | 132327 | MANNINGTON GSP | SHAFTESBURY | BOURTON | 11 | SOUTHERN ELECTRIC POWER DISTRIBUTION PLC | ADVANCED FUEL GASIFICATION OR PYROLYSIS | GAS TURBINE (OCGT) | DATA NOT AVAILABLE | DATA NOT AVAILABLE | DATA NOT AVAILABLE | 0.2 | DATA NOT AVAILABLE | DATA NOT AVAILABLE | DATA NOT AVAILABLE | DATA NOT AVAILABLE | DATA NOT AVAILABLE | DATA NOT AVAILABLE | DATA NOT AVAILABLE | DATA NOT AVAILABLE | DATA NOT AVAILABLE | DATA NOT AVAILABLE | DATA NOT AVAILABLE | DATA NOT AVAILABLE | DATA NOT AVAILABLE | ACCEPTED TO CONNECT | DATA NOT AVAILABLE | DATA NOT AVAILABLE | DATA NOT AVAILABLE | DATA NOT AVAILABLE | DATA NOT AVAILABLE | DATA NOT AVAILABLE | 0.2 | 0.2 | 0.21053 | 0 | 0 | 2017-08-30 | DATA NOT AVAILABLE | N | DATA NOT AVAILABLE | DATA NOT AVAILABLE | DATA NOT AVAILABLE | DATA NOT AVAILABLE | DATA NOT AVAILABLE | 2023-08-10
DATA NOT AVAILABLE | DATA NOT AVAILABLE | ADRIAN LAYCOCK LTD | GLEN ARAY MALTLAND HYDRO SCHEMES | GLEN ARAY MALTLAND HYDRO SCHEMES | A819 | INVERARY | PERTHSHIRE AND KINROSS | PA32 8XG | SCOTLAND | 209012 | 709896 | CLACHAN | DATA NOT APPLICABLE | INVERARAY | 11 | SCOTTISH HYDRO ELECTRIC POWER DISTRIBUTION PLC | HYDRO (TO BE CONFIRMED) | HYDRO - OTHER | DATA NOT AVAILABLE | DATA NOT AVAILABLE | DATA NOT AVAILABLE | 0.19 | DATA NOT AVAILABLE | DATA NOT AVAILABLE | DATA NOT AVAILABLE | DATA NOT AVAILABLE | DATA NOT AVAILABLE | DATA NOT AVAILABLE | DATA NOT AVAILABLE | DATA NOT AVAILABLE | DATA NOT AVAILABLE | DATA NOT AVAILABLE | DATA NOT AVAILABLE | DATA NOT AVAILABLE | DATA NOT AVAILABLE | ACCEPTED TO CONNECT | DATA NOT AVAILABLE | DATA NOT AVAILABLE | DATA NOT AVAILABLE | DATA NOT AVAILABLE | DATA NOT AVAILABLE | DATA NOT AVAILABLE | 0.19 | 0.19 | 0.2 | 0.0052632 | 0.005 | 2017-04-07 | DATA NOT AVAILABLE | N | DATA NOT AVAILABLE | DATA NOT AVAILABLE | DATA NOT AVAILABLE | DATA NOT AVAILABLE | DATA NOT AVAILABLE | 2023-08-10
DATA NOT AVAILABLE | DATA NOT AVAILABLE | SPIRAX SARCO LTD | COOPER TIRES CPC | COOPER TIRES CPC | BATH ROAD | MELKSHAM | WILTSHIRE | SN12 8AA | ENGLAND | 390302 | 164436 | MELKSHAM GSP | NORRINGTON | AVON RUBBER | DATA NOT AVAILABLE | SOUTHERN ELECTRIC POWER DISTRIBUTION PLC | OTHER | OTHER | DATA NOT AVAILABLE | DATA NOT AVAILABLE | DATA NOT AVAILABLE | 0.14 | DATA NOT AVAILABLE | DATA NOT AVAILABLE | DATA NOT AVAILABLE | DATA NOT AVAILABLE | DATA NOT AVAILABLE | DATA NOT AVAILABLE | DATA NOT AVAILABLE | DATA NOT AVAILABLE | DATA NOT AVAILABLE | DATA NOT AVAILABLE | DATA NOT AVAILABLE | DATA NOT AVAILABLE | DATA NOT AVAILABLE | ACCEPTED TO CONNECT | DATA NOT AVAILABLE | DATA NOT AVAILABLE | DATA NOT AVAILABLE | DATA NOT AVAILABLE | DATA NOT AVAILABLE | DATA NOT AVAILABLE | 0.14 | 0.14 | 0.14737 | 0 | 0 | 2017-11-03 | DATA NOT AVAILABLE | N | DATA NOT AVAILABLE | DATA NOT AVAILABLE | DATA NOT AVAILABLE | DATA NOT AVAILABLE | DATA NOT AVAILABLE | 2023-08-10
DATA NOT AVAILABLE | DATA NOT AVAILABLE | RSP CONSULTING ENGINEERS LLP | NEW SUPPLY AND PV | NO NAME NO NUMBER | CROSS STREET | FRASERBURGH | ABERDEENSHIRE | AB43 9EL | SCOTLAND | 399700 | 866880 | FRASERBURGH | DATA NOT APPLICABLE | FRASERBURGH | 11 | SCOTTISH HYDRO ELECTRIC POWER DISTRIBUTION PLC | ADVANCED FUEL GASIFICATION OR PYROLYSIS | GAS TURBINE (OCGT) | DATA NOT AVAILABLE | DATA NOT AVAILABLE | DATA NOT AVAILABLE | 0.042 | DATA NOT AVAILABLE | DATA NOT AVAILABLE | DATA NOT AVAILABLE | DATA NOT AVAILABLE | DATA NOT AVAILABLE | DATA NOT AVAILABLE | DATA NOT AVAILABLE | DATA NOT AVAILABLE | DATA NOT AVAILABLE | DATA NOT AVAILABLE | DATA NOT AVAILABLE | DATA NOT AVAILABLE | DATA NOT AVAILABLE | ACCEPTED TO CONNECT | DATA NOT AVAILABLE | DATA NOT AVAILABLE | DATA NOT AVAILABLE | DATA NOT AVAILABLE | DATA NOT AVAILABLE | DATA NOT AVAILABLE | 0.042 | 0.042 | 0.044211 | 0.093684 | 0.089 | 2018-08-29 | DATA NOT AVAILABLE | N | DATA NOT AVAILABLE | DATA NOT AVAILABLE | DATA NOT AVAILABLE | DATA NOT AVAILABLE | DATA NOT AVAILABLE | 2023-08-10
DATA NOT AVAILABLE | DATA NOT AVAILABLE | DEEPBRIDGE RENEWABLE ENERGY (2) LTD | DATA NOT AVAILABLE | KINLOCHDAMPH HYDRO | KINLOCHDAMPH ESTATE | KISHORN | PERTHSHIRE AND KINROSS | IV54 8UY | SCOTLAND | 184305 | 844118 | GRUDIE BRIDGE | DATA NOT APPLICABLE | GRUDIE BRIDGE | 33 | SCOTTISH HYDRO ELECTRIC POWER DISTRIBUTION PLC | HYDRO (TO BE CONFIRMED) | HYDRO - OTHER | DATA NOT AVAILABLE | DATA NOT AVAILABLE | DATA NOT AVAILABLE | 0.999 | DATA NOT AVAILABLE | DATA NOT AVAILABLE | DATA NOT AVAILABLE | DATA NOT AVAILABLE | DATA NOT AVAILABLE | DATA NOT AVAILABLE | DATA NOT AVAILABLE | DATA NOT AVAILABLE | DATA NOT AVAILABLE | DATA NOT AVAILABLE | DATA NOT AVAILABLE | DATA NOT AVAILABLE | DATA NOT AVAILABLE | ACCEPTED TO CONNECT | DATA NOT AVAILABLE | DATA NOT AVAILABLE | DATA NOT AVAILABLE | DATA NOT AVAILABLE | DATA NOT AVAILABLE | DATA NOT AVAILABLE | 0.999 | 0.999 | 1.0516 | 0.026316 | 0.025 | 2019-05-17 | DATA NOT AVAILABLE | N | DATA NOT AVAILABLE | DATA NOT AVAILABLE | DATA NOT AVAILABLE | DATA NOT AVAILABLE | DATA NOT AVAILABLE | 2023-08-10
DATA NOT AVAILABLE | DATA NOT AVAILABLE | FORSTER ENERGY | LUNA PLACE PV | UNIT 1A, 15 | LUNA PLACE DUNDEE TECHNOLOGY PARK | DUNDEE | DUNDEE | DD2 1TP | SCOTLAND | 334983 | 730641 | CHARLESTON | DATA NOT APPLICABLE | NINEWELLS | 11 | SCOTTISH HYDRO ELECTRIC POWER DISTRIBUTION PLC | SOLAR | PHOTOVOLTAIC | DATA NOT AVAILABLE | DATA NOT AVAILABLE | DATA NOT AVAILABLE | 0.158 | DATA NOT AVAILABLE | DATA NOT AVAILABLE | DATA NOT AVAILABLE | DATA NOT AVAILABLE | DATA NOT AVAILABLE | DATA NOT AVAILABLE | DATA NOT AVAILABLE | DATA NOT AVAILABLE | DATA NOT AVAILABLE | DATA NOT AVAILABLE | DATA NOT AVAILABLE | DATA NOT AVAILABLE | DATA NOT AVAILABLE | ACCEPTED TO CONNECT | DATA NOT AVAILABLE | DATA NOT AVAILABLE | DATA NOT AVAILABLE | DATA NOT AVAILABLE | DATA NOT AVAILABLE | DATA NOT AVAILABLE | 0.158 | 0.158 | 0.16632 | 0 | 0 | 2017-12-01 | DATA NOT AVAILABLE | N | DATA NOT AVAILABLE | DATA NOT AVAILABLE | DATA NOT AVAILABLE | DATA NOT AVAILABLE | DATA NOT AVAILABLE | 2023-08-10
DATA NOT AVAILABLE | DATA NOT AVAILABLE | INFINITY ENERGY SERVICES LTD | COMMERCIAL ROAD - PV | 105 | COMMERCIAL ROAD | SOUTHAMPTON | HAMPSHIRE | SO15 1EG | ENGLAND | 441290 | 112370 | NURSLING GSP | SOUTHAMPTON | WESTERN ESPLANADE | 11 | SOUTHERN ELECTRIC POWER DISTRIBUTION PLC | SOLAR | PHOTOVOLTAIC | DATA NOT AVAILABLE | DATA NOT AVAILABLE | DATA NOT AVAILABLE | 0.09 | DATA NOT AVAILABLE | DATA NOT AVAILABLE | DATA NOT AVAILABLE | DATA NOT AVAILABLE | DATA NOT AVAILABLE | DATA NOT AVAILABLE | DATA NOT AVAILABLE | DATA NOT AVAILABLE | DATA NOT AVAILABLE | DATA NOT AVAILABLE | DATA NOT AVAILABLE | DATA NOT AVAILABLE | DATA NOT AVAILABLE | ACCEPTED TO CONNECT | DATA NOT AVAILABLE | DATA NOT AVAILABLE | DATA NOT AVAILABLE | DATA NOT AVAILABLE | DATA NOT AVAILABLE | DATA NOT AVAILABLE | 0.09 | 0.09 | 0.094737 | 0 | 0 | 2018-01-29 | DATA NOT AVAILABLE | N | DATA NOT AVAILABLE | DATA NOT AVAILABLE | DATA NOT AVAILABLE | DATA NOT AVAILABLE | DATA NOT AVAILABLE | 2023-08-10
DATA NOT AVAILABLE | DATA NOT AVAILABLE | STIRLING COUNCIL | DUNBLANE MULITPLE PV | ALBERT STREET, EDWARD STREET | ANNE STREET CHARLES STREET | DUNBLANE | STIRLING | FK15 9 | SCOTLAND | 279040 | 703125 | BRACO | DATA NOT APPLICABLE | DUNBLANE | 11 | SCOTTISH HYDRO ELECTRIC POWER DISTRIBUTION PLC | SOLAR | PHOTOVOLTAIC | DATA NOT AVAILABLE | DATA NOT AVAILABLE | DATA NOT AVAILABLE | 0.093 | DATA NOT AVAILABLE | DATA NOT AVAILABLE | DATA NOT AVAILABLE | DATA NOT AVAILABLE | DATA NOT AVAILABLE | DATA NOT AVAILABLE | DATA NOT AVAILABLE | DATA NOT AVAILABLE | DATA NOT AVAILABLE | DATA NOT AVAILABLE | DATA NOT AVAILABLE | DATA NOT AVAILABLE | DATA NOT AVAILABLE | ACCEPTED TO CONNECT | DATA NOT AVAILABLE | DATA NOT AVAILABLE | DATA NOT AVAILABLE | DATA NOT AVAILABLE | DATA NOT AVAILABLE | DATA NOT AVAILABLE | 0.093 | 0.093 | 0.097895 | 0 | 0 | 2017-12-22 | DATA NOT AVAILABLE | N | DATA NOT AVAILABLE | DATA NOT AVAILABLE | DATA NOT AVAILABLE | DATA NOT AVAILABLE | DATA NOT AVAILABLE | 2023-08-10
DATA NOT AVAILABLE | DATA NOT AVAILABLE | MES POWER ENGINEERING | DESIGNAPPROVAL SLACKBUIE | ROBERTSONS HOMES | SLACKBUIE | INVERNESS | HIGHLAND | IV2 4QL | SCOTLAND | 267060 | 842683 | INVERNESS | DATA NOT APPLICABLE | HILTON | 11 | SCOTTISH HYDRO ELECTRIC POWER DISTRIBUTION PLC | SOLAR | PHOTOVOLTAIC | DATA NOT AVAILABLE | DATA NOT AVAILABLE | DATA NOT AVAILABLE | 0.055 | DATA NOT AVAILABLE | DATA NOT AVAILABLE | DATA NOT AVAILABLE | DATA NOT AVAILABLE | DATA NOT AVAILABLE | DATA NOT AVAILABLE | DATA NOT AVAILABLE | DATA NOT AVAILABLE | DATA NOT AVAILABLE | DATA NOT AVAILABLE | DATA NOT AVAILABLE | DATA NOT AVAILABLE | DATA NOT AVAILABLE | ACCEPTED TO CONNECT | DATA NOT AVAILABLE | DATA NOT AVAILABLE | DATA NOT AVAILABLE | DATA NOT AVAILABLE | DATA NOT AVAILABLE | DATA NOT AVAILABLE | 0.055 | 0.055 | 0.057895 | 0.15789 | 0.15 | 2020-01-07 | DATA NOT AVAILABLE | N | DATA NOT AVAILABLE | DATA NOT AVAILABLE | DATA NOT AVAILABLE | DATA NOT AVAILABLE | DATA NOT AVAILABLE | 2023-08-10
DATA NOT AVAILABLE | DATA NOT AVAILABLE | GLEN HYDRO CONSULTING LTD | GLEN DUROR HYDRO SCHEME (ADDCAP) | GLEN DUROR HYDRO PLANT | AUCHINDARROCH | OBAN | PERTHSHIRE AND KINROSS | PA38 4BT | SCOTLAND | 199857 | 755296 | TAYNUILT | DATA NOT APPLICABLE | BARCALDINE | 11 | SCOTTISH HYDRO ELECTRIC POWER DISTRIBUTION PLC | HYDRO (TO BE CONFIRMED) | HYDRO - OTHER | DATA NOT AVAILABLE | DATA NOT AVAILABLE | DATA NOT AVAILABLE | 0.14 | DATA NOT AVAILABLE | DATA NOT AVAILABLE | DATA NOT AVAILABLE | DATA NOT AVAILABLE | DATA NOT AVAILABLE | DATA NOT AVAILABLE | DATA NOT AVAILABLE | DATA NOT AVAILABLE | DATA NOT AVAILABLE | DATA NOT AVAILABLE | DATA NOT AVAILABLE | DATA NOT AVAILABLE | DATA NOT AVAILABLE | ACCEPTED TO CONNECT | DATA NOT AVAILABLE | DATA NOT AVAILABLE | DATA NOT AVAILABLE | DATA NOT AVAILABLE | DATA NOT AVAILABLE | DATA NOT AVAILABLE | 0.14 | 0.14 | 0.14737 | 0 | 0 | 2018-09-21 | DATA NOT AVAILABLE | N | DATA NOT AVAILABLE | DATA NOT AVAILABLE | DATA NOT AVAILABLE | DATA NOT AVAILABLE | DATA NOT AVAILABLE | 2023-08-10
DATA NOT AVAILABLE | DATA NOT AVAILABLE | EVERWARM LTD | PORTSOY - MULTIPLE PV | GORDON PLACE, SCHOOLHENDRY ST, CAMPBELL DR, CHURCH STR, AIRD GREEN | MCLEAN TR, PARK DR, QUEEN'S CRT QUEEN'S GATE, SUTHERLAND PL, CASTLE LN PORTSOY | BANFF | ABERDEENSHIRE | DATA NOT AVAILABLE | SCOTLAND | 359988 | 863210 | MACDUFF | DATA NOT APPLICABLE | PORTSOY | 11 | SCOTTISH HYDRO ELECTRIC POWER DISTRIBUTION PLC | SOLAR | PHOTOVOLTAIC | DATA NOT AVAILABLE | DATA NOT AVAILABLE | DATA NOT AVAILABLE | 0.17 | DATA NOT AVAILABLE | DATA NOT AVAILABLE | DATA NOT AVAILABLE | DATA NOT AVAILABLE | DATA NOT AVAILABLE | DATA NOT AVAILABLE | DATA NOT AVAILABLE | DATA NOT AVAILABLE | DATA NOT AVAILABLE | DATA NOT AVAILABLE | DATA NOT AVAILABLE | DATA NOT AVAILABLE | DATA NOT AVAILABLE | ACCEPTED TO CONNECT | DATA NOT AVAILABLE | DATA NOT AVAILABLE | DATA NOT AVAILABLE | DATA NOT AVAILABLE | DATA NOT AVAILABLE | DATA NOT AVAILABLE | 0.17 | 0.17 | 0.17895 | 0 | 0 | 2019-05-01 | DATA NOT AVAILABLE | N | DATA NOT AVAILABLE | DATA NOT AVAILABLE | DATA NOT AVAILABLE | DATA NOT AVAILABLE | DATA NOT AVAILABLE | 2023-08-10
DATA NOT AVAILABLE | DATA NOT AVAILABLE | HYDROPLAN - KIERON HANSON | WYVIS HYDRO SUBSTATION - WIND (ADD CAP) | WYVIS HYDRO SUBSTATION | WYVIS ESTATES | DINGWALL | HIGHLAND | IV16 9XW | SCOTLAND | 256926 | 867219 | GRUDIE BRIDGE | DATA NOT APPLICABLE | GRUDIE BRIDGE | 33 | SCOTTISH HYDRO ELECTRIC POWER DISTRIBUTION PLC | WIND | ONSHORE WIND TURBINES | DATA NOT AVAILABLE | DATA NOT AVAILABLE | DATA NOT AVAILABLE | 0.5 | DATA NOT AVAILABLE | DATA NOT AVAILABLE | DATA NOT AVAILABLE | DATA NOT AVAILABLE | DATA NOT AVAILABLE | DATA NOT AVAILABLE | DATA NOT AVAILABLE | DATA NOT AVAILABLE | DATA NOT AVAILABLE | DATA NOT AVAILABLE | DATA NOT AVAILABLE | DATA NOT AVAILABLE | DATA NOT AVAILABLE | ACCEPTED TO CONNECT | DATA NOT AVAILABLE | DATA NOT AVAILABLE | DATA NOT AVAILABLE | DATA NOT AVAILABLE | DATA NOT AVAILABLE | DATA NOT AVAILABLE | 0.5 | 0.5 | 0.52632 | 0 | 0 | 2018-11-01 | DATA NOT AVAILABLE | N | DATA NOT AVAILABLE | DATA NOT AVAILABLE | DATA NOT AVAILABLE | DATA NOT AVAILABLE | DATA NOT AVAILABLE | 2023-08-10
DATA NOT AVAILABLE | DATA NOT AVAILABLE | ESP ELECTRICTY LIMITED | GRAND UNION PLACE - ESS/PV | SOLAR PV | GRAND UNION PLACE, STOKE ROAD | SLOUGH | BERKSHIRE | SL2 5AP | ENGLAND | 497841 | 180544 | IVER 132KV | CHALVEY | PETERSFIELD AVENUE | 11 | SOUTHERN ELECTRIC POWER DISTRIBUTION PLC | SOLAR | PHOTOVOLTAIC | DATA NOT AVAILABLE | DATA NOT AVAILABLE | DATA NOT AVAILABLE | 0.056 | DATA NOT AVAILABLE | DATA NOT AVAILABLE | DATA NOT AVAILABLE | DATA NOT AVAILABLE | DATA NOT AVAILABLE | DATA NOT AVAILABLE | DATA NOT AVAILABLE | DATA NOT AVAILABLE | DATA NOT AVAILABLE | DATA NOT AVAILABLE | DATA NOT AVAILABLE | DATA NOT AVAILABLE | DATA NOT AVAILABLE | ACCEPTED TO CONNECT | DATA NOT AVAILABLE | DATA NOT AVAILABLE | DATA NOT AVAILABLE | DATA NOT AVAILABLE | DATA NOT AVAILABLE | DATA NOT AVAILABLE | 0.056 | 0.056 | 0.058947 | 0 | 0 | 2019-03-15 | DATA NOT AVAILABLE | N | DATA NOT AVAILABLE | DATA NOT AVAILABLE | DATA NOT AVAILABLE | DATA NOT AVAILABLE | DATA NOT AVAILABLE | 2023-08-10
DATA NOT AVAILABLE | DATA NOT AVAILABLE | LOCOGEN CONSULTING LTD | ISLE OF LEWIS - WIND | ISLE OF LEWIS WIND | BARVAS HATCHERY | ARNOL | PERTHSHIRE AND KINROSS | HS2 9DJ | SCOTLAND | 131214 | 948833 | ARDMORE GRID | DATA NOT APPLICABLE | BARVAS | 11 | SCOTTISH HYDRO ELECTRIC POWER DISTRIBUTION PLC | WIND | ONSHORE WIND TURBINES | DATA NOT AVAILABLE | DATA NOT AVAILABLE | DATA NOT AVAILABLE | 0.1 | DATA NOT AVAILABLE | DATA NOT AVAILABLE | DATA NOT AVAILABLE | DATA NOT AVAILABLE | DATA NOT AVAILABLE | DATA NOT AVAILABLE | DATA NOT AVAILABLE | DATA NOT AVAILABLE | DATA NOT AVAILABLE | DATA NOT AVAILABLE | DATA NOT AVAILABLE | DATA NOT AVAILABLE | DATA NOT AVAILABLE | ACCEPTED TO CONNECT | DATA NOT AVAILABLE | DATA NOT AVAILABLE | DATA NOT AVAILABLE | DATA NOT AVAILABLE | DATA NOT AVAILABLE | DATA NOT AVAILABLE | 0.1 | 0.001 | 0.0010526 | 0 | 0 | 2018-12-12 | DATA NOT AVAILABLE | N | DATA NOT AVAILABLE | DATA NOT AVAILABLE | DATA NOT AVAILABLE | DATA NOT AVAILABLE | DATA NOT AVAILABLE | 2023-08-10
DATA NOT AVAILABLE | DATA NOT AVAILABLE | CLAYMORE HOMES LTD | 50 KW PV | DATA NOT AVAILABLE | LAND ADJACENT RATHEN ROAD CAIRNBULG INVERALLOCHY | FRASERBURGH | ABERDEENSHIRE | AB43 8YB | SCOTLAND | 404041 | 864898 | FRASERBURGH | DATA NOT APPLICABLE | CAIRNBULG | 11 | SCOTTISH HYDRO ELECTRIC POWER DISTRIBUTION PLC | SOLAR | PHOTOVOLTAIC | DATA NOT AVAILABLE | DATA NOT AVAILABLE | DATA NOT AVAILABLE | 0.05 | DATA NOT AVAILABLE | DATA NOT AVAILABLE | DATA NOT AVAILABLE | DATA NOT AVAILABLE | DATA NOT AVAILABLE | DATA NOT AVAILABLE | DATA NOT AVAILABLE | DATA NOT AVAILABLE | DATA NOT AVAILABLE | DATA NOT AVAILABLE | DATA NOT AVAILABLE | DATA NOT AVAILABLE | DATA NOT AVAILABLE | ACCEPTED TO CONNECT | DATA NOT AVAILABLE | DATA NOT AVAILABLE | DATA NOT AVAILABLE | DATA NOT AVAILABLE | DATA NOT AVAILABLE | DATA NOT AVAILABLE | 0.05 | 0.05 | 0.052632 | 0.093684 | 0.089 | 2020-12-23 | DATA NOT AVAILABLE | N | DATA NOT AVAILABLE | DATA NOT AVAILABLE | DATA NOT AVAILABLE | DATA NOT AVAILABLE | DATA NOT AVAILABLE | 2023-08-10
DATA NOT AVAILABLE | DATA NOT AVAILABLE | ABSOLUTE SOLAR AND WIND | CULTS PITFODELS - PV | CULTS PITFODELS TWP | CRAIGTON ROAD CULTS | ABERDEEN | ABERDEENSHIRE | AB15 9QB | SCOTLAND | 389094 | 804093 | CRAIGIEBUCKLER | DATA NOT APPLICABLE | CRAIGTON | 11 | SCOTTISH HYDRO ELECTRIC POWER DISTRIBUTION PLC | SOLAR | PHOTOVOLTAIC | DATA NOT AVAILABLE | DATA NOT AVAILABLE | DATA NOT AVAILABLE | 0.7 | DATA NOT AVAILABLE | DATA NOT AVAILABLE | DATA NOT AVAILABLE | DATA NOT AVAILABLE | DATA NOT AVAILABLE | DATA NOT AVAILABLE | DATA NOT AVAILABLE | DATA NOT AVAILABLE | DATA NOT AVAILABLE | DATA NOT AVAILABLE | DATA NOT AVAILABLE | DATA NOT AVAILABLE | DATA NOT AVAILABLE | ACCEPTED TO CONNECT | DATA NOT AVAILABLE | DATA NOT AVAILABLE | DATA NOT AVAILABLE | DATA NOT AVAILABLE | DATA NOT AVAILABLE | DATA NOT AVAILABLE | 0.7 | 0.2 | 0.21053 | 0 | 0 | 2019-01-28 | DATA NOT AVAILABLE | N | DATA NOT AVAILABLE | DATA NOT AVAILABLE | DATA NOT AVAILABLE | DATA NOT AVAILABLE | DATA NOT AVAILABLE | 2023-08-10
DATA NOT AVAILABLE | DATA NOT AVAILABLE | HILL OF LYBSTER WIND TUBINES LLP | CCM | HILL OF LYBSTER WIND | DOUNREAY | THURSO | HIGHLAND | KW14 7UZ | SCOTLAND | 302297 | 969827 | DOUNREAY | DATA NOT APPLICABLE | DOUNREAY | 11 | SCOTTISH HYDRO ELECTRIC POWER DISTRIBUTION PLC | WIND | ONSHORE WIND TURBINES | DATA NOT AVAILABLE | DATA NOT AVAILABLE | DATA NOT AVAILABLE | 0.85 | DATA NOT AVAILABLE | DATA NOT AVAILABLE | DATA NOT AVAILABLE | DATA NOT AVAILABLE | DATA NOT AVAILABLE | DATA NOT AVAILABLE | DATA NOT AVAILABLE | DATA NOT AVAILABLE | DATA NOT AVAILABLE | DATA NOT AVAILABLE | DATA NOT AVAILABLE | DATA NOT AVAILABLE | DATA NOT AVAILABLE | ACCEPTED TO CONNECT | DATA NOT AVAILABLE | DATA NOT AVAILABLE | DATA NOT AVAILABLE | DATA NOT AVAILABLE | DATA NOT AVAILABLE | DATA NOT AVAILABLE | 0.85 | 0.85 | 0.89474 | 0 | 0 | 2019-03-04 | DATA NOT AVAILABLE | N | DATA NOT AVAILABLE | DATA NOT AVAILABLE | DATA NOT AVAILABLE | DATA NOT AVAILABLE | DATA NOT AVAILABLE | 2023-08-10
DATA NOT AVAILABLE | DATA NOT AVAILABLE | SYZYGY RENEWABLES LTD | UNIT 8 HOUNSDOWN BP 450KWP PV | UNIT8 HOUNSDOWN BP | NEWMANS COPSE ROAD TOTTON | SOUTHAMPTON | HAMPSHIRE | SO40 9LX | ENGLAND | 436100 | 111638 | NURSLING GSP | ROWNHAMS | FLETCHWOOD | 11 | SOUTHERN ELECTRIC POWER DISTRIBUTION PLC | SOLAR | PHOTOVOLTAIC | DATA NOT AVAILABLE | DATA NOT AVAILABLE | DATA NOT AVAILABLE | 0.45 | DATA NOT AVAILABLE | DATA NOT AVAILABLE | DATA NOT AVAILABLE | DATA NOT AVAILABLE | DATA NOT AVAILABLE | DATA NOT AVAILABLE | DATA NOT AVAILABLE | DATA NOT AVAILABLE | DATA NOT AVAILABLE | DATA NOT AVAILABLE | DATA NOT AVAILABLE | DATA NOT AVAILABLE | DATA NOT AVAILABLE | ACCEPTED TO CONNECT | DATA NOT AVAILABLE | DATA NOT AVAILABLE | DATA NOT AVAILABLE | DATA NOT AVAILABLE | DATA NOT AVAILABLE | DATA NOT AVAILABLE | 0.45 | 0.45 | 0.47368 | 0 | 0 | 2019-01-22 | DATA NOT AVAILABLE | N | DATA NOT AVAILABLE | DATA NOT AVAILABLE | DATA NOT AVAILABLE | DATA NOT AVAILABLE | DATA NOT AVAILABLE | 2023-08-10
DATA NOT AVAILABLE | DATA NOT AVAILABLE | GLEN HYDRO CONSULTING LTD | O - GLEN DUROR HYDRO PLANT (ADD CAP) | GLEN DUROR HYDRO PLANT | AUCHINDARROCH | OBAN | PERTHSHIRE AND KINROSS | PA38 4BT | SCOTLAND | 199857 | 755296 | TAYNUILT | DATA NOT APPLICABLE | BARCALDINE | 11 | SCOTTISH HYDRO ELECTRIC POWER DISTRIBUTION PLC | HYDRO (TO BE CONFIRMED) | HYDRO - OTHER | DATA NOT AVAILABLE | DATA NOT AVAILABLE | DATA NOT AVAILABLE | 0.18 | DATA NOT AVAILABLE | DATA NOT AVAILABLE | DATA NOT AVAILABLE | DATA NOT AVAILABLE | DATA NOT AVAILABLE | DATA NOT AVAILABLE | DATA NOT AVAILABLE | DATA NOT AVAILABLE | DATA NOT AVAILABLE | DATA NOT AVAILABLE | DATA NOT AVAILABLE | DATA NOT AVAILABLE | DATA NOT AVAILABLE | ACCEPTED TO CONNECT | DATA NOT AVAILABLE | DATA NOT AVAILABLE | DATA NOT AVAILABLE | DATA NOT AVAILABLE | DATA NOT AVAILABLE | DATA NOT AVAILABLE | 0.18 | 0.18 | 0.18947 | 0 | 0 | 2019-03-11 | DATA NOT AVAILABLE | N | DATA NOT AVAILABLE | DATA NOT AVAILABLE | DATA NOT AVAILABLE | DATA NOT AVAILABLE | DATA NOT AVAILABLE | 2023-08-10
DATA NOT AVAILABLE | DATA NOT AVAILABLE | HGA (UK) LTD | TULLOCH'S AT DRUMMOND HILL | BNO, DRUMMOND HILL | STRATHERRIC RD | INVERNESS | HIGHLAND | IV2 5JS | SCOTLAND | 279410 | 849462 | INVERNESS | DATA NOT APPLICABLE | INVERNESS 11 KV | 11 | SCOTTISH HYDRO ELECTRIC POWER DISTRIBUTION PLC | SOLAR | PHOTOVOLTAIC | DATA NOT AVAILABLE | DATA NOT AVAILABLE | DATA NOT AVAILABLE | 0.029 | DATA NOT AVAILABLE | DATA NOT AVAILABLE | DATA NOT AVAILABLE | DATA NOT AVAILABLE | DATA NOT AVAILABLE | DATA NOT AVAILABLE | DATA NOT AVAILABLE | DATA NOT AVAILABLE | DATA NOT AVAILABLE | DATA NOT AVAILABLE | DATA NOT AVAILABLE | DATA NOT AVAILABLE | DATA NOT AVAILABLE | ACCEPTED TO CONNECT | DATA NOT AVAILABLE | DATA NOT AVAILABLE | DATA NOT AVAILABLE | DATA NOT AVAILABLE | DATA NOT AVAILABLE | DATA NOT AVAILABLE | 0.029 | 0.029 | 0.030526 | 0.14842 | 0.141 | 2022-01-28 | DATA NOT AVAILABLE | N | DATA NOT AVAILABLE | DATA NOT AVAILABLE | DATA NOT AVAILABLE | DATA NOT AVAILABLE | DATA NOT AVAILABLE | 2023-08-10
DATA NOT AVAILABLE | DATA NOT AVAILABLE | ADRIAN LAYCOCK LTD | GARVIE BURN HYDRO | GARVIE BURN HYDRO | GLENDARUEL | COLINTRAIVE | PERTHSHIRE AND KINROSS | PA22 3AE | SCOTLAND | 201473 | 687671 | DUNOON | DATA NOT APPLICABLE | DUNOON GRID | 33 | SCOTTISH HYDRO ELECTRIC POWER DISTRIBUTION PLC | HYDRO (TO BE CONFIRMED) | HYDRO - OTHER | DATA NOT AVAILABLE | DATA NOT AVAILABLE | DATA NOT AVAILABLE | 0.45 | DATA NOT AVAILABLE | DATA NOT AVAILABLE | DATA NOT AVAILABLE | DATA NOT AVAILABLE | DATA NOT AVAILABLE | DATA NOT AVAILABLE | DATA NOT AVAILABLE | DATA NOT AVAILABLE | DATA NOT AVAILABLE | DATA NOT AVAILABLE | DATA NOT AVAILABLE | DATA NOT AVAILABLE | DATA NOT AVAILABLE | ACCEPTED TO CONNECT | DATA NOT AVAILABLE | DATA NOT AVAILABLE | DATA NOT AVAILABLE | DATA NOT AVAILABLE | DATA NOT AVAILABLE | DATA NOT AVAILABLE | 0.45 | 0.45 | 0.47368 | 0.010526 | 0.01 | 2019-10-11 | DATA NOT AVAILABLE | N | DATA NOT AVAILABLE | DATA NOT AVAILABLE | DATA NOT AVAILABLE | DATA NOT AVAILABLE | DATA NOT AVAILABLE | 2023-08-10
DATA NOT AVAILABLE | DATA NOT AVAILABLE | ABSOLUTE SOLAR AND WIND | CCM | INVERGORDON LEISURE CENTRE | ACADEMY ROAD | INVERGORDON | PERTHSHIRE AND KINROSS | IV18 0GH | SCOTLAND | 271024 | 869147 | ALNESS | DATA NOT APPLICABLE | INVERGORDON | 11 | SCOTTISH HYDRO ELECTRIC POWER DISTRIBUTION PLC | SOLAR | PHOTOVOLTAIC | DATA NOT AVAILABLE | DATA NOT AVAILABLE | DATA NOT AVAILABLE | 0.165 | DATA NOT AVAILABLE | DATA NOT AVAILABLE | DATA NOT AVAILABLE | DATA NOT AVAILABLE | DATA NOT AVAILABLE | DATA NOT AVAILABLE | DATA NOT AVAILABLE | DATA NOT AVAILABLE | DATA NOT AVAILABLE | DATA NOT AVAILABLE | DATA NOT AVAILABLE | DATA NOT AVAILABLE | DATA NOT AVAILABLE | ACCEPTED TO CONNECT | DATA NOT AVAILABLE | DATA NOT AVAILABLE | DATA NOT AVAILABLE | DATA NOT AVAILABLE | DATA NOT AVAILABLE | DATA NOT AVAILABLE | 0.165 | 0.05 | 0.052632 | 0 | 0 | 2019-03-21 | DATA NOT AVAILABLE | N | DATA NOT AVAILABLE | DATA NOT AVAILABLE | DATA NOT AVAILABLE | DATA NOT AVAILABLE | DATA NOT AVAILABLE | 2023-08-10
DATA NOT AVAILABLE | DATA NOT AVAILABLE | ECODYN LTD | WITH CCM | EDINBANE 2 WIND | EDINBANE PORTREE | ISLE OF SKYE | HIGHLAND | IV51 9PR | SCOTLAND | 134732 | 851340 | DUNVEGAN GRID | DATA NOT APPLICABLE | DUNVEGAN GRID | 33 | SCOTTISH HYDRO ELECTRIC POWER DISTRIBUTION PLC | WIND | ONSHORE WIND TURBINES | DATA NOT AVAILABLE | DATA NOT AVAILABLE | DATA NOT AVAILABLE | 0.9 | DATA NOT AVAILABLE | DATA NOT AVAILABLE | DATA NOT AVAILABLE | DATA NOT AVAILABLE | DATA NOT AVAILABLE | DATA NOT AVAILABLE | DATA NOT AVAILABLE | DATA NOT AVAILABLE | DATA NOT AVAILABLE | DATA NOT AVAILABLE | DATA NOT AVAILABLE | DATA NOT AVAILABLE | DATA NOT AVAILABLE | ACCEPTED TO CONNECT | DATA NOT AVAILABLE | DATA NOT AVAILABLE | DATA NOT AVAILABLE | DATA NOT AVAILABLE | DATA NOT AVAILABLE | DATA NOT AVAILABLE | 0.9 | 0.9 | 0.94737 | 0.0031579 | 0.003 | 2019-07-19 | DATA NOT AVAILABLE | N | DATA NOT AVAILABLE | DATA NOT AVAILABLE | DATA NOT AVAILABLE | DATA NOT AVAILABLE | DATA NOT AVAILABLE | 2023-08-10
DATA NOT AVAILABLE | DATA NOT AVAILABLE | KIRKWOOD HOMES | BLACKDOG PHASE 2 - PV 113 PLOTS | ADJACENT TO HAREBURN TERRACE | DATA NOT AVAILABLE | ABERDEEN | ABERDEENSHIRE | AB23 8LW | SCOTLAND | 395911 | 814239 | PERSLEY | DATA NOT APPLICABLE | BRIDGE OF DON | 11 | SCOTTISH HYDRO ELECTRIC POWER DISTRIBUTION PLC | SOLAR | PHOTOVOLTAIC | DATA NOT AVAILABLE | DATA NOT AVAILABLE | DATA NOT AVAILABLE | 0.129 | DATA NOT AVAILABLE | DATA NOT AVAILABLE | DATA NOT AVAILABLE | DATA NOT AVAILABLE | DATA NOT AVAILABLE | DATA NOT AVAILABLE | DATA NOT AVAILABLE | DATA NOT AVAILABLE | DATA NOT AVAILABLE | DATA NOT AVAILABLE | DATA NOT AVAILABLE | DATA NOT AVAILABLE | DATA NOT AVAILABLE | ACCEPTED TO CONNECT | DATA NOT AVAILABLE | DATA NOT AVAILABLE | DATA NOT AVAILABLE | DATA NOT AVAILABLE | DATA NOT AVAILABLE | DATA NOT AVAILABLE | 0.129 | 0.255 | 0.26842 | 0.26842 | 0.255 | 2019-11-13 | DATA NOT AVAILABLE | N | DATA NOT AVAILABLE | DATA NOT AVAILABLE | DATA NOT AVAILABLE | DATA NOT AVAILABLE | DATA NOT AVAILABLE | 2023-08-10
DATA NOT AVAILABLE | DATA NOT AVAILABLE | RAW BIOGAS LTD | CHARLTON PK FM BIOGAS (RE-QUOTE) | 1517 CHARLTON PARK FARM BIOGAS | CHARLTON PARK ESTATE | MALMESBURY | WILTSHIRE | SN16 0HT | ENGLAND | 392371 | 189472 | MELKSHAM GSP | CHIPPENHAM | MALMESBURY | 11 | SOUTHERN ELECTRIC POWER DISTRIBUTION PLC | OTHER | OTHER | DATA NOT AVAILABLE | DATA NOT AVAILABLE | DATA NOT AVAILABLE | 0.55 | DATA NOT AVAILABLE | DATA NOT AVAILABLE | DATA NOT AVAILABLE | DATA NOT AVAILABLE | DATA NOT AVAILABLE | DATA NOT AVAILABLE | DATA NOT AVAILABLE | DATA NOT AVAILABLE | DATA NOT AVAILABLE | DATA NOT AVAILABLE | DATA NOT AVAILABLE | DATA NOT AVAILABLE | DATA NOT AVAILABLE | ACCEPTED TO CONNECT | DATA NOT AVAILABLE | DATA NOT AVAILABLE | DATA NOT AVAILABLE | DATA NOT AVAILABLE | DATA NOT AVAILABLE | DATA NOT AVAILABLE | 0.55 | 0.55 | 0.57895 | 0.78947 | 0.75 | 2021-09-20 | DATA NOT AVAILABLE | N | DATA NOT AVAILABLE | DATA NOT AVAILABLE | DATA NOT AVAILABLE | DATA NOT AVAILABLE | DATA NOT AVAILABLE | 2023-08-10
DATA NOT AVAILABLE | DATA NOT AVAILABLE | DANDARA | COUNTESSWELLS AVENUE - PV | ZONE B AND C | COUNTESSWELLS AVENUE CRAIGIEBUCKLER | ABERDEEN | ABERDEENSHIRE | AB15 8LF | SCOTLAND | 389728 | 804765 | CRAIGIEBUCKLER | DATA NOT APPLICABLE | CRAIGIEBUCKLER | 11 | SCOTTISH HYDRO ELECTRIC POWER DISTRIBUTION PLC | SOLAR | PHOTOVOLTAIC | DATA NOT AVAILABLE | DATA NOT AVAILABLE | DATA NOT AVAILABLE | 0.097 | DATA NOT AVAILABLE | DATA NOT AVAILABLE | DATA NOT AVAILABLE | DATA NOT AVAILABLE | DATA NOT AVAILABLE | DATA NOT AVAILABLE | DATA NOT AVAILABLE | DATA NOT AVAILABLE | DATA NOT AVAILABLE | DATA NOT AVAILABLE | DATA NOT AVAILABLE | DATA NOT AVAILABLE | DATA NOT AVAILABLE | ACCEPTED TO CONNECT | DATA NOT AVAILABLE | DATA NOT AVAILABLE | DATA NOT AVAILABLE | DATA NOT AVAILABLE | DATA NOT AVAILABLE | DATA NOT AVAILABLE | 0.097 | 0.097 | 0.10211 | 0.13579 | 0.129 | 2019-06-26 | DATA NOT AVAILABLE | N | DATA NOT AVAILABLE | DATA NOT AVAILABLE | DATA NOT AVAILABLE | DATA NOT AVAILABLE | DATA NOT AVAILABLE | 2023-08-10
DATA NOT AVAILABLE | DATA NOT AVAILABLE | SUNNYSIDE ESTATE LTD | PEER CHECK AND AUTHORISE COE APPLIES | PHASE 1A (QUOTE 2) | SUNNYSIDE DEVELOPMENT ORCHARD & WOODLAND AREA HILLSIDE HILLSIDE | MONTROSE | ANGUS | DD10 9JF | SCOTLAND | 370607 | 761837 | BRIDGE OF DUN | DATA NOT APPLICABLE | MONTROSE NORTH | 11 | SCOTTISH HYDRO ELECTRIC POWER DISTRIBUTION PLC | SOLAR | PHOTOVOLTAIC | DATA NOT AVAILABLE | DATA NOT AVAILABLE | DATA NOT AVAILABLE | 0.146 | DATA NOT AVAILABLE | DATA NOT AVAILABLE | DATA NOT AVAILABLE | DATA NOT AVAILABLE | DATA NOT AVAILABLE | DATA NOT AVAILABLE | DATA NOT AVAILABLE | DATA NOT AVAILABLE | DATA NOT AVAILABLE | DATA NOT AVAILABLE | DATA NOT AVAILABLE | DATA NOT AVAILABLE | DATA NOT AVAILABLE | ACCEPTED TO CONNECT | DATA NOT AVAILABLE | DATA NOT AVAILABLE | DATA NOT AVAILABLE | DATA NOT AVAILABLE | DATA NOT AVAILABLE | DATA NOT AVAILABLE | 0.146 | 0.001 | 0.0010526 | 0.17368 | 0.165 | 2020-06-30 | DATA NOT AVAILABLE | N | DATA NOT AVAILABLE | DATA NOT AVAILABLE | DATA NOT AVAILABLE | DATA NOT AVAILABLE | DATA NOT AVAILABLE | 2023-08-10
DATA NOT AVAILABLE | DATA NOT AVAILABLE | ABERDEENSHIRE COUNCIL | TURRIFF PV NEW BYTH - 19 X 2.7KW PV | NEW BYTH | SUNNYBANK COTTAGES,CHAPEL COTTAGES.. NEW BYTH | TURRIFF | ABERDEENSHIRE | AB53 5PD | SCOTLAND | 382164 | 854053 | MACDUFF | DATA NOT APPLICABLE | TURRIFF | 11 | SCOTTISH HYDRO ELECTRIC POWER DISTRIBUTION PLC | SOLAR | PHOTOVOLTAIC | DATA NOT AVAILABLE | DATA NOT AVAILABLE | DATA NOT AVAILABLE | 0.051 | DATA NOT AVAILABLE | DATA NOT AVAILABLE | DATA NOT AVAILABLE | DATA NOT AVAILABLE | DATA NOT AVAILABLE | DATA NOT AVAILABLE | DATA NOT AVAILABLE | DATA NOT AVAILABLE | DATA NOT AVAILABLE | DATA NOT AVAILABLE | DATA NOT AVAILABLE | DATA NOT AVAILABLE | DATA NOT AVAILABLE | ACCEPTED TO CONNECT | DATA NOT AVAILABLE | DATA NOT AVAILABLE | DATA NOT AVAILABLE | DATA NOT AVAILABLE | DATA NOT AVAILABLE | DATA NOT AVAILABLE | 0.051 | 0.051 | 0.053684 | 0 | 0 | 2020-05-06 | DATA NOT AVAILABLE | N | DATA NOT AVAILABLE | DATA NOT AVAILABLE | DATA NOT AVAILABLE | DATA NOT AVAILABLE | DATA NOT AVAILABLE | 2023-08-10
DATA NOT AVAILABLE | DATA NOT AVAILABLE | HOARE LEA LLP | HULLAVINGTON AIRFIELD - EV BATTERY | HULLAVINGTON AIRFIELD | VALLETTA GARDENS STANTON ST QUINTIN | CHIPPENHAM | WILTSHIRE | SN14 6AY | ENGLAND | 390735 | 180095 | MELKSHAM GSP | CHIPPENHAM | SUTTON BENGER | 11 | SOUTHERN ELECTRIC POWER DISTRIBUTION PLC | OTHER | OTHER | DATA NOT AVAILABLE | DATA NOT AVAILABLE | DATA NOT AVAILABLE | 0.868 | DATA NOT AVAILABLE | DATA NOT AVAILABLE | DATA NOT AVAILABLE | DATA NOT AVAILABLE | DATA NOT AVAILABLE | DATA NOT AVAILABLE | DATA NOT AVAILABLE | DATA NOT AVAILABLE | DATA NOT AVAILABLE | DATA NOT AVAILABLE | DATA NOT AVAILABLE | DATA NOT AVAILABLE | DATA NOT AVAILABLE | ACCEPTED TO CONNECT | DATA NOT AVAILABLE | DATA NOT AVAILABLE | DATA NOT AVAILABLE | DATA NOT AVAILABLE | DATA NOT AVAILABLE | DATA NOT AVAILABLE | 0.868 | 0.868 | 0.91368 | 0 | 0 | 2020-01-24 | DATA NOT AVAILABLE | N | DATA NOT AVAILABLE | DATA NOT AVAILABLE | DATA NOT AVAILABLE | DATA NOT AVAILABLE | DATA NOT AVAILABLE | 2023-08-10
DATA NOT AVAILABLE | DATA NOT AVAILABLE | ABSOLUTE SOLAR AND WIND LTD | WITH CCM | GRANTOWN GRAMMAR SCHOOL | CROMDALE ROAD | GRANTOWN-ON-SPEY | PERTHSHIRE AND KINROSS | PH26 3HU | SCOTLAND | 303844 | 828236 | BOAT OF GARTEN | DATA NOT APPLICABLE | GRANTOWN | 11 | SCOTTISH HYDRO ELECTRIC POWER DISTRIBUTION PLC | SOLAR | PHOTOVOLTAIC | DATA NOT AVAILABLE | DATA NOT AVAILABLE | DATA NOT AVAILABLE | 0.165 | DATA NOT AVAILABLE | DATA NOT AVAILABLE | DATA NOT AVAILABLE | DATA NOT AVAILABLE | DATA NOT AVAILABLE | DATA NOT AVAILABLE | DATA NOT AVAILABLE | DATA NOT AVAILABLE | DATA NOT AVAILABLE | DATA NOT AVAILABLE | DATA NOT AVAILABLE | DATA NOT AVAILABLE | DATA NOT AVAILABLE | ACCEPTED TO CONNECT | DATA NOT AVAILABLE | DATA NOT AVAILABLE | DATA NOT AVAILABLE | DATA NOT AVAILABLE | DATA NOT AVAILABLE | DATA NOT AVAILABLE | 0.165 | 0.165 | 0.17368 | 0 | 0 | 2019-12-05 | DATA NOT AVAILABLE | N | DATA NOT AVAILABLE | DATA NOT AVAILABLE | DATA NOT AVAILABLE | DATA NOT AVAILABLE | DATA NOT AVAILABLE | 2023-08-10
DATA NOT AVAILABLE | DATA NOT AVAILABLE | ABSOLUTE SOLAR AND WIND | WITH CCM | AVIEMORE PRIMARY SCHOOL | MUIRTON | AVIEMORE | PERTHSHIRE AND KINROSS | PH22 1SF | SCOTLAND | 289666 | 813507 | DATA NOT AVAILABLE | DATA NOT APPLICABLE | DATA NOT AVAILABLE | LV | SCOTTISH HYDRO ELECTRIC POWER DISTRIBUTION PLC | SOLAR | PHOTOVOLTAIC | DATA NOT AVAILABLE | DATA NOT AVAILABLE | DATA NOT AVAILABLE | 0.105 | DATA NOT AVAILABLE | DATA NOT AVAILABLE | DATA NOT AVAILABLE | DATA NOT AVAILABLE | DATA NOT AVAILABLE | DATA NOT AVAILABLE | DATA NOT AVAILABLE | DATA NOT AVAILABLE | DATA NOT AVAILABLE | DATA NOT AVAILABLE | DATA NOT AVAILABLE | DATA NOT AVAILABLE | DATA NOT AVAILABLE | ACCEPTED TO CONNECT | DATA NOT AVAILABLE | DATA NOT AVAILABLE | DATA NOT AVAILABLE | DATA NOT AVAILABLE | DATA NOT AVAILABLE | DATA NOT AVAILABLE | 0.105 | 0.105 | 0.11053 | 0 | 0 | 2019-12-06 | DATA NOT AVAILABLE | N | DATA NOT AVAILABLE | DATA NOT AVAILABLE | DATA NOT AVAILABLE | DATA NOT AVAILABLE | DATA NOT AVAILABLE | 2023-08-10
DATA NOT AVAILABLE | DATA NOT AVAILABLE | ABSOLUTE SOLAR AND WIND | HIGHLAND ARCHIVE & REGISTRATION | HIGHLAND ARCHIVE AND REGISTRATION CENTRE | BUGHT ROAD | INVERNESS | HIGHLAND | IV3 5SS | SCOTLAND | 265693 | 843635 | DATA NOT AVAILABLE | DATA NOT APPLICABLE | DATA NOT AVAILABLE | LV | SCOTTISH HYDRO ELECTRIC POWER DISTRIBUTION PLC | SOLAR | PHOTOVOLTAIC | DATA NOT AVAILABLE | DATA NOT AVAILABLE | DATA NOT AVAILABLE | 0.08 | DATA NOT AVAILABLE | DATA NOT AVAILABLE | DATA NOT AVAILABLE | DATA NOT AVAILABLE | DATA NOT AVAILABLE | DATA NOT AVAILABLE | DATA NOT AVAILABLE | DATA NOT AVAILABLE | DATA NOT AVAILABLE | DATA NOT AVAILABLE | DATA NOT AVAILABLE | DATA NOT AVAILABLE | DATA NOT AVAILABLE | ACCEPTED TO CONNECT | DATA NOT AVAILABLE | DATA NOT AVAILABLE | DATA NOT AVAILABLE | DATA NOT AVAILABLE | DATA NOT AVAILABLE | DATA NOT AVAILABLE | 0.08 | 0.08 | 0.084211 | 0 | 0 | 2020-01-27 | DATA NOT AVAILABLE | N | DATA NOT AVAILABLE | DATA NOT AVAILABLE | DATA NOT AVAILABLE | DATA NOT AVAILABLE | DATA NOT AVAILABLE | 2023-08-10
DATA NOT AVAILABLE | DATA NOT AVAILABLE | JOHN HACKLING TRANSPORT | CJG - 286 KVA IMPORT & 40KW PV EXPORT | OLD STATION YARD | MEADOW WAY BOURTON INDUSTRIAL ESTATE BOURTON ON THE WATER | CHELTENHAM | PERTHSHIRE AND KINROSS | GL54 2HQ | ENGLAND | 417131 | 221714 | COWLEY GSP | WITNEY | RISSINGTON | 11 | SOUTHERN ELECTRIC POWER DISTRIBUTION PLC | SOLAR | PHOTOVOLTAIC | DATA NOT AVAILABLE | DATA NOT AVAILABLE | DATA NOT AVAILABLE | 0.04 | DATA NOT AVAILABLE | DATA NOT AVAILABLE | DATA NOT AVAILABLE | DATA NOT AVAILABLE | DATA NOT AVAILABLE | DATA NOT AVAILABLE | DATA NOT AVAILABLE | DATA NOT AVAILABLE | DATA NOT AVAILABLE | DATA NOT AVAILABLE | DATA NOT AVAILABLE | DATA NOT AVAILABLE | DATA NOT AVAILABLE | ACCEPTED TO CONNECT | DATA NOT AVAILABLE | DATA NOT AVAILABLE | DATA NOT AVAILABLE | DATA NOT AVAILABLE | DATA NOT AVAILABLE | DATA NOT AVAILABLE | 0.04 | 0.04 | 0.042105 | 0.29053 | 0.276 | 2020-03-17 | DATA NOT AVAILABLE | N | DATA NOT AVAILABLE | DATA NOT AVAILABLE | DATA NOT AVAILABLE | DATA NOT AVAILABLE | DATA NOT AVAILABLE | 2023-08-10
DATA NOT AVAILABLE | DATA NOT AVAILABLE | ENERGETICS | FORMER LIFF HOSPITAL | FORMER LIFF HOSPITAL | EAST SIDE AND WEST SIDE | DUNDEE | DUNDEE | DD2 5SQ | SCOTLAND | 334245 | 732798 | CHARLESTON | DATA NOT APPLICABLE | GOURDIE | 11 | SCOTTISH HYDRO ELECTRIC POWER DISTRIBUTION PLC | SOLAR | PHOTOVOLTAIC | DATA NOT AVAILABLE | DATA NOT AVAILABLE | DATA NOT AVAILABLE | 0.086 | DATA NOT AVAILABLE | DATA NOT AVAILABLE | DATA NOT AVAILABLE | DATA NOT AVAILABLE | DATA NOT AVAILABLE | DATA NOT AVAILABLE | DATA NOT AVAILABLE | DATA NOT AVAILABLE | DATA NOT AVAILABLE | DATA NOT AVAILABLE | DATA NOT AVAILABLE | DATA NOT AVAILABLE | DATA NOT AVAILABLE | ACCEPTED TO CONNECT | DATA NOT AVAILABLE | DATA NOT AVAILABLE | DATA NOT AVAILABLE | DATA NOT AVAILABLE | DATA NOT AVAILABLE | DATA NOT AVAILABLE | 0.086 | 0.086 | 0.090526 | 0.098947 | 0.094 | 2019-10-30 | DATA NOT AVAILABLE | N | DATA NOT AVAILABLE | DATA NOT AVAILABLE | DATA NOT AVAILABLE | DATA NOT AVAILABLE | DATA NOT AVAILABLE | 2023-08-10
DATA NOT AVAILABLE | DATA NOT AVAILABLE | CLAYMORE HOMES LTD | ABERDEEN PV AND NEW 26 SUPPLIES | PHASE 1 | CRUDEN BAY ABERDEEN | ABERDEEN | ABERDEENSHIRE | AB42 0QF | SCOTLAND | 408229 | 836237 | STRICHEN | DATA NOT APPLICABLE | HATTON | 11 | SCOTTISH HYDRO ELECTRIC POWER DISTRIBUTION PLC | SOLAR | PHOTOVOLTAIC | DATA NOT AVAILABLE | DATA NOT AVAILABLE | DATA NOT AVAILABLE | 0.065 | DATA NOT AVAILABLE | DATA NOT AVAILABLE | DATA NOT AVAILABLE | DATA NOT AVAILABLE | DATA NOT AVAILABLE | DATA NOT AVAILABLE | DATA NOT AVAILABLE | DATA NOT AVAILABLE | DATA NOT AVAILABLE | DATA NOT AVAILABLE | DATA NOT AVAILABLE | DATA NOT AVAILABLE | DATA NOT AVAILABLE | ACCEPTED TO CONNECT | DATA NOT AVAILABLE | DATA NOT AVAILABLE | DATA NOT AVAILABLE | DATA NOT AVAILABLE | DATA NOT AVAILABLE | DATA NOT AVAILABLE | 0.065 | 0.065 | 0.068421 | 0.063158 | 0.06 | 2020-01-14 | DATA NOT AVAILABLE | N | DATA NOT AVAILABLE | DATA NOT AVAILABLE | DATA NOT AVAILABLE | DATA NOT AVAILABLE | DATA NOT AVAILABLE | 2023-08-10
DATA NOT AVAILABLE | DATA NOT AVAILABLE | ABSOLUTE SOLAR AND WIND LTD | WITH CCM | CULLODEN ACADEMY | KEPPOCH RD | INVERNESS | HIGHLAND | IV2 7JZ | SCOTLAND | 272457 | 846698 | INVERNESS | DATA NOT APPLICABLE | CULLODEN | 11 | SCOTTISH HYDRO ELECTRIC POWER DISTRIBUTION PLC | SOLAR | PHOTOVOLTAIC | DATA NOT AVAILABLE | DATA NOT AVAILABLE | DATA NOT AVAILABLE | 0.165 | DATA NOT AVAILABLE | DATA NOT AVAILABLE | DATA NOT AVAILABLE | DATA NOT AVAILABLE | DATA NOT AVAILABLE | DATA NOT AVAILABLE | DATA NOT AVAILABLE | DATA NOT AVAILABLE | DATA NOT AVAILABLE | DATA NOT AVAILABLE | DATA NOT AVAILABLE | DATA NOT AVAILABLE | DATA NOT AVAILABLE | ACCEPTED TO CONNECT | DATA NOT AVAILABLE | DATA NOT AVAILABLE | DATA NOT AVAILABLE | DATA NOT AVAILABLE | DATA NOT AVAILABLE | DATA NOT AVAILABLE | 0.165 | 0.165 | 0.17368 | 0 | 0 | 2019-12-05 | DATA NOT AVAILABLE | N | DATA NOT AVAILABLE | DATA NOT AVAILABLE | DATA NOT AVAILABLE | DATA NOT AVAILABLE | DATA NOT AVAILABLE | 2023-08-10
DATA NOT AVAILABLE | DATA NOT AVAILABLE | SPRINGFIELD PROPERTIES PLC | ISSUED | EASTERFIELD FARM | LAND ADJACENT TO B9177 | INVERNESS | HIGHLAND | IV2 5DJ | SCOTLAND | 269792 | 844126 | INVERNESS | DATA NOT APPLICABLE | RAIGMORE | 11 | SCOTTISH HYDRO ELECTRIC POWER DISTRIBUTION PLC | SOLAR | PHOTOVOLTAIC | DATA NOT AVAILABLE | DATA NOT AVAILABLE | DATA NOT AVAILABLE | 0.045 | DATA NOT AVAILABLE | DATA NOT AVAILABLE | DATA NOT AVAILABLE | DATA NOT AVAILABLE | DATA NOT AVAILABLE | DATA NOT AVAILABLE | DATA NOT AVAILABLE | DATA NOT AVAILABLE | DATA NOT AVAILABLE | DATA NOT AVAILABLE | DATA NOT AVAILABLE | DATA NOT AVAILABLE | DATA NOT AVAILABLE | ACCEPTED TO CONNECT | DATA NOT AVAILABLE | DATA NOT AVAILABLE | DATA NOT AVAILABLE | DATA NOT AVAILABLE | DATA NOT AVAILABLE | DATA NOT AVAILABLE | 0.045 | 0.045 | 0.047368 | 0.34947 | 0.332 | 2020-03-10 | DATA NOT AVAILABLE | N | DATA NOT AVAILABLE | DATA NOT AVAILABLE | DATA NOT AVAILABLE | DATA NOT AVAILABLE | DATA NOT AVAILABLE | 2023-08-10
DATA NOT AVAILABLE | DATA NOT AVAILABLE | FES SUPPORT SERVICES | DUNBLANE HIGH SCHOOL - SOLAR PV | DUNBLANE HIGH SCHOOL | OLD DOUNE ROAD DUNBLANE | DUNBLANE | STIRLING | FK15 9EW | SCOTLAND | 277180 | 700666 | BRACO | DATA NOT APPLICABLE | DUNBLANE | 11 | SCOTTISH HYDRO ELECTRIC POWER DISTRIBUTION PLC | SOLAR | PHOTOVOLTAIC | DATA NOT AVAILABLE | DATA NOT AVAILABLE | DATA NOT AVAILABLE | 0.067 | DATA NOT AVAILABLE | DATA NOT AVAILABLE | DATA NOT AVAILABLE | DATA NOT AVAILABLE | DATA NOT AVAILABLE | DATA NOT AVAILABLE | DATA NOT AVAILABLE | DATA NOT AVAILABLE | DATA NOT AVAILABLE | DATA NOT AVAILABLE | DATA NOT AVAILABLE | DATA NOT AVAILABLE | DATA NOT AVAILABLE | ACCEPTED TO CONNECT | DATA NOT AVAILABLE | DATA NOT AVAILABLE | DATA NOT AVAILABLE | DATA NOT AVAILABLE | DATA NOT AVAILABLE | DATA NOT AVAILABLE | 0.067 | 0.067 | 0.070526 | 0 | 0 | 2020-04-23 | DATA NOT AVAILABLE | N | DATA NOT AVAILABLE | DATA NOT AVAILABLE | DATA NOT AVAILABLE | DATA NOT AVAILABLE | DATA NOT AVAILABLE | 2023-08-10
DATA NOT AVAILABLE | DATA NOT AVAILABLE | STENA DRILLING LTD | PV - 232.8KW IN TOTAL | ULLEVI HOUSE | GREENBANK CRESCENT | EAST TULLOS | PERTHSHIRE AND KINROSS | AB12 3BG | SCOTLAND | 395189 | 803789 | REDMOSS | DATA NOT APPLICABLE | CRAIGINCHES | 11 | SCOTTISH HYDRO ELECTRIC POWER DISTRIBUTION PLC | OTHER | OTHER | DATA NOT AVAILABLE | DATA NOT AVAILABLE | DATA NOT AVAILABLE | 0.233 | DATA NOT AVAILABLE | DATA NOT AVAILABLE | DATA NOT AVAILABLE | DATA NOT AVAILABLE | DATA NOT AVAILABLE | DATA NOT AVAILABLE | DATA NOT AVAILABLE | DATA NOT AVAILABLE | DATA NOT AVAILABLE | DATA NOT AVAILABLE | DATA NOT AVAILABLE | DATA NOT AVAILABLE | DATA NOT AVAILABLE | ACCEPTED TO CONNECT | DATA NOT AVAILABLE | DATA NOT AVAILABLE | DATA NOT AVAILABLE | DATA NOT AVAILABLE | DATA NOT AVAILABLE | DATA NOT AVAILABLE | 0.233 | 0.233 | 0.24526 | 0 | 0 | 2020-03-19 | DATA NOT AVAILABLE | N | DATA NOT AVAILABLE | DATA NOT AVAILABLE | DATA NOT AVAILABLE | DATA NOT AVAILABLE | DATA NOT AVAILABLE | 2023-08-10
DATA NOT AVAILABLE | DATA NOT AVAILABLE | SSE CONTRACTING | BRUTON WHITE HOUSE FARM BIOMASS CHP | WHITE HOUSE FARM | WYKE CHAMPFLOWER | BRUTON | PERTHSHIRE AND KINROSS | BA10 0PU | ENGLAND | 366362 | 134819 | MELKSHAM GSP | FROME | BRUTON | 11 | SOUTHERN ELECTRIC POWER DISTRIBUTION PLC | ADVANCED FUEL GASIFICATION OR PYROLYSIS | DATA NOT AVAILABLE | DATA NOT AVAILABLE | DATA NOT AVAILABLE | DATA NOT AVAILABLE | 0.6 | DATA NOT AVAILABLE | DATA NOT AVAILABLE | DATA NOT AVAILABLE | DATA NOT AVAILABLE | DATA NOT AVAILABLE | DATA NOT AVAILABLE | DATA NOT AVAILABLE | DATA NOT AVAILABLE | DATA NOT AVAILABLE | DATA NOT AVAILABLE | DATA NOT AVAILABLE | DATA NOT AVAILABLE | DATA NOT AVAILABLE | ACCEPTED TO CONNECT | DATA NOT AVAILABLE | DATA NOT AVAILABLE | DATA NOT AVAILABLE | DATA NOT AVAILABLE | DATA NOT AVAILABLE | DATA NOT AVAILABLE | 0.6 | 0.6 | 0.63158 | 0 | 0 | 2020-07-17 | DATA NOT AVAILABLE | N | DATA NOT AVAILABLE | DATA NOT AVAILABLE | DATA NOT AVAILABLE | DATA NOT AVAILABLE | DATA NOT AVAILABLE | 2023-08-10
DATA NOT AVAILABLE | DATA NOT AVAILABLE | NATURAL POWER CONSULTANTS | TOM NAN CLACH FARM WIND | TOM NAN CLACH FARM WIND | OFF THE B9007 | NAIRN | HIGHLAND | IV12 5UR | SCOTLAND | 293346 | 841160 | DATA NOT AVAILABLE | DATA NOT APPLICABLE | DATA NOT AVAILABLE | EHV | SCOTTISH HYDRO ELECTRIC POWER DISTRIBUTION PLC | WIND | ONSHORE WIND TURBINES | DATA NOT AVAILABLE | DATA NOT AVAILABLE | DATA NOT AVAILABLE | 0.001 | DATA NOT AVAILABLE | DATA NOT AVAILABLE | DATA NOT AVAILABLE | DATA NOT AVAILABLE | DATA NOT AVAILABLE | DATA NOT AVAILABLE | DATA NOT AVAILABLE | DATA NOT AVAILABLE | DATA NOT AVAILABLE | DATA NOT AVAILABLE | DATA NOT AVAILABLE | DATA NOT AVAILABLE | DATA NOT AVAILABLE | ACCEPTED TO CONNECT | DATA NOT AVAILABLE | DATA NOT AVAILABLE | DATA NOT AVAILABLE | DATA NOT AVAILABLE | DATA NOT AVAILABLE | DATA NOT AVAILABLE | 0.001 | 0.9 | 0.94737 | 0 | 0 | 2021-04-30 | DATA NOT AVAILABLE | N | DATA NOT AVAILABLE | DATA NOT AVAILABLE | DATA NOT AVAILABLE | DATA NOT AVAILABLE | DATA NOT AVAILABLE | 2023-08-10
DATA NOT AVAILABLE | DATA NOT AVAILABLE | ENVIRONMENTAL ENERGIES LTD | 0.52MW - PV | DO&CO EVENT AND AIRLINE CATERING LTD, SEGRO PARK | GREAT SOUTH WEST ROAD | HOUNSLOW | GREATER LONDON | TW4 6JS | ENGLAND | 510607 | 175754 | LALEHAM | EAST BEDFONT A | NORTH FELTHAM | 11 | SOUTHERN ELECTRIC POWER DISTRIBUTION PLC | OTHER | OTHER | DATA NOT AVAILABLE | DATA NOT AVAILABLE | DATA NOT AVAILABLE | 0.52 | DATA NOT AVAILABLE | DATA NOT AVAILABLE | DATA NOT AVAILABLE | DATA NOT AVAILABLE | DATA NOT AVAILABLE | DATA NOT AVAILABLE | DATA NOT AVAILABLE | DATA NOT AVAILABLE | DATA NOT AVAILABLE | DATA NOT AVAILABLE | DATA NOT AVAILABLE | DATA NOT AVAILABLE | DATA NOT AVAILABLE | ACCEPTED TO CONNECT | DATA NOT AVAILABLE | DATA NOT AVAILABLE | DATA NOT AVAILABLE | DATA NOT AVAILABLE | DATA NOT AVAILABLE | DATA NOT AVAILABLE | 0.52 | 0.52 | 0.54737 | 0 | 0 | 2021-07-08 | DATA NOT AVAILABLE | N | DATA NOT AVAILABLE | DATA NOT AVAILABLE | DATA NOT AVAILABLE | DATA NOT AVAILABLE | DATA NOT AVAILABLE | 2023-08-10
DATA NOT AVAILABLE | DATA NOT AVAILABLE | ENERGETICS | 236KW PV | LATHRO FARM | DATA NOT AVAILABLE | KINROSS | PERTHSHIRE AND KINROSS | KY13 8SY | SCOTLAND | 311573 | 703709 | ABERNETHY | DATA NOT APPLICABLE | MILNATHORT | 11 | SCOTTISH HYDRO ELECTRIC POWER DISTRIBUTION PLC | SOLAR | PHOTOVOLTAIC | DATA NOT AVAILABLE | DATA NOT AVAILABLE | DATA NOT AVAILABLE | 0.236 | DATA NOT AVAILABLE | DATA NOT AVAILABLE | DATA NOT AVAILABLE | DATA NOT AVAILABLE | DATA NOT AVAILABLE | DATA NOT AVAILABLE | DATA NOT AVAILABLE | DATA NOT AVAILABLE | DATA NOT AVAILABLE | DATA NOT AVAILABLE | DATA NOT AVAILABLE | DATA NOT AVAILABLE | DATA NOT AVAILABLE | ACCEPTED TO CONNECT | DATA NOT AVAILABLE | DATA NOT AVAILABLE | DATA NOT AVAILABLE | DATA NOT AVAILABLE | DATA NOT AVAILABLE | DATA NOT AVAILABLE | 0.236 | 0.236 | 0.24842 | 0 | 0 | 2021-03-31 | DATA NOT AVAILABLE | N | DATA NOT AVAILABLE | DATA NOT AVAILABLE | DATA NOT AVAILABLE | DATA NOT AVAILABLE | DATA NOT AVAILABLE | 2023-08-10
DATA NOT AVAILABLE | DATA NOT AVAILABLE | RENEWABLE POWER SYSTEMS LTD | ADD'L 115KW GAS (TOTAL 615KW GAS) | FINMERE LANDFILL SITE | BANBURY ROAD | BUCKINGHAM | PERTHSHIRE AND KINROSS | MK18 4AJ | ENGLAND | 462419 | 233211 | EAST CLAYDON GSP | BICESTER NORTH | COTTISFORD | 33 | SOUTHERN ELECTRIC POWER DISTRIBUTION PLC | BIOFUEL SEWAGE GAS | DATA NOT AVAILABLE | DATA NOT AVAILABLE | DATA NOT AVAILABLE | DATA NOT AVAILABLE | 0.115 | DATA NOT AVAILABLE | DATA NOT AVAILABLE | DATA NOT AVAILABLE | DATA NOT AVAILABLE | DATA NOT AVAILABLE | DATA NOT AVAILABLE | DATA NOT AVAILABLE | DATA NOT AVAILABLE | DATA NOT AVAILABLE | DATA NOT AVAILABLE | DATA NOT AVAILABLE | DATA NOT AVAILABLE | DATA NOT AVAILABLE | ACCEPTED TO CONNECT | DATA NOT AVAILABLE | DATA NOT AVAILABLE | DATA NOT AVAILABLE | DATA NOT AVAILABLE | DATA NOT AVAILABLE | DATA NOT AVAILABLE | 0.115 | 0.115 | 0.12105 | 0 | 0 | 2021-07-22 | DATA NOT AVAILABLE | N | DATA NOT AVAILABLE | DATA NOT AVAILABLE | DATA NOT AVAILABLE | DATA NOT AVAILABLE | DATA NOT AVAILABLE | 2023-08-10
DATA NOT AVAILABLE | DATA NOT AVAILABLE | STEWART MILNE HOMES | ABERDEEN GEN - HOUSE PV MULTIPLES - PLOTS 1 - 177 | OPTION B, | FALKLAND AVENUE COVE | ABERDEEN | ABERDEENSHIRE | AB12 3HZ | SCOTLAND | 395320 | 801246 | REDMOSS | DATA NOT APPLICABLE | REDMOSS | 11 | SCOTTISH HYDRO ELECTRIC POWER DISTRIBUTION PLC | SOLAR | PHOTOVOLTAIC | DATA NOT AVAILABLE | DATA NOT AVAILABLE | DATA NOT AVAILABLE | 0.251 | DATA NOT AVAILABLE | DATA NOT AVAILABLE | DATA NOT AVAILABLE | DATA NOT AVAILABLE | DATA NOT AVAILABLE | DATA NOT AVAILABLE | DATA NOT AVAILABLE | DATA NOT AVAILABLE | DATA NOT AVAILABLE | DATA NOT AVAILABLE | DATA NOT AVAILABLE | DATA NOT AVAILABLE | DATA NOT AVAILABLE | ACCEPTED TO CONNECT | DATA NOT AVAILABLE | DATA NOT AVAILABLE | DATA NOT AVAILABLE | DATA NOT AVAILABLE | DATA NOT AVAILABLE | DATA NOT AVAILABLE | 0.251 | 0.251 | 0.26421 | 0.46526 | 0.442 | 2021-07-16 | DATA NOT AVAILABLE | N | DATA NOT AVAILABLE | DATA NOT AVAILABLE | DATA NOT AVAILABLE | DATA NOT AVAILABLE | DATA NOT AVAILABLE | 2023-08-10
DATA NOT AVAILABLE | DATA NOT AVAILABLE | R & I CRUDEN LTD | 2 X 30KW PV | MUNRO S ABATTIOR DINGWALL | WEST END, STRATHPEFFER RD | DINGWALL | HIGHLAND | IV15 9QF | SCOTLAND | 254012 | 859289 | BEAULY | DATA NOT APPLICABLE | DINGWALL | 11 | SCOTTISH HYDRO ELECTRIC POWER DISTRIBUTION PLC | SOLAR | PHOTOVOLTAIC | DATA NOT AVAILABLE | DATA NOT AVAILABLE | DATA NOT AVAILABLE | 0.06 | DATA NOT AVAILABLE | DATA NOT AVAILABLE | DATA NOT AVAILABLE | DATA NOT AVAILABLE | DATA NOT AVAILABLE | DATA NOT AVAILABLE | DATA NOT AVAILABLE | DATA NOT AVAILABLE | DATA NOT AVAILABLE | DATA NOT AVAILABLE | DATA NOT AVAILABLE | DATA NOT AVAILABLE | DATA NOT AVAILABLE | ACCEPTED TO CONNECT | DATA NOT AVAILABLE | DATA NOT AVAILABLE | DATA NOT AVAILABLE | DATA NOT AVAILABLE | DATA NOT AVAILABLE | DATA NOT AVAILABLE | 0.06 | 0.06 | 0.063158 | 0 | 0 | 2020-09-11 | DATA NOT AVAILABLE | N | DATA NOT AVAILABLE | DATA NOT AVAILABLE | DATA NOT AVAILABLE | DATA NOT AVAILABLE | DATA NOT AVAILABLE | 2023-08-10
DATA NOT AVAILABLE | DATA NOT AVAILABLE | VENN UTILITY DESIGN LTD | IDNO | 1 | PICROCKNIE DEVELOPMENT | ALYTH | PERTHSHIRE AND KINROSS | PH11 8JJ | SCOTLAND | 325994 | 748800 | COUPAR ANGUS | DATA NOT APPLICABLE | ALYTH | 11 | SCOTTISH HYDRO ELECTRIC POWER DISTRIBUTION PLC | SOLAR | PHOTOVOLTAIC | DATA NOT AVAILABLE | DATA NOT AVAILABLE | DATA NOT AVAILABLE | 0.239 | DATA NOT AVAILABLE | DATA NOT AVAILABLE | DATA NOT AVAILABLE | DATA NOT AVAILABLE | DATA NOT AVAILABLE | DATA NOT AVAILABLE | DATA NOT AVAILABLE | DATA NOT AVAILABLE | DATA NOT AVAILABLE | DATA NOT AVAILABLE | DATA NOT AVAILABLE | DATA NOT AVAILABLE | DATA NOT AVAILABLE | ACCEPTED TO CONNECT | DATA NOT AVAILABLE | DATA NOT AVAILABLE | DATA NOT AVAILABLE | DATA NOT AVAILABLE | DATA NOT AVAILABLE | DATA NOT AVAILABLE | 0.239 | 0.239 | 0.25158 | 0.94316 | 0.896 | 2022-04-28 | DATA NOT AVAILABLE | N | DATA NOT AVAILABLE | DATA NOT AVAILABLE | DATA NOT AVAILABLE | DATA NOT AVAILABLE | DATA NOT AVAILABLE | 2023-08-10
DATA NOT AVAILABLE | DATA NOT AVAILABLE | WATT ENERGY SAVER LTD | 60KW PV | BOLDER ACADEMY | 390 LONDON ROAD ISLEWORTH LONDON | LONDON | PERTHSHIRE AND KINROSS | TW7 5AJ | ENGLAND | 516058 | 176643 | EALING GSP | DATA NOT AVAILABLE | BOSTON MANOR | 11 | SOUTHERN ELECTRIC POWER DISTRIBUTION PLC | SOLAR | PHOTOVOLTAIC | DATA NOT AVAILABLE | DATA NOT AVAILABLE | DATA NOT AVAILABLE | 0.06 | DATA NOT AVAILABLE | DATA NOT AVAILABLE | DATA NOT AVAILABLE | DATA NOT AVAILABLE | DATA NOT AVAILABLE | DATA NOT AVAILABLE | DATA NOT AVAILABLE | DATA NOT AVAILABLE | DATA NOT AVAILABLE | DATA NOT AVAILABLE | DATA NOT AVAILABLE | DATA NOT AVAILABLE | DATA NOT AVAILABLE | ACCEPTED TO CONNECT | DATA NOT AVAILABLE | DATA NOT AVAILABLE | DATA NOT AVAILABLE | DATA NOT AVAILABLE | DATA NOT AVAILABLE | DATA NOT AVAILABLE | 0.06 | 0.06 | 0.063158 | 0.69474 | 0.66 | 2020-09-22 | DATA NOT AVAILABLE | N | DATA NOT AVAILABLE | DATA NOT AVAILABLE | DATA NOT AVAILABLE | DATA NOT AVAILABLE | DATA NOT AVAILABLE | 2023-08-10
DATA NOT AVAILABLE | DATA NOT AVAILABLE | MES Power Engineering | ABDN 190KW - PV MULTIPLES @ 208 PLOTS | MAIDENCRAIG SOUTH PHASE 2 1 - 208 | LANG STRACHT | ABERDEEN | ABERDEENSHIRE | AB15 6NP | SCOTLAND | 388887 | 806507 | WOODHILL | DATA NOT APPLICABLE | SPRINGHILL | 11 | SCOTTISH HYDRO ELECTRIC POWER DISTRIBUTION PLC | SOLAR | PHOTOVOLTAIC | DATA NOT AVAILABLE | DATA NOT AVAILABLE | DATA NOT AVAILABLE | 0.186 | DATA NOT AVAILABLE | DATA NOT AVAILABLE | DATA NOT AVAILABLE | DATA NOT AVAILABLE | DATA NOT AVAILABLE | DATA NOT AVAILABLE | DATA NOT AVAILABLE | DATA NOT AVAILABLE | DATA NOT AVAILABLE | DATA NOT AVAILABLE | DATA NOT AVAILABLE | DATA NOT AVAILABLE | DATA NOT AVAILABLE | ACCEPTED TO CONNECT | DATA NOT AVAILABLE | DATA NOT AVAILABLE | DATA NOT AVAILABLE | DATA NOT AVAILABLE | DATA NOT AVAILABLE | DATA NOT AVAILABLE | 0.186 | 0.186 | 0.19579 | 0.43789 | 0.416 | 2021-07-07 | DATA NOT AVAILABLE | N | DATA NOT AVAILABLE | DATA NOT AVAILABLE | DATA NOT AVAILABLE | DATA NOT AVAILABLE | DATA NOT AVAILABLE | 2023-08-10
DATA NOT AVAILABLE | DATA NOT AVAILABLE | EMTEC ENERGY | RETURNED - SINCAL 0.190MW - PV | GRAHAM'S THE FAMILY DAIRY | BALMAKEITH INDUSTRIAL ESTATE | NAIRN | HIGHLAND | IV12 5QW | SCOTLAND | 289325 | 856388 | NAIRN | DATA NOT APPLICABLE | NAIRN CENTRAL | 11 | SCOTTISH HYDRO ELECTRIC POWER DISTRIBUTION PLC | SOLAR | PHOTOVOLTAIC | DATA NOT AVAILABLE | DATA NOT AVAILABLE | DATA NOT AVAILABLE | 0.276 | DATA NOT AVAILABLE | DATA NOT AVAILABLE | DATA NOT AVAILABLE | DATA NOT AVAILABLE | DATA NOT AVAILABLE | DATA NOT AVAILABLE | DATA NOT AVAILABLE | DATA NOT AVAILABLE | DATA NOT AVAILABLE | DATA NOT AVAILABLE | DATA NOT AVAILABLE | DATA NOT AVAILABLE | DATA NOT AVAILABLE | ACCEPTED TO CONNECT | DATA NOT AVAILABLE | DATA NOT AVAILABLE | DATA NOT AVAILABLE | DATA NOT AVAILABLE | DATA NOT AVAILABLE | DATA NOT AVAILABLE | 0.276 | 0.19 | 0.2 | 0.0010526 | 0.001 | 2021-02-12 | DATA NOT AVAILABLE | N | DATA NOT AVAILABLE | DATA NOT AVAILABLE | DATA NOT AVAILABLE | DATA NOT AVAILABLE | DATA NOT AVAILABLE | 2023-08-10
DATA NOT AVAILABLE | DATA NOT AVAILABLE | GS BROWN CONSTRUCTION LTD | GS 2710 RORRIE TERRACE | DATA NOT AVAILABLE | RORRIE TERRACE METHVEN | PERTH | PERTHSHIRE AND KINROSS | PH1 3PL | SCOTLAND | 302896 | 726145 | BURGHMUIR | DATA NOT APPLICABLE | REDGORTON | 11 | SCOTTISH HYDRO ELECTRIC POWER DISTRIBUTION PLC | SOLAR | PHOTOVOLTAIC | DATA NOT AVAILABLE | DATA NOT AVAILABLE | DATA NOT AVAILABLE | 0.054 | DATA NOT AVAILABLE | DATA NOT AVAILABLE | DATA NOT AVAILABLE | DATA NOT AVAILABLE | DATA NOT AVAILABLE | DATA NOT AVAILABLE | DATA NOT AVAILABLE | DATA NOT AVAILABLE | DATA NOT AVAILABLE | DATA NOT AVAILABLE | DATA NOT AVAILABLE | DATA NOT AVAILABLE | DATA NOT AVAILABLE | ACCEPTED TO CONNECT | DATA NOT AVAILABLE | DATA NOT AVAILABLE | DATA NOT AVAILABLE | DATA NOT AVAILABLE | DATA NOT AVAILABLE | DATA NOT AVAILABLE | 0.054 | 0.054 | 0.056842 | 0.14737 | 0.14 | 2021-11-23 | DATA NOT AVAILABLE | N | DATA NOT AVAILABLE | DATA NOT AVAILABLE | DATA NOT AVAILABLE | DATA NOT AVAILABLE | DATA NOT AVAILABLE | 2023-08-10
DATA NOT AVAILABLE | DATA NOT AVAILABLE | MUIR GROUP | 599KVA - 199KW PV | STANLEY H30 | PERTH ROAD STANLEY | PERTH | PERTHSHIRE AND KINROSS | PH1 4PP | SCOTLAND | 310238 | 731491 | BURGHMUIR | DATA NOT APPLICABLE | REDGORTON | 11 | SCOTTISH HYDRO ELECTRIC POWER DISTRIBUTION PLC | SOLAR | PHOTOVOLTAIC | DATA NOT AVAILABLE | DATA NOT AVAILABLE | DATA NOT AVAILABLE | 0.199 | DATA NOT AVAILABLE | DATA NOT AVAILABLE | DATA NOT AVAILABLE | DATA NOT AVAILABLE | DATA NOT AVAILABLE | DATA NOT AVAILABLE | DATA NOT AVAILABLE | DATA NOT AVAILABLE | DATA NOT AVAILABLE | DATA NOT AVAILABLE | DATA NOT AVAILABLE | DATA NOT AVAILABLE | DATA NOT AVAILABLE | ACCEPTED TO CONNECT | DATA NOT AVAILABLE | DATA NOT AVAILABLE | DATA NOT AVAILABLE | DATA NOT AVAILABLE | DATA NOT AVAILABLE | DATA NOT AVAILABLE | 0.199 | 0.199 | 0.20947 | 0.63053 | 0.599 | 2022-05-10 | DATA NOT AVAILABLE | N | DATA NOT AVAILABLE | DATA NOT AVAILABLE | DATA NOT AVAILABLE | DATA NOT AVAILABLE | DATA NOT AVAILABLE | 2023-08-10
DATA NOT AVAILABLE | DATA NOT AVAILABLE | QODA CONSULTING LTD | 75 X 3KW PV | DATA NOT AVAILABLE | COURT PLACE GARDENS IFFLEY | OXFORD | OXFORDSHIRE | OX4 4EW | ENGLAND | 452698 | 203407 | COWLEY GSP | COWLEY LOCAL | ROSE HILL | 11 | SOUTHERN ELECTRIC POWER DISTRIBUTION PLC | SOLAR | PHOTOVOLTAIC | DATA NOT AVAILABLE | DATA NOT AVAILABLE | DATA NOT AVAILABLE | 0.225 | DATA NOT AVAILABLE | DATA NOT AVAILABLE | DATA NOT AVAILABLE | DATA NOT AVAILABLE | DATA NOT AVAILABLE | DATA NOT AVAILABLE | DATA NOT AVAILABLE | DATA NOT AVAILABLE | DATA NOT AVAILABLE | DATA NOT AVAILABLE | DATA NOT AVAILABLE | DATA NOT AVAILABLE | DATA NOT AVAILABLE | ACCEPTED TO CONNECT | DATA NOT AVAILABLE | DATA NOT AVAILABLE | DATA NOT AVAILABLE | DATA NOT AVAILABLE | DATA NOT AVAILABLE | DATA NOT AVAILABLE | 0.225 | 0.225 | 0.23684 | 0.84211 | 0.8 | 2022-05-03 | DATA NOT AVAILABLE | N | DATA NOT AVAILABLE | DATA NOT AVAILABLE | DATA NOT AVAILABLE | DATA NOT AVAILABLE | DATA NOT AVAILABLE | 2023-08-10
DATA NOT AVAILABLE | DATA NOT AVAILABLE | STEWART MILNE HOMES | 64.6KW - PV @ 38 MULTIPLES | PHASE 5 REMIX (2), SILVER BIRCHES | GREYSTONE ROAD | ALFORD | ABERDEENSHIRE | AB33 8EZ | SCOTLAND | 356989 | 816267 | TARLAND | DATA NOT APPLICABLE | WHITEHOUSE | 11 | SCOTTISH HYDRO ELECTRIC POWER DISTRIBUTION PLC | SOLAR | PHOTOVOLTAIC | DATA NOT AVAILABLE | DATA NOT AVAILABLE | DATA NOT AVAILABLE | 0.065 | DATA NOT AVAILABLE | DATA NOT AVAILABLE | DATA NOT AVAILABLE | DATA NOT AVAILABLE | DATA NOT AVAILABLE | DATA NOT AVAILABLE | DATA NOT AVAILABLE | DATA NOT AVAILABLE | DATA NOT AVAILABLE | DATA NOT AVAILABLE | DATA NOT AVAILABLE | DATA NOT AVAILABLE | DATA NOT AVAILABLE | ACCEPTED TO CONNECT | DATA NOT AVAILABLE | DATA NOT AVAILABLE | DATA NOT AVAILABLE | DATA NOT AVAILABLE | DATA NOT AVAILABLE | DATA NOT AVAILABLE | 0.065 | 0.001 | 0.0010526 | 0.17474 | 0.166 | 2021-02-19 | DATA NOT AVAILABLE | N | DATA NOT AVAILABLE | DATA NOT AVAILABLE | DATA NOT AVAILABLE | DATA NOT AVAILABLE | DATA NOT AVAILABLE | 2023-08-10
DATA NOT AVAILABLE | DATA NOT AVAILABLE | DEEPBRIDGE RENEWABLE ENERGY (2) LTD | 0.999MW - HYDRO | KINLOCHDAMPH HYDRO | KINLOCHDAMPH ESTATE | KISHORN | PERTHSHIRE AND KINROSS | IV54 8UY | SCOTLAND | 184305 | 844118 | GRUDIE BRIDGE | DATA NOT APPLICABLE | GRUDIE BRIDGE | 33 | SCOTTISH HYDRO ELECTRIC POWER DISTRIBUTION PLC | HYDRO (TO BE CONFIRMED) | HYDRO - OTHER | DATA NOT AVAILABLE | DATA NOT AVAILABLE | DATA NOT AVAILABLE | 0.999 | DATA NOT AVAILABLE | DATA NOT AVAILABLE | DATA NOT AVAILABLE | DATA NOT AVAILABLE | DATA NOT AVAILABLE | DATA NOT AVAILABLE | DATA NOT AVAILABLE | DATA NOT AVAILABLE | DATA NOT AVAILABLE | DATA NOT AVAILABLE | DATA NOT AVAILABLE | DATA NOT AVAILABLE | DATA NOT AVAILABLE | ACCEPTED TO CONNECT | DATA NOT AVAILABLE | DATA NOT AVAILABLE | DATA NOT AVAILABLE | DATA NOT AVAILABLE | DATA NOT AVAILABLE | DATA NOT AVAILABLE | 0.999 | 0.999 | 1.0516 | 0.026316 | 0.025 | 2021-03-19 | DATA NOT AVAILABLE | N | DATA NOT AVAILABLE | DATA NOT AVAILABLE | DATA NOT AVAILABLE | DATA NOT AVAILABLE | DATA NOT AVAILABLE | 2023-08-10
DATA NOT AVAILABLE | DATA NOT AVAILABLE | TULLOCH HOMES LTD | ISSUED | 28.62KW PV @ 28 MULTIPLES & DEMAND, | HORSE FIELD | AVIEMORE | PERTHSHIRE AND KINROSS | PH22 1US | SCOTLAND | 289361 | 812901 | BOAT OF GARTEN | DATA NOT APPLICABLE | AVIEMORE | 11 | SCOTTISH HYDRO ELECTRIC POWER DISTRIBUTION PLC | SOLAR | PHOTOVOLTAIC | DATA NOT AVAILABLE | DATA NOT AVAILABLE | DATA NOT AVAILABLE | 0.029 | DATA NOT AVAILABLE | DATA NOT AVAILABLE | DATA NOT AVAILABLE | DATA NOT AVAILABLE | DATA NOT AVAILABLE | DATA NOT AVAILABLE | DATA NOT AVAILABLE | DATA NOT AVAILABLE | DATA NOT AVAILABLE | DATA NOT AVAILABLE | DATA NOT AVAILABLE | DATA NOT AVAILABLE | DATA NOT AVAILABLE | ACCEPTED TO CONNECT | DATA NOT AVAILABLE | DATA NOT AVAILABLE | DATA NOT AVAILABLE | DATA NOT AVAILABLE | DATA NOT AVAILABLE | DATA NOT AVAILABLE | 0.029 | 0.029 | 0.030526 | 0.96632 | 0.918 | 2021-06-11 | DATA NOT AVAILABLE | N | DATA NOT AVAILABLE | DATA NOT AVAILABLE | DATA NOT AVAILABLE | DATA NOT AVAILABLE | DATA NOT AVAILABLE | 2023-08-10
DATA NOT AVAILABLE | DATA NOT AVAILABLE | EUROPEAN MARINE ENERGY CENTRE | 0MW - BATTERY (ADD CAP 4MW TIDAL EXISTING) | EDAY TIDAL STREAM, EMEC EDAY TEST SITE | EDAY | ORKNEY | ORKNEY ISLANDS | KW17 2AA | SCOTLAND | 356219 | 1030832 | THURSO | DATA NOT APPLICABLE | EDAY TIDAL STREAM | 33 | SCOTTISH HYDRO ELECTRIC POWER DISTRIBUTION PLC | OTHER | OTHER | DATA NOT AVAILABLE | DATA NOT AVAILABLE | DATA NOT AVAILABLE | 0.6 | DATA NOT AVAILABLE | DATA NOT AVAILABLE | DATA NOT AVAILABLE | DATA NOT AVAILABLE | DATA NOT AVAILABLE | DATA NOT AVAILABLE | DATA NOT AVAILABLE | DATA NOT AVAILABLE | DATA NOT AVAILABLE | DATA NOT AVAILABLE | DATA NOT AVAILABLE | DATA NOT AVAILABLE | DATA NOT AVAILABLE | ACCEPTED TO CONNECT | DATA NOT AVAILABLE | DATA NOT AVAILABLE | DATA NOT AVAILABLE | DATA NOT AVAILABLE | DATA NOT AVAILABLE | DATA NOT AVAILABLE | 0.6 | 0 | 0 | 0 | 0 | 2021-03-04 | DATA NOT AVAILABLE | N | DATA NOT AVAILABLE | DATA NOT AVAILABLE | DATA NOT AVAILABLE | DATA NOT AVAILABLE | DATA NOT AVAILABLE | 2023-08-10
DATA NOT AVAILABLE | DATA NOT AVAILABLE | SCOTIA HOMES | REQUOTE | DATA NOT AVAILABLE | RESIDENTIAL DEVELOPMENT MOYNESS | BLAIRGOWRIE | PERTHSHIRE AND KINROSS | DATA NOT AVAILABLE | SCOTLAND | DATA NOT AVAILABLE | DATA NOT AVAILABLE | COUPAR ANGUS | DATA NOT APPLICABLE | BLAIRGOWRIE | 11 | SCOTTISH HYDRO ELECTRIC POWER DISTRIBUTION PLC | SOLAR | PHOTOVOLTAIC | DATA NOT AVAILABLE | DATA NOT AVAILABLE | DATA NOT AVAILABLE | 0.088 | DATA NOT AVAILABLE | DATA NOT AVAILABLE | DATA NOT AVAILABLE | DATA NOT AVAILABLE | DATA NOT AVAILABLE | DATA NOT AVAILABLE | DATA NOT AVAILABLE | DATA NOT AVAILABLE | DATA NOT AVAILABLE | DATA NOT AVAILABLE | DATA NOT AVAILABLE | DATA NOT AVAILABLE | DATA NOT AVAILABLE | ACCEPTED TO CONNECT | DATA NOT AVAILABLE | DATA NOT AVAILABLE | DATA NOT AVAILABLE | DATA NOT AVAILABLE | DATA NOT AVAILABLE | DATA NOT AVAILABLE | 0.088 | 0.088 | 0.092632 | 0.21684 | 0.206 | 2021-03-03 | DATA NOT AVAILABLE | N | DATA NOT AVAILABLE | DATA NOT AVAILABLE | DATA NOT AVAILABLE | DATA NOT AVAILABLE | DATA NOT AVAILABLE | 2023-08-10
DATA NOT AVAILABLE | DATA NOT AVAILABLE | UCSM LTD | PC HVDG (BOYCE) | GRIFFINS FARM | BOWDEN HILL | CHIPPENHAM | WILTSHIRE | SN15 2BF | ENGLAND | 393317 | 167774 | MELKSHAM GSP | NORRINGTON | MELKSHAM TOWN | 11 | SOUTHERN ELECTRIC POWER DISTRIBUTION PLC | SOLAR | PHOTOVOLTAIC | DATA NOT AVAILABLE | DATA NOT AVAILABLE | DATA NOT AVAILABLE | 0.12 | DATA NOT AVAILABLE | DATA NOT AVAILABLE | DATA NOT AVAILABLE | DATA NOT AVAILABLE | DATA NOT AVAILABLE | DATA NOT AVAILABLE | DATA NOT AVAILABLE | DATA NOT AVAILABLE | DATA NOT AVAILABLE | DATA NOT AVAILABLE | DATA NOT AVAILABLE | DATA NOT AVAILABLE | DATA NOT AVAILABLE | ACCEPTED TO CONNECT | DATA NOT AVAILABLE | DATA NOT AVAILABLE | DATA NOT AVAILABLE | DATA NOT AVAILABLE | DATA NOT AVAILABLE | DATA NOT AVAILABLE | 0.12 | 0.12 | 0.12632 | 0.25053 | 0.238 | 2021-12-06 | DATA NOT AVAILABLE | N | DATA NOT AVAILABLE | DATA NOT AVAILABLE | DATA NOT AVAILABLE | DATA NOT AVAILABLE | DATA NOT AVAILABLE | 2023-08-10
DATA NOT AVAILABLE | DATA NOT AVAILABLE | THAMES WATER UTILITIES LTD | 120KW PV | THAMES WATER, WITNEY STW | DUCKLINGTON LANE | OXFORD | OXFORDSHIRE | OX28 5JH | ENGLAND | 434893 | 208368 | COWLEY GSP | WITNEY | WINDRUSH PARK | 11 | SOUTHERN ELECTRIC POWER DISTRIBUTION PLC | OTHER | OTHER | DATA NOT AVAILABLE | DATA NOT AVAILABLE | DATA NOT AVAILABLE | 0.12 | DATA NOT AVAILABLE | DATA NOT AVAILABLE | DATA NOT AVAILABLE | DATA NOT AVAILABLE | DATA NOT AVAILABLE | DATA NOT AVAILABLE | DATA NOT AVAILABLE | DATA NOT AVAILABLE | DATA NOT AVAILABLE | DATA NOT AVAILABLE | DATA NOT AVAILABLE | DATA NOT AVAILABLE | DATA NOT AVAILABLE | ACCEPTED TO CONNECT | DATA NOT AVAILABLE | DATA NOT AVAILABLE | DATA NOT AVAILABLE | DATA NOT AVAILABLE | DATA NOT AVAILABLE | DATA NOT AVAILABLE | 0.12 | 0.12 | 0.12632 | 0 | 0 | 2022-04-19 | DATA NOT AVAILABLE | N | DATA NOT AVAILABLE | DATA NOT AVAILABLE | DATA NOT AVAILABLE | DATA NOT AVAILABLE | DATA NOT AVAILABLE | 2023-08-10
DATA NOT AVAILABLE | DATA NOT AVAILABLE | IQA GROUP | DATA NOT AVAILABLE | FORMER KILLEARN HOSPITAL 1 | A81 KILLEARN | GLASGOW | STIRLING | G63 9QQ | SCOTLAND | 250736 | 685378 | STRATHLEVEN | DATA NOT APPLICABLE | KILLEARN | 11 | SCOTTISH HYDRO ELECTRIC POWER DISTRIBUTION PLC | SOLAR | PHOTOVOLTAIC | DATA NOT AVAILABLE | DATA NOT AVAILABLE | DATA NOT AVAILABLE | 0.066 | DATA NOT AVAILABLE | DATA NOT AVAILABLE | DATA NOT AVAILABLE | DATA NOT AVAILABLE | DATA NOT AVAILABLE | DATA NOT AVAILABLE | DATA NOT AVAILABLE | DATA NOT AVAILABLE | DATA NOT AVAILABLE | DATA NOT AVAILABLE | DATA NOT AVAILABLE | DATA NOT AVAILABLE | DATA NOT AVAILABLE | ACCEPTED TO CONNECT | DATA NOT AVAILABLE | DATA NOT AVAILABLE | DATA NOT AVAILABLE | DATA NOT AVAILABLE | DATA NOT AVAILABLE | DATA NOT AVAILABLE | 0.066 | 0.066 | 0.069474 | 0.23158 | 0.22 | 2022-06-24 | DATA NOT AVAILABLE | N | DATA NOT AVAILABLE | DATA NOT AVAILABLE | DATA NOT AVAILABLE | DATA NOT AVAILABLE | DATA NOT AVAILABLE | 2023-08-10
DATA NOT AVAILABLE | DATA NOT AVAILABLE | GTC | 69.4KW - PV @ 62 MULTIPLES | KINGSPARK | GILLBURN ROAD | DUNDEE | DUNDEE | DD3 0AB | SCOTLAND | 339592 | 733226 | LYNDHURST | DATA NOT APPLICABLE | WEST KIRKTON | 11 | SCOTTISH HYDRO ELECTRIC POWER DISTRIBUTION PLC | SOLAR | PHOTOVOLTAIC | DATA NOT AVAILABLE | DATA NOT AVAILABLE | DATA NOT AVAILABLE | 0.069 | DATA NOT AVAILABLE | DATA NOT AVAILABLE | DATA NOT AVAILABLE | DATA NOT AVAILABLE | DATA NOT AVAILABLE | DATA NOT AVAILABLE | DATA NOT AVAILABLE | DATA NOT AVAILABLE | DATA NOT AVAILABLE | DATA NOT AVAILABLE | DATA NOT AVAILABLE | DATA NOT AVAILABLE | DATA NOT AVAILABLE | ACCEPTED TO CONNECT | DATA NOT AVAILABLE | DATA NOT AVAILABLE | DATA NOT AVAILABLE | DATA NOT AVAILABLE | DATA NOT AVAILABLE | DATA NOT AVAILABLE | 0.069 | 0.069 | 0.072632 | 0 | 0 | 2021-05-28 | DATA NOT AVAILABLE | N | DATA NOT AVAILABLE | DATA NOT AVAILABLE | DATA NOT AVAILABLE | DATA NOT AVAILABLE | DATA NOT AVAILABLE | 2023-08-10
DATA NOT AVAILABLE | DATA NOT AVAILABLE | A&J STEPHEN LTD | 525KVA LOAD & 145.25KW PV | DATA NOT AVAILABLE | HALL ROAD GUILDTOWN | PERTH | PERTHSHIRE AND KINROSS | PH2 6BY | SCOTLAND | 313480 | 731730 | ABERNETHY | DATA NOT APPLICABLE | BALBEGGIE | 11 | SCOTTISH HYDRO ELECTRIC POWER DISTRIBUTION PLC | SOLAR | PHOTOVOLTAIC | DATA NOT AVAILABLE | DATA NOT AVAILABLE | DATA NOT AVAILABLE | 0.145 | DATA NOT AVAILABLE | DATA NOT AVAILABLE | DATA NOT AVAILABLE | DATA NOT AVAILABLE | DATA NOT AVAILABLE | DATA NOT AVAILABLE | DATA NOT AVAILABLE | DATA NOT AVAILABLE | DATA NOT AVAILABLE | DATA NOT AVAILABLE | DATA NOT AVAILABLE | DATA NOT AVAILABLE | DATA NOT AVAILABLE | ACCEPTED TO CONNECT | DATA NOT AVAILABLE | DATA NOT AVAILABLE | DATA NOT AVAILABLE | DATA NOT AVAILABLE | DATA NOT AVAILABLE | DATA NOT AVAILABLE | 0.145 | 0.145 | 0.15263 | 0.55263 | 0.525 | 2021-05-05 | DATA NOT AVAILABLE | N | DATA NOT AVAILABLE | DATA NOT AVAILABLE | DATA NOT AVAILABLE | DATA NOT AVAILABLE | DATA NOT AVAILABLE | 2023-08-10
DATA NOT AVAILABLE | DATA NOT AVAILABLE | BARTERS FARM NURSERIES LTD | HV STUDY MELK 246.4KW PV | BARTERS FARM NURSERIES LIMITED, | HIGH STREET CHAPMANSLADE | WESTBURY | WILTSHIRE | BA13 4AL | ENGLAND | 382864 | 147874 | MELKSHAM GSP | FROME | WESTBURY | 11 | SOUTHERN ELECTRIC POWER DISTRIBUTION PLC | SOLAR | PHOTOVOLTAIC | DATA NOT AVAILABLE | DATA NOT AVAILABLE | DATA NOT AVAILABLE | 0.246 | DATA NOT AVAILABLE | DATA NOT AVAILABLE | DATA NOT AVAILABLE | DATA NOT AVAILABLE | DATA NOT AVAILABLE | DATA NOT AVAILABLE | DATA NOT AVAILABLE | DATA NOT AVAILABLE | DATA NOT AVAILABLE | DATA NOT AVAILABLE | DATA NOT AVAILABLE | DATA NOT AVAILABLE | DATA NOT AVAILABLE | ACCEPTED TO CONNECT | DATA NOT AVAILABLE | DATA NOT AVAILABLE | DATA NOT AVAILABLE | DATA NOT AVAILABLE | DATA NOT AVAILABLE | DATA NOT AVAILABLE | 0.246 | 0.246 | 0.25895 | 0.67895 | 0.645 | 2022-08-25 | DATA NOT AVAILABLE | N | DATA NOT AVAILABLE | DATA NOT AVAILABLE | DATA NOT AVAILABLE | DATA NOT AVAILABLE | DATA NOT AVAILABLE | 2023-08-10
DATA NOT AVAILABLE | DATA NOT AVAILABLE | PETRIE BUCHANAN CONSULTANTS LIMITED | QUALITY | PLOT 1 - 29 | LOIRSTON LOCH REDMOSS ROAD | ABERDEEN | ABERDEENSHIRE | AB12 3LL | SCOTLAND | 393339 | 800938 | REDMOSS | DATA NOT APPLICABLE | REDMOSS | 11 | SCOTTISH HYDRO ELECTRIC POWER DISTRIBUTION PLC | SOLAR | PHOTOVOLTAIC | DATA NOT AVAILABLE | DATA NOT AVAILABLE | DATA NOT AVAILABLE | 0.03 | DATA NOT AVAILABLE | DATA NOT AVAILABLE | DATA NOT AVAILABLE | DATA NOT AVAILABLE | DATA NOT AVAILABLE | DATA NOT AVAILABLE | DATA NOT AVAILABLE | DATA NOT AVAILABLE | DATA NOT AVAILABLE | DATA NOT AVAILABLE | DATA NOT AVAILABLE | DATA NOT AVAILABLE | DATA NOT AVAILABLE | ACCEPTED TO CONNECT | DATA NOT AVAILABLE | DATA NOT AVAILABLE | DATA NOT AVAILABLE | DATA NOT AVAILABLE | DATA NOT AVAILABLE | DATA NOT AVAILABLE | 0.03 | 0.03 | 0.031579 | 0.096842 | 0.092 | 2021-04-30 | DATA NOT AVAILABLE | N | DATA NOT AVAILABLE | DATA NOT AVAILABLE | DATA NOT AVAILABLE | DATA NOT AVAILABLE | DATA NOT AVAILABLE | 2023-08-10
DATA NOT AVAILABLE | DATA NOT AVAILABLE | BIOSUS ENERGY LTD | 160KW CHP LIMITED TO 50KW. | LOSSIE SEAFOODS LTD 2 | MARCH ROAD IND EST | BUCKIE | MORAY | AB56 4BY | SCOTLAND | 343771 | 865753 | KEITH | DATA NOT APPLICABLE | BUCKIE | 11 | SCOTTISH HYDRO ELECTRIC POWER DISTRIBUTION PLC | ADVANCED FUEL GASIFICATION OR PYROLYSIS | DATA NOT AVAILABLE | DATA NOT AVAILABLE | DATA NOT AVAILABLE | DATA NOT AVAILABLE | 0.16 | DATA NOT AVAILABLE | DATA NOT AVAILABLE | DATA NOT AVAILABLE | DATA NOT AVAILABLE | DATA NOT AVAILABLE | DATA NOT AVAILABLE | DATA NOT AVAILABLE | DATA NOT AVAILABLE | DATA NOT AVAILABLE | DATA NOT AVAILABLE | DATA NOT AVAILABLE | DATA NOT AVAILABLE | DATA NOT AVAILABLE | ACCEPTED TO CONNECT | DATA NOT AVAILABLE | DATA NOT AVAILABLE | DATA NOT AVAILABLE | DATA NOT AVAILABLE | DATA NOT AVAILABLE | DATA NOT AVAILABLE | 0.16 | 0.05 | 0.052632 | 0.16842 | 0.16 | 2021-05-12 | DATA NOT AVAILABLE | N | DATA NOT AVAILABLE | DATA NOT AVAILABLE | DATA NOT AVAILABLE | DATA NOT AVAILABLE | DATA NOT AVAILABLE | 2023-08-10
DATA NOT AVAILABLE | DATA NOT AVAILABLE | NORTH FISH (SHETLAND) LTD | LOAD + 900KW WIND | NORTH FISH (SHETLAND) LTD | GRONNACK WHITENESS | SHETLAND | SHETLAND ISLANDS | ZE1 0DG | SCOTLAND | 446250 | 1142972 | GREMISTA | DATA NOT APPLICABLE | GREMISTA 11KV SWITCHROOM | 11 | SCOTTISH HYDRO ELECTRIC POWER DISTRIBUTION PLC | WIND | ONSHORE WIND TURBINES | DATA NOT AVAILABLE | DATA NOT AVAILABLE | DATA NOT AVAILABLE | 0.9 | DATA NOT AVAILABLE | DATA NOT AVAILABLE | DATA NOT AVAILABLE | DATA NOT AVAILABLE | DATA NOT AVAILABLE | DATA NOT AVAILABLE | DATA NOT AVAILABLE | DATA NOT AVAILABLE | DATA NOT AVAILABLE | DATA NOT AVAILABLE | DATA NOT AVAILABLE | DATA NOT AVAILABLE | DATA NOT AVAILABLE | ACCEPTED TO CONNECT | DATA NOT AVAILABLE | DATA NOT AVAILABLE | DATA NOT AVAILABLE | DATA NOT AVAILABLE | DATA NOT AVAILABLE | DATA NOT AVAILABLE | 0.9 | 0.9 | 0.94737 | 0.94737 | 0.9 | 2021-09-09 | DATA NOT AVAILABLE | N | DATA NOT AVAILABLE | DATA NOT AVAILABLE | DATA NOT AVAILABLE | DATA NOT AVAILABLE | DATA NOT AVAILABLE | 2023-08-10
DATA NOT AVAILABLE | DATA NOT AVAILABLE | WALLACE WHITTLE | PEER | DATA NOT AVAILABLE | REPLACEMENT RIVERBANK PRIMARY SCHOOL TILLYDRONE | ABERDEEN | ABERDEENSHIRE | AB24 2RD | SCOTLAND | 393190 | 808779 | WILLOWDALE | DATA NOT APPLICABLE | HAYTON | 11 | SCOTTISH HYDRO ELECTRIC POWER DISTRIBUTION PLC | SOLAR | PHOTOVOLTAIC | DATA NOT AVAILABLE | DATA NOT AVAILABLE | DATA NOT AVAILABLE | 0.1 | DATA NOT AVAILABLE | DATA NOT AVAILABLE | DATA NOT AVAILABLE | DATA NOT AVAILABLE | DATA NOT AVAILABLE | DATA NOT AVAILABLE | DATA NOT AVAILABLE | DATA NOT AVAILABLE | DATA NOT AVAILABLE | DATA NOT AVAILABLE | DATA NOT AVAILABLE | DATA NOT AVAILABLE | DATA NOT AVAILABLE | ACCEPTED TO CONNECT | DATA NOT AVAILABLE | DATA NOT AVAILABLE | DATA NOT AVAILABLE | DATA NOT AVAILABLE | DATA NOT AVAILABLE | DATA NOT AVAILABLE | 0.1 | 0.1 | 0.10526 | 0.54421 | 0.517 | 2022-10-24 | DATA NOT AVAILABLE | N | DATA NOT AVAILABLE | DATA NOT AVAILABLE | DATA NOT AVAILABLE | DATA NOT AVAILABLE | DATA NOT AVAILABLE | 2023-08-10
DATA NOT AVAILABLE | DATA NOT AVAILABLE | KIRKWOOD HOMES | 168KW PV @ 85 PROPERTIES (NO EXPORT) | DATA NOT AVAILABLE | EAST MAINS INCHMARLO | BANCHORY | PERTHSHIRE AND KINROSS | AB31 4FU | SCOTLAND | 367885 | 797260 | KINTORE | DATA NOT APPLICABLE | BANCHORY | 11 | SCOTTISH HYDRO ELECTRIC POWER DISTRIBUTION PLC | SOLAR | PHOTOVOLTAIC | DATA NOT AVAILABLE | DATA NOT AVAILABLE | DATA NOT AVAILABLE | 0.168 | DATA NOT AVAILABLE | DATA NOT AVAILABLE | DATA NOT AVAILABLE | DATA NOT AVAILABLE | DATA NOT AVAILABLE | DATA NOT AVAILABLE | DATA NOT AVAILABLE | DATA NOT AVAILABLE | DATA NOT AVAILABLE | DATA NOT AVAILABLE | DATA NOT AVAILABLE | DATA NOT AVAILABLE | DATA NOT AVAILABLE | ACCEPTED TO CONNECT | DATA NOT AVAILABLE | DATA NOT AVAILABLE | DATA NOT AVAILABLE | DATA NOT AVAILABLE | DATA NOT AVAILABLE | DATA NOT AVAILABLE | 0.168 | 0 | 0 | 0.20211 | 0.192 | 2021-09-01 | DATA NOT AVAILABLE | N | DATA NOT AVAILABLE | DATA NOT AVAILABLE | DATA NOT AVAILABLE | DATA NOT AVAILABLE | DATA NOT AVAILABLE | 2023-08-10
DATA NOT AVAILABLE | DATA NOT AVAILABLE | HAMPSHIRE COUNTY COUNCIL | FP SITE SURVEY COMPLETE 300KVA | NEW REPLACEMENT COSHAM FIRE STATION | NORTHERN ROAD COSHAM | PORTSMOUTH | PORTSMOUTH | PO6 3EP | ENGLAND | 465641 | 105721 | DATA NOT AVAILABLE | DATA NOT AVAILABLE | DATA NOT AVAILABLE | LV | SOUTHERN ELECTRIC POWER DISTRIBUTION PLC | SOLAR | PHOTOVOLTAIC | DATA NOT AVAILABLE | DATA NOT AVAILABLE | DATA NOT AVAILABLE | 0.03 | DATA NOT AVAILABLE | DATA NOT AVAILABLE | DATA NOT AVAILABLE | DATA NOT AVAILABLE | DATA NOT AVAILABLE | DATA NOT AVAILABLE | DATA NOT AVAILABLE | DATA NOT AVAILABLE | DATA NOT AVAILABLE | DATA NOT AVAILABLE | DATA NOT AVAILABLE | DATA NOT AVAILABLE | DATA NOT AVAILABLE | ACCEPTED TO CONNECT | DATA NOT AVAILABLE | DATA NOT AVAILABLE | DATA NOT AVAILABLE | DATA NOT AVAILABLE | DATA NOT AVAILABLE | DATA NOT AVAILABLE | 0.03 | 0.03 | 0.031579 | 0.31579 | 0.3 | 2022-12-14 | DATA NOT AVAILABLE | N | DATA NOT AVAILABLE | DATA NOT AVAILABLE | DATA NOT AVAILABLE | DATA NOT AVAILABLE | DATA NOT AVAILABLE | 2023-08-10
DATA NOT AVAILABLE | DATA NOT AVAILABLE | GTC | STEWART HOUSE | STEWART HOUSE | MID CRAIGIE INDUSTRIAL ESTATE | DUNDEE | DUNDEE | DD4 7RE | SCOTLAND | 342869 | 731819 | MILTON OF CRAIGIE | DATA NOT APPLICABLE | OLD CRAIGIE ROAD | 11 | SCOTTISH HYDRO ELECTRIC POWER DISTRIBUTION PLC | SOLAR | PHOTOVOLTAIC | DATA NOT AVAILABLE | DATA NOT AVAILABLE | DATA NOT AVAILABLE | 0.092 | DATA NOT AVAILABLE | DATA NOT AVAILABLE | DATA NOT AVAILABLE | DATA NOT AVAILABLE | DATA NOT AVAILABLE | DATA NOT AVAILABLE | DATA NOT AVAILABLE | DATA NOT AVAILABLE | DATA NOT AVAILABLE | DATA NOT AVAILABLE | DATA NOT AVAILABLE | DATA NOT AVAILABLE | DATA NOT AVAILABLE | ACCEPTED TO CONNECT | DATA NOT AVAILABLE | DATA NOT AVAILABLE | DATA NOT AVAILABLE | DATA NOT AVAILABLE | DATA NOT AVAILABLE | DATA NOT AVAILABLE | 0.092 | 0.092 | 0.096842 | 0.14316 | 0.136 | 2023-06-02 | DATA NOT AVAILABLE | N | DATA NOT AVAILABLE | DATA NOT AVAILABLE | DATA NOT AVAILABLE | DATA NOT AVAILABLE | DATA NOT AVAILABLE | 2023-08-10
DATA NOT AVAILABLE | DATA NOT AVAILABLE | PBP SERVICES | 150KW PV | HALLMOSS FARM (STEADING) | NVERALLOCHY | FRASERBURGH | ABERDEENSHIRE | AB43 8YQ | SCOTLAND | 404563 | 863656 | FRASERBURGH | DATA NOT APPLICABLE | CAIRNBULG | 11 | SCOTTISH HYDRO ELECTRIC POWER DISTRIBUTION PLC | SOLAR | PHOTOVOLTAIC | DATA NOT AVAILABLE | DATA NOT AVAILABLE | DATA NOT AVAILABLE | 0.15 | DATA NOT AVAILABLE | DATA NOT AVAILABLE | DATA NOT AVAILABLE | DATA NOT AVAILABLE | DATA NOT AVAILABLE | DATA NOT AVAILABLE | DATA NOT AVAILABLE | DATA NOT AVAILABLE | DATA NOT AVAILABLE | DATA NOT AVAILABLE | DATA NOT AVAILABLE | DATA NOT AVAILABLE | DATA NOT AVAILABLE | ACCEPTED TO CONNECT | DATA NOT AVAILABLE | DATA NOT AVAILABLE | DATA NOT AVAILABLE | DATA NOT AVAILABLE | DATA NOT AVAILABLE | DATA NOT AVAILABLE | 0.15 | 0.15 | 0.15789 | 0 | 0 | 2021-09-15 | DATA NOT AVAILABLE | N | DATA NOT AVAILABLE | DATA NOT AVAILABLE | DATA NOT AVAILABLE | DATA NOT AVAILABLE | DATA NOT AVAILABLE | 2023-08-10
DATA NOT AVAILABLE | DATA NOT AVAILABLE | WATT ENERGY SAVER LTD | 60KW PV (REDUCED FROM 110KW) | WESTLANDS SPORTS CENTRE | WESTBOURNE CLOSE PRESTON PLUCKNETT | YEOVIL | DORSET | BA20 2DD | ENGLAND | 354472 | 116019 | AXMINSTER | YEOVIL | LARKHILL | 11 | SOUTHERN ELECTRIC POWER DISTRIBUTION PLC | SOLAR | PHOTOVOLTAIC | DATA NOT AVAILABLE | DATA NOT AVAILABLE | DATA NOT AVAILABLE | 0.11 | DATA NOT AVAILABLE | DATA NOT AVAILABLE | DATA NOT AVAILABLE | DATA NOT AVAILABLE | DATA NOT AVAILABLE | DATA NOT AVAILABLE | DATA NOT AVAILABLE | DATA NOT AVAILABLE | DATA NOT AVAILABLE | DATA NOT AVAILABLE | DATA NOT AVAILABLE | DATA NOT AVAILABLE | DATA NOT AVAILABLE | ACCEPTED TO CONNECT | DATA NOT AVAILABLE | DATA NOT AVAILABLE | DATA NOT AVAILABLE | DATA NOT AVAILABLE | DATA NOT AVAILABLE | DATA NOT AVAILABLE | 0.11 | 0.11 | 0.11579 | 0 | 0 | 2022-02-11 | DATA NOT AVAILABLE | N | DATA NOT AVAILABLE | DATA NOT AVAILABLE | DATA NOT AVAILABLE | DATA NOT AVAILABLE | DATA NOT AVAILABLE | 2023-08-10
DATA NOT AVAILABLE | DATA NOT AVAILABLE | NEWLAND HOMES LTD | LAND OFF STOREY MEWS | LAND OFF STOREY MEWS | STOREY MEWS | MALMESBURY | WILTSHIRE | SN16 0FB | ENGLAND | 393539 | 186490 | MELKSHAM GSP | CHIPPENHAM | MALMESBURY | 11 | SOUTHERN ELECTRIC POWER DISTRIBUTION PLC | SOLAR | PHOTOVOLTAIC | DATA NOT AVAILABLE | DATA NOT AVAILABLE | DATA NOT AVAILABLE | 0.13 | DATA NOT AVAILABLE | DATA NOT AVAILABLE | DATA NOT AVAILABLE | DATA NOT AVAILABLE | DATA NOT AVAILABLE | DATA NOT AVAILABLE | DATA NOT AVAILABLE | DATA NOT AVAILABLE | DATA NOT AVAILABLE | DATA NOT AVAILABLE | DATA NOT AVAILABLE | DATA NOT AVAILABLE | DATA NOT AVAILABLE | ACCEPTED TO CONNECT | DATA NOT AVAILABLE | DATA NOT AVAILABLE | DATA NOT AVAILABLE | DATA NOT AVAILABLE | DATA NOT AVAILABLE | DATA NOT AVAILABLE | 0.13 | 0.13 | 0.13684 | 0.37263 | 0.354 | 2022-09-12 | 2023-12-05 | N | DATA NOT AVAILABLE | DATA NOT AVAILABLE | DATA NOT AVAILABLE | DATA NOT AVAILABLE | DATA NOT AVAILABLE | 2023-08-10
DATA NOT AVAILABLE | DATA NOT AVAILABLE | KIRKWOOD HOMES | POC CHANGE | SAUCHEN PHASE 3 | MAIN STREET SAUCHEN | INVERURIE | ABERDEENSHIRE | AB51 7JU | SCOTLAND | 369969 | 811058 | KINTORE | DATA NOT APPLICABLE | MIDMAR | 11 | SCOTTISH HYDRO ELECTRIC POWER DISTRIBUTION PLC | SOLAR | PHOTOVOLTAIC | DATA NOT AVAILABLE | DATA NOT AVAILABLE | DATA NOT AVAILABLE | 0.089 | DATA NOT AVAILABLE | DATA NOT AVAILABLE | DATA NOT AVAILABLE | DATA NOT AVAILABLE | DATA NOT AVAILABLE | DATA NOT AVAILABLE | DATA NOT AVAILABLE | DATA NOT AVAILABLE | DATA NOT AVAILABLE | DATA NOT AVAILABLE | DATA NOT AVAILABLE | DATA NOT AVAILABLE | DATA NOT AVAILABLE | ACCEPTED TO CONNECT | DATA NOT AVAILABLE | DATA NOT AVAILABLE | DATA NOT AVAILABLE | DATA NOT AVAILABLE | DATA NOT AVAILABLE | DATA NOT AVAILABLE | 0.089 | 0 | 0 | 0.14211 | 0.135 | 2021-11-04 | DATA NOT AVAILABLE | N | DATA NOT AVAILABLE | DATA NOT AVAILABLE | DATA NOT AVAILABLE | DATA NOT AVAILABLE | DATA NOT AVAILABLE | 2023-08-10
DATA NOT AVAILABLE | DATA NOT AVAILABLE | WATT ENERGY SAVER | 220KW (NESTLES 1) | UNIT 1 | SEGRO PARK | HAYES | PERTHSHIRE AND KINROSS | UB3 4RF | ENGLAND | 510152 | 179247 | DATA NOT AVAILABLE | DATA NOT AVAILABLE | DATA NOT AVAILABLE | HV | SOUTHERN ELECTRIC POWER DISTRIBUTION PLC | SOLAR | PHOTOVOLTAIC | DATA NOT AVAILABLE | DATA NOT AVAILABLE | DATA NOT AVAILABLE | 0.22 | DATA NOT AVAILABLE | DATA NOT AVAILABLE | DATA NOT AVAILABLE | DATA NOT AVAILABLE | DATA NOT AVAILABLE | DATA NOT AVAILABLE | DATA NOT AVAILABLE | DATA NOT AVAILABLE | DATA NOT AVAILABLE | DATA NOT AVAILABLE | DATA NOT AVAILABLE | DATA NOT AVAILABLE | DATA NOT AVAILABLE | ACCEPTED TO CONNECT | DATA NOT AVAILABLE | DATA NOT AVAILABLE | DATA NOT AVAILABLE | DATA NOT AVAILABLE | DATA NOT AVAILABLE | DATA NOT AVAILABLE | 0.22 | 0.22 | 0.23158 | 0 | 0 | 2021-09-17 | DATA NOT AVAILABLE | N | DATA NOT AVAILABLE | DATA NOT AVAILABLE | DATA NOT AVAILABLE | DATA NOT AVAILABLE | DATA NOT AVAILABLE | 2023-08-10
DATA NOT AVAILABLE | DATA NOT AVAILABLE | WATT ENERGY SAVER | 297KW PV | UNIT 4 | SEGRO PARK | HAYES | PERTHSHIRE AND KINROSS | UB3 4RF | ENGLAND | 510152 | 179247 | DATA NOT AVAILABLE | DATA NOT AVAILABLE | DATA NOT AVAILABLE | HV | SOUTHERN ELECTRIC POWER DISTRIBUTION PLC | SOLAR | PHOTOVOLTAIC | DATA NOT AVAILABLE | DATA NOT AVAILABLE | DATA NOT AVAILABLE | 0.297 | DATA NOT AVAILABLE | DATA NOT AVAILABLE | DATA NOT AVAILABLE | DATA NOT AVAILABLE | DATA NOT AVAILABLE | DATA NOT AVAILABLE | DATA NOT AVAILABLE | DATA NOT AVAILABLE | DATA NOT AVAILABLE | DATA NOT AVAILABLE | DATA NOT AVAILABLE | DATA NOT AVAILABLE | DATA NOT AVAILABLE | ACCEPTED TO CONNECT | DATA NOT AVAILABLE | DATA NOT AVAILABLE | DATA NOT AVAILABLE | DATA NOT AVAILABLE | DATA NOT AVAILABLE | DATA NOT AVAILABLE | 0.297 | 0.297 | 0.31263 | 0 | 0 | 2022-04-21 | DATA NOT AVAILABLE | N | DATA NOT AVAILABLE | DATA NOT AVAILABLE | DATA NOT AVAILABLE | DATA NOT AVAILABLE | DATA NOT AVAILABLE | 2023-08-10
DATA NOT AVAILABLE | DATA NOT AVAILABLE | HGA (UK) LTD. | SEND | 8 NEW PLOTS | MAIN STREET | LAIRG | HIGHLAND | IV27 4AR | SCOTLAND | 258312 | 906409 | LAIRG | DATA NOT APPLICABLE | LAIRG GRID | 33 | SCOTTISH HYDRO ELECTRIC POWER DISTRIBUTION PLC | SOLAR | PHOTOVOLTAIC | DATA NOT AVAILABLE | DATA NOT AVAILABLE | DATA NOT AVAILABLE | 0.018 | DATA NOT AVAILABLE | DATA NOT AVAILABLE | DATA NOT AVAILABLE | DATA NOT AVAILABLE | DATA NOT AVAILABLE | DATA NOT AVAILABLE | DATA NOT AVAILABLE | DATA NOT AVAILABLE | DATA NOT AVAILABLE | DATA NOT AVAILABLE | DATA NOT AVAILABLE | DATA NOT AVAILABLE | DATA NOT AVAILABLE | ACCEPTED TO CONNECT | DATA NOT AVAILABLE | DATA NOT AVAILABLE | DATA NOT AVAILABLE | DATA NOT AVAILABLE | DATA NOT AVAILABLE | DATA NOT AVAILABLE | 0.018 | 0.018 | 0.018947 | 0.063158 | 0.06 | 2023-05-17 | DATA NOT AVAILABLE | N | DATA NOT AVAILABLE | DATA NOT AVAILABLE | DATA NOT AVAILABLE | DATA NOT AVAILABLE | DATA NOT AVAILABLE | 2023-08-10
DATA NOT AVAILABLE | DATA NOT AVAILABLE | SOLARSENSE UK LTD | 80KW PV | UNIT 2B SLOUGH RETAIL PARK | TWINCHES LANE | SLOUGH | BERKSHIRE | SL1 5AL | ENGLAND | 495760 | 180242 | DATA NOT AVAILABLE | DATA NOT AVAILABLE | DATA NOT AVAILABLE | LV | SOUTHERN ELECTRIC POWER DISTRIBUTION PLC | SOLAR | PHOTOVOLTAIC | DATA NOT AVAILABLE | DATA NOT AVAILABLE | DATA NOT AVAILABLE | 0.08 | DATA NOT AVAILABLE | DATA NOT AVAILABLE | DATA NOT AVAILABLE | DATA NOT AVAILABLE | DATA NOT AVAILABLE | DATA NOT AVAILABLE | DATA NOT AVAILABLE | DATA NOT AVAILABLE | DATA NOT AVAILABLE | DATA NOT AVAILABLE | DATA NOT AVAILABLE | DATA NOT AVAILABLE | DATA NOT AVAILABLE | ACCEPTED TO CONNECT | DATA NOT AVAILABLE | DATA NOT AVAILABLE | DATA NOT AVAILABLE | DATA NOT AVAILABLE | DATA NOT AVAILABLE | DATA NOT AVAILABLE | 0.08 | 0.08 | 0.084211 | 0 | 0 | 2023-01-05 | DATA NOT AVAILABLE | N | DATA NOT AVAILABLE | DATA NOT AVAILABLE | DATA NOT AVAILABLE | DATA NOT AVAILABLE | DATA NOT AVAILABLE | 2023-08-10
DATA NOT AVAILABLE | DATA NOT AVAILABLE | EMBER ENERGY LTD | 100KW PV | SANDYKNAPPS PV, SANDYKNAPPS | LONGSIDE | PETERHEAD | ABERDEENSHIRE | AB43 4UD | SCOTLAND | 403279 | 858808 | PETERHEAD GRANGE | DATA NOT APPLICABLE | PETERHEAD GRANGE 11KV | 11 | SCOTTISH HYDRO ELECTRIC POWER DISTRIBUTION PLC | SOLAR | PHOTOVOLTAIC | DATA NOT AVAILABLE | DATA NOT AVAILABLE | DATA NOT AVAILABLE | 0.1 | DATA NOT AVAILABLE | DATA NOT AVAILABLE | DATA NOT AVAILABLE | DATA NOT AVAILABLE | DATA NOT AVAILABLE | DATA NOT AVAILABLE | DATA NOT AVAILABLE | DATA NOT AVAILABLE | DATA NOT AVAILABLE | DATA NOT AVAILABLE | DATA NOT AVAILABLE | DATA NOT AVAILABLE | DATA NOT AVAILABLE | ACCEPTED TO CONNECT | DATA NOT AVAILABLE | DATA NOT AVAILABLE | DATA NOT AVAILABLE | DATA NOT AVAILABLE | DATA NOT AVAILABLE | DATA NOT AVAILABLE | 0.1 | 0.1 | 0.10526 | 0 | 0 | 2021-09-21 | DATA NOT AVAILABLE | N | DATA NOT AVAILABLE | DATA NOT AVAILABLE | DATA NOT AVAILABLE | DATA NOT AVAILABLE | DATA NOT AVAILABLE | 2023-08-10
DATA NOT AVAILABLE | DATA NOT AVAILABLE | ROBERTSON HOMES LTD | FAO STEPHEN WARD | WESTERCRAIGS SITE 7 AND 8 | ADJ FORESTERS WAY | INVERNESS | HIGHLAND | IV3 8LP | SCOTLAND | 263570 | 843899 | INVERNESS | DATA NOT APPLICABLE | DALNEIGH | 11 | SCOTTISH HYDRO ELECTRIC POWER DISTRIBUTION PLC | SOLAR | PHOTOVOLTAIC | DATA NOT AVAILABLE | DATA NOT AVAILABLE | DATA NOT AVAILABLE | 0.061 | DATA NOT AVAILABLE | DATA NOT AVAILABLE | DATA NOT AVAILABLE | DATA NOT AVAILABLE | DATA NOT AVAILABLE | DATA NOT AVAILABLE | DATA NOT AVAILABLE | DATA NOT AVAILABLE | DATA NOT AVAILABLE | DATA NOT AVAILABLE | DATA NOT AVAILABLE | DATA NOT AVAILABLE | DATA NOT AVAILABLE | ACCEPTED TO CONNECT | DATA NOT AVAILABLE | DATA NOT AVAILABLE | DATA NOT AVAILABLE | DATA NOT AVAILABLE | DATA NOT AVAILABLE | DATA NOT AVAILABLE | 0.061 | 0.061 | 0.064211 | 0.25158 | 0.239 | 2022-02-03 | DATA NOT AVAILABLE | N | DATA NOT AVAILABLE | DATA NOT AVAILABLE | DATA NOT AVAILABLE | DATA NOT AVAILABLE | DATA NOT AVAILABLE | 2023-08-10
DATA NOT AVAILABLE | DATA NOT AVAILABLE | GATTICA ASSOCIATES LIMITED | PC 180KW PV | GAL/19148 | OXFORD ROAD | CALNE | PERTHSHIRE AND KINROSS | SN11 9FQ | ENGLAND | 400506 | 172783 | MELKSHAM GSP | CHIPPENHAM | CALNE | 11 | SOUTHERN ELECTRIC POWER DISTRIBUTION PLC | SOLAR | PHOTOVOLTAIC | DATA NOT AVAILABLE | DATA NOT AVAILABLE | DATA NOT AVAILABLE | 0.18 | DATA NOT AVAILABLE | DATA NOT AVAILABLE | DATA NOT AVAILABLE | DATA NOT AVAILABLE | DATA NOT AVAILABLE | DATA NOT AVAILABLE | DATA NOT AVAILABLE | DATA NOT AVAILABLE | DATA NOT AVAILABLE | DATA NOT AVAILABLE | DATA NOT AVAILABLE | DATA NOT AVAILABLE | DATA NOT AVAILABLE | ACCEPTED TO CONNECT | DATA NOT AVAILABLE | DATA NOT AVAILABLE | DATA NOT AVAILABLE | DATA NOT AVAILABLE | DATA NOT AVAILABLE | DATA NOT AVAILABLE | 0.18 | 0.18 | 0.18947 | 0.26316 | 0.25 | 2022-01-28 | DATA NOT AVAILABLE | N | DATA NOT AVAILABLE | DATA NOT AVAILABLE | DATA NOT AVAILABLE | DATA NOT AVAILABLE | DATA NOT AVAILABLE | 2023-08-10
DATA NOT AVAILABLE | DATA NOT AVAILABLE | MATRIX NETWORKS LIMITED | NEW SUPPLY PLUS PV | LUCY FAITHFUL HOUSE 8 | SPEEDWELL STREET | OXFORD | OXFORDSHIRE | OX1 1PX | ENGLAND | 451207 | 205818 | COWLEY GSP | OXFORD | ST EBBES | 11 | SOUTHERN ELECTRIC POWER DISTRIBUTION PLC | ADVANCED FUEL GASIFICATION OR PYROLYSIS | DATA NOT AVAILABLE | DATA NOT AVAILABLE | DATA NOT AVAILABLE | DATA NOT AVAILABLE | 0.039 | DATA NOT AVAILABLE | DATA NOT AVAILABLE | DATA NOT AVAILABLE | DATA NOT AVAILABLE | DATA NOT AVAILABLE | DATA NOT AVAILABLE | DATA NOT AVAILABLE | DATA NOT AVAILABLE | DATA NOT AVAILABLE | DATA NOT AVAILABLE | DATA NOT AVAILABLE | DATA NOT AVAILABLE | DATA NOT AVAILABLE | ACCEPTED TO CONNECT | DATA NOT AVAILABLE | DATA NOT AVAILABLE | DATA NOT AVAILABLE | DATA NOT AVAILABLE | DATA NOT AVAILABLE | DATA NOT AVAILABLE | 0.039 | 0.039 | 0.041053 | 0.14737 | 0.14 | 2021-11-25 | 2023-06-01 | N | DATA NOT AVAILABLE | DATA NOT AVAILABLE | DATA NOT AVAILABLE | DATA NOT AVAILABLE | DATA NOT AVAILABLE | 2023-08-10
DATA NOT AVAILABLE | DATA NOT AVAILABLE | ALBYN HOUSING | ISSUED | NCDT - NAIRN - HOUSING AND PV, 1-22 | CAWDOR ROAD | NAIRN | HIGHLAND | IV12 5ED | SCOTLAND | 288150 | 855705 | NAIRN | DATA NOT APPLICABLE | NAIRN CENTRAL | 11 | SCOTTISH HYDRO ELECTRIC POWER DISTRIBUTION PLC | SOLAR | PHOTOVOLTAIC | DATA NOT AVAILABLE | DATA NOT AVAILABLE | DATA NOT AVAILABLE | 0.023 | DATA NOT AVAILABLE | DATA NOT AVAILABLE | DATA NOT AVAILABLE | DATA NOT AVAILABLE | DATA NOT AVAILABLE | DATA NOT AVAILABLE | DATA NOT AVAILABLE | DATA NOT AVAILABLE | DATA NOT AVAILABLE | DATA NOT AVAILABLE | DATA NOT AVAILABLE | DATA NOT AVAILABLE | DATA NOT AVAILABLE | ACCEPTED TO CONNECT | DATA NOT AVAILABLE | DATA NOT AVAILABLE | DATA NOT AVAILABLE | DATA NOT AVAILABLE | DATA NOT AVAILABLE | DATA NOT AVAILABLE | 0.023 | 0.023 | 0.024211 | 0.17158 | 0.163 | 2022-11-22 | DATA NOT AVAILABLE | N | DATA NOT AVAILABLE | DATA NOT AVAILABLE | DATA NOT AVAILABLE | DATA NOT AVAILABLE | DATA NOT AVAILABLE | 2023-08-10
DATA NOT AVAILABLE | DATA NOT AVAILABLE | ACTS | ISSUED | KIRKWALL CARE HOME | MUDDISDALE ROAD | KIRKWALL | ORKNEY ISLANDS | KW15 1FJ | SCOTLAND | 344262 | 1010736 | THURSO | DATA NOT APPLICABLE | KIRKWALL | 11 | SCOTTISH HYDRO ELECTRIC POWER DISTRIBUTION PLC | SOLAR | PHOTOVOLTAIC | DATA NOT AVAILABLE | DATA NOT AVAILABLE | DATA NOT AVAILABLE | 0.042 | DATA NOT AVAILABLE | DATA NOT AVAILABLE | DATA NOT AVAILABLE | DATA NOT AVAILABLE | DATA NOT AVAILABLE | DATA NOT AVAILABLE | DATA NOT AVAILABLE | DATA NOT AVAILABLE | DATA NOT AVAILABLE | DATA NOT AVAILABLE | DATA NOT AVAILABLE | DATA NOT AVAILABLE | DATA NOT AVAILABLE | ACCEPTED TO CONNECT | DATA NOT AVAILABLE | DATA NOT AVAILABLE | DATA NOT AVAILABLE | DATA NOT AVAILABLE | DATA NOT AVAILABLE | DATA NOT AVAILABLE | 0.042 | 0.042 | 0.044211 | 0.40105 | 0.381 | 2023-06-21 | DATA NOT AVAILABLE | N | DATA NOT AVAILABLE | DATA NOT AVAILABLE | DATA NOT AVAILABLE | DATA NOT AVAILABLE | DATA NOT AVAILABLE | 2023-08-10
DATA NOT AVAILABLE | DATA NOT AVAILABLE | MATRIX NETWORKS LTD | QC - 1.56KWP PER DWELLING (PV) | 6 DWELLINGS | NORWOOD ROAD | SOUTHALL | GREATER LONDON | UB2 4DL | ENGLAND | 512406 | 179041 | NORTH HYDE GSP | NORTH HYDE | THE GREEN | 6.6 | SOUTHERN ELECTRIC POWER DISTRIBUTION PLC | SOLAR | PHOTOVOLTAIC | DATA NOT AVAILABLE | DATA NOT AVAILABLE | DATA NOT AVAILABLE | 0.01 | DATA NOT AVAILABLE | DATA NOT AVAILABLE | DATA NOT AVAILABLE | DATA NOT AVAILABLE | DATA NOT AVAILABLE | DATA NOT AVAILABLE | DATA NOT AVAILABLE | DATA NOT AVAILABLE | DATA NOT AVAILABLE | DATA NOT AVAILABLE | DATA NOT AVAILABLE | DATA NOT AVAILABLE | DATA NOT AVAILABLE | ACCEPTED TO CONNECT | DATA NOT AVAILABLE | DATA NOT AVAILABLE | DATA NOT AVAILABLE | DATA NOT AVAILABLE | DATA NOT AVAILABLE | DATA NOT AVAILABLE | 0.01 | 0.01 | 0.010526 | 0.063158 | 0.06 | 2022-07-05 | DATA NOT AVAILABLE | N | DATA NOT AVAILABLE | DATA NOT AVAILABLE | DATA NOT AVAILABLE | DATA NOT AVAILABLE | DATA NOT AVAILABLE | 2023-08-10
DATA NOT AVAILABLE | DATA NOT AVAILABLE | MATRIX NETWORKS LTD | QC | 2 X APARTMENT BUILDINGS PLUS 2 DWELLINGS | CHESTERTON AND EVESHAM CLOSE | GREENFORD | PERTHSHIRE AND KINROSS | UB6 9TE | ENGLAND | 513702 | 183282 | IVER 66KV | DATA NOT AVAILABLE | NORTHOLT | 11 | SOUTHERN ELECTRIC POWER DISTRIBUTION PLC | SOLAR | PHOTOVOLTAIC | DATA NOT AVAILABLE | DATA NOT AVAILABLE | DATA NOT AVAILABLE | 0.048 | DATA NOT AVAILABLE | DATA NOT AVAILABLE | DATA NOT AVAILABLE | DATA NOT AVAILABLE | DATA NOT AVAILABLE | DATA NOT AVAILABLE | DATA NOT AVAILABLE | DATA NOT AVAILABLE | DATA NOT AVAILABLE | DATA NOT AVAILABLE | DATA NOT AVAILABLE | DATA NOT AVAILABLE | DATA NOT AVAILABLE | ACCEPTED TO CONNECT | DATA NOT AVAILABLE | DATA NOT AVAILABLE | DATA NOT AVAILABLE | DATA NOT AVAILABLE | DATA NOT AVAILABLE | DATA NOT AVAILABLE | 0.048 | 0.048 | 0.050526 | 0.38421 | 0.365 | 2022-11-02 | DATA NOT AVAILABLE | N | DATA NOT AVAILABLE | DATA NOT AVAILABLE | DATA NOT AVAILABLE | DATA NOT AVAILABLE | DATA NOT AVAILABLE | 2023-08-10
DATA NOT AVAILABLE | DATA NOT AVAILABLE | MATRIX NETWORKS LTD | 150KVA AND 17KW EXPORT | WOOD END LIBRARY DEVELOPMENT | DATA NOT AVAILABLE | GREENFORD | PERTHSHIRE AND KINROSS | UB6 0EE | ENGLAND | 514617 | 185045 | WILLESDEN GSP | DATA NOT AVAILABLE | GREENFORD | 11 | SOUTHERN ELECTRIC POWER DISTRIBUTION PLC | SOLAR | PHOTOVOLTAIC | DATA NOT AVAILABLE | DATA NOT AVAILABLE | DATA NOT AVAILABLE | 0.017 | DATA NOT AVAILABLE | DATA NOT AVAILABLE | DATA NOT AVAILABLE | DATA NOT AVAILABLE | DATA NOT AVAILABLE | DATA NOT AVAILABLE | DATA NOT AVAILABLE | DATA NOT AVAILABLE | DATA NOT AVAILABLE | DATA NOT AVAILABLE | DATA NOT AVAILABLE | DATA NOT AVAILABLE | DATA NOT AVAILABLE | ACCEPTED TO CONNECT | DATA NOT AVAILABLE | DATA NOT AVAILABLE | DATA NOT AVAILABLE | DATA NOT AVAILABLE | DATA NOT AVAILABLE | DATA NOT AVAILABLE | 0.017 | 0.017 | 0.017895 | 0.15789 | 0.15 | 2022-07-05 | DATA NOT AVAILABLE | N | DATA NOT AVAILABLE | DATA NOT AVAILABLE | DATA NOT AVAILABLE | DATA NOT AVAILABLE | DATA NOT AVAILABLE | 2023-08-10
DATA NOT AVAILABLE | DATA NOT AVAILABLE | ABERDEENSHIRE COUNCIL | RETURNED 243 X 2.7KW PV | MULTIPLE ADDRESSES | SEE ENA FORM | FRASERBURGH | ABERDEENSHIRE | DATA NOT AVAILABLE | SCOTLAND | 399179 | 866562 | FRASERBURGH | DATA NOT APPLICABLE | FRASERBURGH | 11 | SCOTTISH HYDRO ELECTRIC POWER DISTRIBUTION PLC | SOLAR | PHOTOVOLTAIC | DATA NOT AVAILABLE | DATA NOT AVAILABLE | DATA NOT AVAILABLE | 0.656 | DATA NOT AVAILABLE | DATA NOT AVAILABLE | DATA NOT AVAILABLE | DATA NOT AVAILABLE | DATA NOT AVAILABLE | DATA NOT AVAILABLE | DATA NOT AVAILABLE | DATA NOT AVAILABLE | DATA NOT AVAILABLE | DATA NOT AVAILABLE | DATA NOT AVAILABLE | DATA NOT AVAILABLE | DATA NOT AVAILABLE | ACCEPTED TO CONNECT | DATA NOT AVAILABLE | DATA NOT AVAILABLE | DATA NOT AVAILABLE | DATA NOT AVAILABLE | DATA NOT AVAILABLE | DATA NOT AVAILABLE | 0.656 | 0.656 | 0.69053 | 0 | 0 | 2021-11-26 | DATA NOT AVAILABLE | N | DATA NOT AVAILABLE | DATA NOT AVAILABLE | DATA NOT AVAILABLE | DATA NOT AVAILABLE | DATA NOT AVAILABLE | 2023-08-10
DATA NOT AVAILABLE | DATA NOT AVAILABLE | UK POWER DISTRIBUTION LTD | 120KVA PLUS 17KW GENERATION | DATA NOT AVAILABLE | SHACKLETON ROAD SOUTHALL | LONDON | PERTHSHIRE AND KINROSS | UB1 2QH | ENGLAND | 512769 | 180675 | NORTH HYDE GSP | NORTH HYDE | THE GREEN | 6.6 | SOUTHERN ELECTRIC POWER DISTRIBUTION PLC | SOLAR | PHOTOVOLTAIC | DATA NOT AVAILABLE | DATA NOT AVAILABLE | DATA NOT AVAILABLE | 0.017 | DATA NOT AVAILABLE | DATA NOT AVAILABLE | DATA NOT AVAILABLE | DATA NOT AVAILABLE | DATA NOT AVAILABLE | DATA NOT AVAILABLE | DATA NOT AVAILABLE | DATA NOT AVAILABLE | DATA NOT AVAILABLE | DATA NOT AVAILABLE | DATA NOT AVAILABLE | DATA NOT AVAILABLE | DATA NOT AVAILABLE | ACCEPTED TO CONNECT | DATA NOT AVAILABLE | DATA NOT AVAILABLE | DATA NOT AVAILABLE | DATA NOT AVAILABLE | DATA NOT AVAILABLE | DATA NOT AVAILABLE | 0.017 | 0 | 0 | 0.12632 | 0.12 | 2022-07-05 | 2023-06-29 | N | DATA NOT AVAILABLE | DATA NOT AVAILABLE | DATA NOT AVAILABLE | DATA NOT AVAILABLE | DATA NOT AVAILABLE | 2023-08-10
DATA NOT AVAILABLE | DATA NOT AVAILABLE | ECOLUTION | MULTIPLE PV: 114.56KW | WALTON CLOSE, WARREN ROAD, ANDREWS WAY | MINCHIN LANE, BUDD CLOSE | ALTON | HAMPSHIRE | GU34 1GT | ENGLAND | 470416 | 138114 | BRAMLEY (FLEE) | ALTON | ALTON LOCAL | 0.4 | SOUTHERN ELECTRIC POWER DISTRIBUTION PLC | SOLAR | PHOTOVOLTAIC | DATA NOT AVAILABLE | DATA NOT AVAILABLE | DATA NOT AVAILABLE | 0.115 | DATA NOT AVAILABLE | DATA NOT AVAILABLE | DATA NOT AVAILABLE | DATA NOT AVAILABLE | DATA NOT AVAILABLE | DATA NOT AVAILABLE | DATA NOT AVAILABLE | DATA NOT AVAILABLE | DATA NOT AVAILABLE | DATA NOT AVAILABLE | DATA NOT AVAILABLE | DATA NOT AVAILABLE | DATA NOT AVAILABLE | ACCEPTED TO CONNECT | DATA NOT AVAILABLE | DATA NOT AVAILABLE | DATA NOT AVAILABLE | DATA NOT AVAILABLE | DATA NOT AVAILABLE | DATA NOT AVAILABLE | 0.115 | 0.115 | 0.12105 | 0 | 0 | 2022-07-19 | DATA NOT AVAILABLE | N | DATA NOT AVAILABLE | DATA NOT AVAILABLE | DATA NOT AVAILABLE | DATA NOT AVAILABLE | DATA NOT AVAILABLE | 2023-08-10
DATA NOT AVAILABLE | DATA NOT AVAILABLE | ARCHER (UK) LIMITED | 166.6KW PV | ARCHERWELL | MAIN ROAD BLACKBURN | ABERDEEN | ABERDEENSHIRE | AB21 0BP | SCOTLAND | 381918 | 812582 | KINTORE | DATA NOT APPLICABLE | TORRYBURN | 11 | SCOTTISH HYDRO ELECTRIC POWER DISTRIBUTION PLC | SOLAR | PHOTOVOLTAIC | DATA NOT AVAILABLE | DATA NOT AVAILABLE | DATA NOT AVAILABLE | 0.167 | DATA NOT AVAILABLE | DATA NOT AVAILABLE | DATA NOT AVAILABLE | DATA NOT AVAILABLE | DATA NOT AVAILABLE | DATA NOT AVAILABLE | DATA NOT AVAILABLE | DATA NOT AVAILABLE | DATA NOT AVAILABLE | DATA NOT AVAILABLE | DATA NOT AVAILABLE | DATA NOT AVAILABLE | DATA NOT AVAILABLE | ACCEPTED TO CONNECT | DATA NOT AVAILABLE | DATA NOT AVAILABLE | DATA NOT AVAILABLE | DATA NOT AVAILABLE | DATA NOT AVAILABLE | DATA NOT AVAILABLE | 0.167 | 0.167 | 0.17579 | 0 | 0 | 2022-06-20 | DATA NOT AVAILABLE | N | DATA NOT AVAILABLE | DATA NOT AVAILABLE | DATA NOT AVAILABLE | DATA NOT AVAILABLE | DATA NOT AVAILABLE | 2023-08-10
DATA NOT AVAILABLE | DATA NOT AVAILABLE | CLAYMORE HOMES | PV 52KW | PLOT 1 - 10, 13, 16 AND 18 | MILBURN RISE ADJ HIGH STREET ST COMBS | FRASERBURGH | ABERDEENSHIRE | AB43 8YR | SCOTLAND | 405320 | 862965 | FRASERBURGH | DATA NOT APPLICABLE | CAIRNBULG | 11 | SCOTTISH HYDRO ELECTRIC POWER DISTRIBUTION PLC | SOLAR | PHOTOVOLTAIC | DATA NOT AVAILABLE | DATA NOT AVAILABLE | DATA NOT AVAILABLE | 0.052 | DATA NOT AVAILABLE | DATA NOT AVAILABLE | DATA NOT AVAILABLE | DATA NOT AVAILABLE | DATA NOT AVAILABLE | DATA NOT AVAILABLE | DATA NOT AVAILABLE | DATA NOT AVAILABLE | DATA NOT AVAILABLE | DATA NOT AVAILABLE | DATA NOT AVAILABLE | DATA NOT AVAILABLE | DATA NOT AVAILABLE | ACCEPTED TO CONNECT | DATA NOT AVAILABLE | DATA NOT AVAILABLE | DATA NOT AVAILABLE | DATA NOT AVAILABLE | DATA NOT AVAILABLE | DATA NOT AVAILABLE | 0.052 | 0.052 | 0.054737 | 0.071579 | 0.068 | 2021-10-13 | DATA NOT AVAILABLE | N | DATA NOT AVAILABLE | DATA NOT AVAILABLE | DATA NOT AVAILABLE | DATA NOT AVAILABLE | DATA NOT AVAILABLE | 2023-08-10
DATA NOT AVAILABLE | DATA NOT AVAILABLE | GTC | 356KVA W. HV DIVERSION | DATA NOT AVAILABLE | DUTHIE ROAD TARVES | ELLON | PERTHSHIRE AND KINROSS | AB41 7QF | SCOTLAND | 386270 | 831106 | KINTORE | DATA NOT APPLICABLE | OLDMELDRUM | 11 | SCOTTISH HYDRO ELECTRIC POWER DISTRIBUTION PLC | SOLAR | PHOTOVOLTAIC | DATA NOT AVAILABLE | DATA NOT AVAILABLE | DATA NOT AVAILABLE | 0.132 | DATA NOT AVAILABLE | DATA NOT AVAILABLE | DATA NOT AVAILABLE | DATA NOT AVAILABLE | DATA NOT AVAILABLE | DATA NOT AVAILABLE | DATA NOT AVAILABLE | DATA NOT AVAILABLE | DATA NOT AVAILABLE | DATA NOT AVAILABLE | DATA NOT AVAILABLE | DATA NOT AVAILABLE | DATA NOT AVAILABLE | ACCEPTED TO CONNECT | DATA NOT AVAILABLE | DATA NOT AVAILABLE | DATA NOT AVAILABLE | DATA NOT AVAILABLE | DATA NOT AVAILABLE | DATA NOT AVAILABLE | 0.132 | 0.132 | 0.13895 | 0.38526 | 0.366 | 2022-02-04 | DATA NOT AVAILABLE | N | DATA NOT AVAILABLE | DATA NOT AVAILABLE | DATA NOT AVAILABLE | DATA NOT AVAILABLE | DATA NOT AVAILABLE | 2023-08-10
DATA NOT AVAILABLE | DATA NOT AVAILABLE | ABERDEENSHIRE COUNCIL | 147 X 3.6KW PV | DATA NOT AVAILABLE | VARIOUS STREETS ROSEHEARTY | FRASERBURGH | ABERDEENSHIRE | DATA NOT AVAILABLE | SCOTLAND | 395183 | 864483 | FRASERBURGH | DATA NOT APPLICABLE | FRASERBURGH | 11 | SCOTTISH HYDRO ELECTRIC POWER DISTRIBUTION PLC | SOLAR | PHOTOVOLTAIC | DATA NOT AVAILABLE | DATA NOT AVAILABLE | DATA NOT AVAILABLE | 0.529 | DATA NOT AVAILABLE | DATA NOT AVAILABLE | DATA NOT AVAILABLE | DATA NOT AVAILABLE | DATA NOT AVAILABLE | DATA NOT AVAILABLE | DATA NOT AVAILABLE | DATA NOT AVAILABLE | DATA NOT AVAILABLE | DATA NOT AVAILABLE | DATA NOT AVAILABLE | DATA NOT AVAILABLE | DATA NOT AVAILABLE | ACCEPTED TO CONNECT | DATA NOT AVAILABLE | DATA NOT AVAILABLE | DATA NOT AVAILABLE | DATA NOT AVAILABLE | DATA NOT AVAILABLE | DATA NOT AVAILABLE | 0.529 | 0.529 | 0.55684 | 0 | 0 | 2022-02-28 | DATA NOT AVAILABLE | N | DATA NOT AVAILABLE | DATA NOT AVAILABLE | DATA NOT AVAILABLE | DATA NOT AVAILABLE | DATA NOT AVAILABLE | 2023-08-10
DATA NOT AVAILABLE | DATA NOT AVAILABLE | INVINITY | 1.215MW PV, BATTERY & WIND | EAST GORMACK | DATA NOT AVAILABLE | BLAIRGOWRIE | PERTHSHIRE AND KINROSS | PH10 6TB | SCOTLAND | 317259 | 746535 | COUPAR ANGUS | DATA NOT APPLICABLE | BLAIRGOWRIE | 11 | SCOTTISH HYDRO ELECTRIC POWER DISTRIBUTION PLC | SOLAR | PHOTOVOLTAIC | DATA NOT AVAILABLE | DATA NOT AVAILABLE | DATA NOT AVAILABLE | 0.84 | DATA NOT AVAILABLE | DATA NOT AVAILABLE | DATA NOT AVAILABLE | DATA NOT AVAILABLE | DATA NOT AVAILABLE | DATA NOT AVAILABLE | DATA NOT AVAILABLE | DATA NOT AVAILABLE | DATA NOT AVAILABLE | DATA NOT AVAILABLE | DATA NOT AVAILABLE | DATA NOT AVAILABLE | DATA NOT AVAILABLE | ACCEPTED TO CONNECT | DATA NOT AVAILABLE | DATA NOT AVAILABLE | DATA NOT AVAILABLE | DATA NOT AVAILABLE | DATA NOT AVAILABLE | DATA NOT AVAILABLE | 0.84 | 0.425 | 0.44737 | 0.74211 | 0.705 | 2022-07-18 | DATA NOT AVAILABLE | N | DATA NOT AVAILABLE | DATA NOT AVAILABLE | DATA NOT AVAILABLE | DATA NOT AVAILABLE | DATA NOT AVAILABLE | 2023-08-10
DATA NOT AVAILABLE | DATA NOT AVAILABLE | NORVITE | 110KW PV | SOUTH BLACKBOG | OLDMELDRUM | INVERURIE | ABERDEENSHIRE | AB51 0AG | SCOTLAND | 379645 | 832063 | KINTORE | DATA NOT APPLICABLE | METHLICK | 11 | SCOTTISH HYDRO ELECTRIC POWER DISTRIBUTION PLC | SOLAR | PHOTOVOLTAIC | DATA NOT AVAILABLE | DATA NOT AVAILABLE | DATA NOT AVAILABLE | 0.11 | DATA NOT AVAILABLE | DATA NOT AVAILABLE | DATA NOT AVAILABLE | DATA NOT AVAILABLE | DATA NOT AVAILABLE | DATA NOT AVAILABLE | DATA NOT AVAILABLE | DATA NOT AVAILABLE | DATA NOT AVAILABLE | DATA NOT AVAILABLE | DATA NOT AVAILABLE | DATA NOT AVAILABLE | DATA NOT AVAILABLE | ACCEPTED TO CONNECT | DATA NOT AVAILABLE | DATA NOT AVAILABLE | DATA NOT AVAILABLE | DATA NOT AVAILABLE | DATA NOT AVAILABLE | DATA NOT AVAILABLE | 0.11 | 0.11 | 0.11579 | 0 | 0 | 2022-04-07 | DATA NOT AVAILABLE | N | DATA NOT AVAILABLE | DATA NOT AVAILABLE | DATA NOT AVAILABLE | DATA NOT AVAILABLE | DATA NOT AVAILABLE | 2023-08-10
DATA NOT AVAILABLE | DATA NOT AVAILABLE | PHOENIX UTILITIES LTD | DATA NOT AVAILABLE | PHASE 1B, STORMONT PARK | SPOUTWELLS DRIVE | PERTH | PERTHSHIRE AND KINROSS | PH2 6SB | SCOTLAND | 313188 | 726977 | ABERNETHY | DATA NOT APPLICABLE | SCONE | 11 | SCOTTISH HYDRO ELECTRIC POWER DISTRIBUTION PLC | SOLAR | PHOTOVOLTAIC | DATA NOT AVAILABLE | DATA NOT AVAILABLE | DATA NOT AVAILABLE | 0.12 | DATA NOT AVAILABLE | DATA NOT AVAILABLE | DATA NOT AVAILABLE | DATA NOT AVAILABLE | DATA NOT AVAILABLE | DATA NOT AVAILABLE | DATA NOT AVAILABLE | DATA NOT AVAILABLE | DATA NOT AVAILABLE | DATA NOT AVAILABLE | DATA NOT AVAILABLE | DATA NOT AVAILABLE | DATA NOT AVAILABLE | ACCEPTED TO CONNECT | DATA NOT AVAILABLE | DATA NOT AVAILABLE | DATA NOT AVAILABLE | DATA NOT AVAILABLE | DATA NOT AVAILABLE | DATA NOT AVAILABLE | 0.12 | 0.12 | 0.12632 | 0.18316 | 0.174 | 2022-02-16 | DATA NOT AVAILABLE | N | DATA NOT AVAILABLE | DATA NOT AVAILABLE | DATA NOT AVAILABLE | DATA NOT AVAILABLE | DATA NOT AVAILABLE | 2023-08-10
DATA NOT AVAILABLE | DATA NOT AVAILABLE | AES LTD | 300KW PV/BATTERY | ABERDEEN ALTENS CAMPUS | HARENESS ROAD ALTENS INDUSTRIAL ESTATE | ABERDEEN | ABERDEENSHIRE | AB12 3LE | SCOTLAND | 395336 | 802723 | REDMOSS | DATA NOT APPLICABLE | REDMOSS | 11 | SCOTTISH HYDRO ELECTRIC POWER DISTRIBUTION PLC | SOLAR | PHOTOVOLTAIC | DATA NOT AVAILABLE | DATA NOT AVAILABLE | DATA NOT AVAILABLE | 0.35 | DATA NOT AVAILABLE | DATA NOT AVAILABLE | DATA NOT AVAILABLE | DATA NOT AVAILABLE | DATA NOT AVAILABLE | DATA NOT AVAILABLE | DATA NOT AVAILABLE | DATA NOT AVAILABLE | DATA NOT AVAILABLE | DATA NOT AVAILABLE | DATA NOT AVAILABLE | DATA NOT AVAILABLE | DATA NOT AVAILABLE | ACCEPTED TO CONNECT | DATA NOT AVAILABLE | DATA NOT AVAILABLE | DATA NOT AVAILABLE | DATA NOT AVAILABLE | DATA NOT AVAILABLE | DATA NOT AVAILABLE | 0.35 | 0.3 | 0.31579 | 0 | 0 | 2022-02-11 | DATA NOT AVAILABLE | N | DATA NOT AVAILABLE | DATA NOT AVAILABLE | DATA NOT AVAILABLE | DATA NOT AVAILABLE | DATA NOT AVAILABLE | 2023-08-10
DATA NOT AVAILABLE | DATA NOT AVAILABLE | AES LTD | 175.8KW PV/BATTERY | CLINTERTY CENTRE | CLINTERTY ROAD KINEALLAR | ABERDEEN | ABERDEENSHIRE | AB21 0TZ | SCOTLAND | 383479 | 810999 | DYCE | DATA NOT APPLICABLE | DYCE NORTH | 11 | SCOTTISH HYDRO ELECTRIC POWER DISTRIBUTION PLC | SOLAR | PHOTOVOLTAIC | DATA NOT AVAILABLE | DATA NOT AVAILABLE | DATA NOT AVAILABLE | 0.226 | DATA NOT AVAILABLE | DATA NOT AVAILABLE | DATA NOT AVAILABLE | DATA NOT AVAILABLE | DATA NOT AVAILABLE | DATA NOT AVAILABLE | DATA NOT AVAILABLE | DATA NOT AVAILABLE | DATA NOT AVAILABLE | DATA NOT AVAILABLE | DATA NOT AVAILABLE | DATA NOT AVAILABLE | DATA NOT AVAILABLE | ACCEPTED TO CONNECT | DATA NOT AVAILABLE | DATA NOT AVAILABLE | DATA NOT AVAILABLE | DATA NOT AVAILABLE | DATA NOT AVAILABLE | DATA NOT AVAILABLE | 0.226 | 0.176 | 0.18526 | 0 | 0 | 2022-02-07 | DATA NOT AVAILABLE | N | DATA NOT AVAILABLE | DATA NOT AVAILABLE | DATA NOT AVAILABLE | DATA NOT AVAILABLE | DATA NOT AVAILABLE | 2023-08-10
DATA NOT AVAILABLE | DATA NOT AVAILABLE | SYZYGY RENEWABLES LTD | 375KW PV | DRILCO | BADENTOY NORTH BADENTOY INDUSTRIAL ESTATE PORTLETHEN | ABERDEEN | ABERDEENSHIRE | AB12 4ZD | SCOTLAND | 390766 | 797955 | REDMOSS | DATA NOT APPLICABLE | REDMOSS | 11 | SCOTTISH HYDRO ELECTRIC POWER DISTRIBUTION PLC | SOLAR | PHOTOVOLTAIC | DATA NOT AVAILABLE | DATA NOT AVAILABLE | DATA NOT AVAILABLE | 0.375 | DATA NOT AVAILABLE | DATA NOT AVAILABLE | DATA NOT AVAILABLE | DATA NOT AVAILABLE | DATA NOT AVAILABLE | DATA NOT AVAILABLE | DATA NOT AVAILABLE | DATA NOT AVAILABLE | DATA NOT AVAILABLE | DATA NOT AVAILABLE | DATA NOT AVAILABLE | DATA NOT AVAILABLE | DATA NOT AVAILABLE | ACCEPTED TO CONNECT | DATA NOT AVAILABLE | DATA NOT AVAILABLE | DATA NOT AVAILABLE | DATA NOT AVAILABLE | DATA NOT AVAILABLE | DATA NOT AVAILABLE | 0.375 | 0.2 | 0.21053 | 0 | 0 | 2022-05-13 | DATA NOT AVAILABLE | N | DATA NOT AVAILABLE | DATA NOT AVAILABLE | DATA NOT AVAILABLE | DATA NOT AVAILABLE | DATA NOT AVAILABLE | 2023-08-10
DATA NOT AVAILABLE | DATA NOT AVAILABLE | PERFECT SENSE ENERGY | 60KW PV | HILLIER GARDEN CENTRES | RINGWOOD ROAD THREE LEGGED CROSS | WIMBORNE | DORSET | BH21 6RD | ENGLAND | 408392 | 105506 | DATA NOT AVAILABLE | DATA NOT AVAILABLE | DATA NOT AVAILABLE | LV | SOUTHERN ELECTRIC POWER DISTRIBUTION PLC | SOLAR | PHOTOVOLTAIC | DATA NOT AVAILABLE | DATA NOT AVAILABLE | DATA NOT AVAILABLE | 0.06 | DATA NOT AVAILABLE | DATA NOT AVAILABLE | DATA NOT AVAILABLE | DATA NOT AVAILABLE | DATA NOT AVAILABLE | DATA NOT AVAILABLE | DATA NOT AVAILABLE | DATA NOT AVAILABLE | DATA NOT AVAILABLE | DATA NOT AVAILABLE | DATA NOT AVAILABLE | DATA NOT AVAILABLE | DATA NOT AVAILABLE | ACCEPTED TO CONNECT | DATA NOT AVAILABLE | DATA NOT AVAILABLE | DATA NOT AVAILABLE | DATA NOT AVAILABLE | DATA NOT AVAILABLE | DATA NOT AVAILABLE | 0.06 | 0.06 | 0.063158 | 0 | 0 | 2022-01-24 | DATA NOT AVAILABLE | N | DATA NOT AVAILABLE | DATA NOT AVAILABLE | DATA NOT AVAILABLE | DATA NOT AVAILABLE | DATA NOT AVAILABLE | 2023-08-10
DATA NOT AVAILABLE | DATA NOT AVAILABLE | CABER ENERGY | 60KW PV (ADD CAP) | MILTON OF GRANGE FARM | DATA NOT AVAILABLE | FORRES | MORAY | IV36 2TR | SCOTLAND | 304907 | 860197 | NAIRN | DATA NOT APPLICABLE | FORRES | 11 | SCOTTISH HYDRO ELECTRIC POWER DISTRIBUTION PLC | SOLAR | PHOTOVOLTAIC | DATA NOT AVAILABLE | DATA NOT AVAILABLE | DATA NOT AVAILABLE | 0.06 | DATA NOT AVAILABLE | DATA NOT AVAILABLE | DATA NOT AVAILABLE | DATA NOT AVAILABLE | DATA NOT AVAILABLE | DATA NOT AVAILABLE | DATA NOT AVAILABLE | DATA NOT AVAILABLE | DATA NOT AVAILABLE | DATA NOT AVAILABLE | DATA NOT AVAILABLE | DATA NOT AVAILABLE | DATA NOT AVAILABLE | ACCEPTED TO CONNECT | DATA NOT AVAILABLE | DATA NOT AVAILABLE | DATA NOT AVAILABLE | DATA NOT AVAILABLE | DATA NOT AVAILABLE | DATA NOT AVAILABLE | 0.06 | 0.06 | 0.063158 | 0 | 0 | 2022-05-13 | DATA NOT AVAILABLE | N | DATA NOT AVAILABLE | DATA NOT AVAILABLE | DATA NOT AVAILABLE | DATA NOT AVAILABLE | DATA NOT AVAILABLE | 2023-08-10
DATA NOT AVAILABLE | DATA NOT AVAILABLE | ABERDEENSHIRE COUNCIL | QUALITY | PLOTS 1-26 | MERRYHILLOCK HOUSING BITTOCKIE WAY | FRASERBURGH | ABERDEENSHIRE | AB43 7FL | SCOTLAND | 397844 | 865875 | FRASERBURGH | DATA NOT APPLICABLE | FRASERBURGH | 11 | SCOTTISH HYDRO ELECTRIC POWER DISTRIBUTION PLC | SOLAR | PHOTOVOLTAIC | DATA NOT AVAILABLE | DATA NOT AVAILABLE | DATA NOT AVAILABLE | 0.069 | DATA NOT AVAILABLE | DATA NOT AVAILABLE | DATA NOT AVAILABLE | DATA NOT AVAILABLE | DATA NOT AVAILABLE | DATA NOT AVAILABLE | DATA NOT AVAILABLE | DATA NOT AVAILABLE | DATA NOT AVAILABLE | DATA NOT AVAILABLE | DATA NOT AVAILABLE | DATA NOT AVAILABLE | DATA NOT AVAILABLE | ACCEPTED TO CONNECT | DATA NOT AVAILABLE | DATA NOT AVAILABLE | DATA NOT AVAILABLE | DATA NOT AVAILABLE | DATA NOT AVAILABLE | DATA NOT AVAILABLE | 0.069 | 0.069 | 0.072632 | 0.13368 | 0.127 | 2022-09-29 | DATA NOT AVAILABLE | N | DATA NOT AVAILABLE | DATA NOT AVAILABLE | DATA NOT AVAILABLE | DATA NOT AVAILABLE | DATA NOT AVAILABLE | 2023-08-10
DATA NOT AVAILABLE | DATA NOT AVAILABLE | ABSOLUTE SOLAR AND WIND LTD | 86KW PV | MINTLAW ACADEMY | MINTLAW STATION | PETERHEAD | ABERDEENSHIRE | AB42 5FN | SCOTLAND | 399309 | 848265 | STRICHEN | DATA NOT APPLICABLE | MINTLAW | 11 | SCOTTISH HYDRO ELECTRIC POWER DISTRIBUTION PLC | SOLAR | PHOTOVOLTAIC | DATA NOT AVAILABLE | DATA NOT AVAILABLE | DATA NOT AVAILABLE | 0.086 | DATA NOT AVAILABLE | DATA NOT AVAILABLE | DATA NOT AVAILABLE | DATA NOT AVAILABLE | DATA NOT AVAILABLE | DATA NOT AVAILABLE | DATA NOT AVAILABLE | DATA NOT AVAILABLE | DATA NOT AVAILABLE | DATA NOT AVAILABLE | DATA NOT AVAILABLE | DATA NOT AVAILABLE | DATA NOT AVAILABLE | ACCEPTED TO CONNECT | DATA NOT AVAILABLE | DATA NOT AVAILABLE | DATA NOT AVAILABLE | DATA NOT AVAILABLE | DATA NOT AVAILABLE | DATA NOT AVAILABLE | 0.086 | 0.086 | 0.090526 | 0 | 0 | 2022-07-04 | DATA NOT AVAILABLE | N | DATA NOT AVAILABLE | DATA NOT AVAILABLE | DATA NOT AVAILABLE | DATA NOT AVAILABLE | DATA NOT AVAILABLE | 2023-08-10
DATA NOT AVAILABLE | DATA NOT AVAILABLE | ABSOLUTE SOLAR AND WIND LTD | QUALITY | FRASERBURGH ACADEMY, | DENNYDUFF ROAD | FRASERBURGH | ABERDEENSHIRE | AB43 9NA | SCOTLAND | 399182 | 866438 | FRASERBURGH | DATA NOT APPLICABLE | FRASERBURGH | 11 | SCOTTISH HYDRO ELECTRIC POWER DISTRIBUTION PLC | SOLAR | PHOTOVOLTAIC | DATA NOT AVAILABLE | DATA NOT AVAILABLE | DATA NOT AVAILABLE | 0.11 | DATA NOT AVAILABLE | DATA NOT AVAILABLE | DATA NOT AVAILABLE | DATA NOT AVAILABLE | DATA NOT AVAILABLE | DATA NOT AVAILABLE | DATA NOT AVAILABLE | DATA NOT AVAILABLE | DATA NOT AVAILABLE | DATA NOT AVAILABLE | DATA NOT AVAILABLE | DATA NOT AVAILABLE | DATA NOT AVAILABLE | ACCEPTED TO CONNECT | DATA NOT AVAILABLE | DATA NOT AVAILABLE | DATA NOT AVAILABLE | DATA NOT AVAILABLE | DATA NOT AVAILABLE | DATA NOT AVAILABLE | 0.11 | 0.11 | 0.11579 | 0 | 0 | 2022-07-04 | DATA NOT AVAILABLE | N | DATA NOT AVAILABLE | DATA NOT AVAILABLE | DATA NOT AVAILABLE | DATA NOT AVAILABLE | DATA NOT AVAILABLE | 2023-08-10
DATA NOT AVAILABLE | DATA NOT AVAILABLE | THE BIG YELLOW CONSTRUCTION COMPANY LIMITED | 930KVA MIC, 131.5KW PV | BIG YELLOW AND UNITS 1-9 | THE CAUSEWAY | STAINES | SURREY | TW18 3AG | ENGLAND | 502969 | 171580 | LALEHAM | STAINES | CAUSEWAY | 11 | SOUTHERN ELECTRIC POWER DISTRIBUTION PLC | SOLAR | PHOTOVOLTAIC | DATA NOT AVAILABLE | DATA NOT AVAILABLE | DATA NOT AVAILABLE | 0.132 | DATA NOT AVAILABLE | DATA NOT AVAILABLE | DATA NOT AVAILABLE | DATA NOT AVAILABLE | DATA NOT AVAILABLE | DATA NOT AVAILABLE | DATA NOT AVAILABLE | DATA NOT AVAILABLE | DATA NOT AVAILABLE | DATA NOT AVAILABLE | DATA NOT AVAILABLE | DATA NOT AVAILABLE | DATA NOT AVAILABLE | ACCEPTED TO CONNECT | DATA NOT AVAILABLE | DATA NOT AVAILABLE | DATA NOT AVAILABLE | DATA NOT AVAILABLE | DATA NOT AVAILABLE | DATA NOT AVAILABLE | 0.132 | 0.132 | 0.13895 | 0.97895 | 0.93 | 2022-12-05 | DATA NOT AVAILABLE | N | DATA NOT AVAILABLE | DATA NOT AVAILABLE | DATA NOT AVAILABLE | DATA NOT AVAILABLE | DATA NOT AVAILABLE | 2023-08-10
DATA NOT AVAILABLE | DATA NOT AVAILABLE | SINEWAVE ENERGY SOLUTIONS | 60KW PV | FARINGDON LEISURE CENTRE | FERNHAM ROAD | FARINGDON | PERTHSHIRE AND KINROSS | SN7 7LB | ENGLAND | 428436 | 194351 | MINETY GSP | STRATTON | FARINGDON | 11 | SOUTHERN ELECTRIC POWER DISTRIBUTION PLC | SOLAR | PHOTOVOLTAIC | DATA NOT AVAILABLE | DATA NOT AVAILABLE | DATA NOT AVAILABLE | 0.06 | DATA NOT AVAILABLE | DATA NOT AVAILABLE | DATA NOT AVAILABLE | DATA NOT AVAILABLE | DATA NOT AVAILABLE | DATA NOT AVAILABLE | DATA NOT AVAILABLE | DATA NOT AVAILABLE | DATA NOT AVAILABLE | DATA NOT AVAILABLE | DATA NOT AVAILABLE | DATA NOT AVAILABLE | DATA NOT AVAILABLE | ACCEPTED TO CONNECT | DATA NOT AVAILABLE | DATA NOT AVAILABLE | DATA NOT AVAILABLE | DATA NOT AVAILABLE | DATA NOT AVAILABLE | DATA NOT AVAILABLE | 0.06 | 0.06 | 0.063158 | 0.23158 | 0.22 | 2022-06-09 | DATA NOT AVAILABLE | N | DATA NOT AVAILABLE | DATA NOT AVAILABLE | DATA NOT AVAILABLE | DATA NOT AVAILABLE | DATA NOT AVAILABLE | 2023-08-10
DATA NOT AVAILABLE | DATA NOT AVAILABLE | FES SUPPORT SERVICES LIMITED | QUALITY | FOREHILL WATER TREATMENT WORKS | LONGSIDE ROAD | PETERHEAD | ABERDEENSHIRE | AB42 3JY | SCOTLAND | 409613 | 846348 | PETERHEAD GRANGE | DATA NOT APPLICABLE | PETERHEAD GRANGE 11KV | 11 | SCOTTISH HYDRO ELECTRIC POWER DISTRIBUTION PLC | SOLAR | PHOTOVOLTAIC | DATA NOT AVAILABLE | DATA NOT AVAILABLE | DATA NOT AVAILABLE | 0.55 | DATA NOT AVAILABLE | DATA NOT AVAILABLE | DATA NOT AVAILABLE | DATA NOT AVAILABLE | DATA NOT AVAILABLE | DATA NOT AVAILABLE | DATA NOT AVAILABLE | DATA NOT AVAILABLE | DATA NOT AVAILABLE | DATA NOT AVAILABLE | DATA NOT AVAILABLE | DATA NOT AVAILABLE | DATA NOT AVAILABLE | ACCEPTED TO CONNECT | DATA NOT AVAILABLE | DATA NOT AVAILABLE | DATA NOT AVAILABLE | DATA NOT AVAILABLE | DATA NOT AVAILABLE | DATA NOT AVAILABLE | 0.55 | 0 | 0 | 0 | 0 | 2022-03-14 | DATA NOT AVAILABLE | N | DATA NOT AVAILABLE | DATA NOT AVAILABLE | DATA NOT AVAILABLE | DATA NOT AVAILABLE | DATA NOT AVAILABLE | 2023-08-10
DATA NOT AVAILABLE | DATA NOT AVAILABLE | P.J.STIRLING LTD | 180KW PV | PACKHOUSE SOLAR | CHALMERS ROAD | ARBROATH | ANGUS | DD11 3LR | SCOTLAND | 362620 | 742286 | ARBROATH | DATA NOT APPLICABLE | CHARLES AVENUE | 11 | SCOTTISH HYDRO ELECTRIC POWER DISTRIBUTION PLC | SOLAR | PHOTOVOLTAIC | DATA NOT AVAILABLE | DATA NOT AVAILABLE | DATA NOT AVAILABLE | 0.18 | DATA NOT AVAILABLE | DATA NOT AVAILABLE | DATA NOT AVAILABLE | DATA NOT AVAILABLE | DATA NOT AVAILABLE | DATA NOT AVAILABLE | DATA NOT AVAILABLE | DATA NOT AVAILABLE | DATA NOT AVAILABLE | DATA NOT AVAILABLE | DATA NOT AVAILABLE | DATA NOT AVAILABLE | DATA NOT AVAILABLE | ACCEPTED TO CONNECT | DATA NOT AVAILABLE | DATA NOT AVAILABLE | DATA NOT AVAILABLE | DATA NOT AVAILABLE | DATA NOT AVAILABLE | DATA NOT AVAILABLE | 0.18 | 0.18 | 0.18947 | 0 | 0 | 2022-05-12 | DATA NOT AVAILABLE | N | DATA NOT AVAILABLE | DATA NOT AVAILABLE | DATA NOT AVAILABLE | DATA NOT AVAILABLE | DATA NOT AVAILABLE | 2023-08-10
DATA NOT AVAILABLE | DATA NOT AVAILABLE | LOCOGEN CONSULTING LTD | 800KW WIND (0 EXPORT) ADD CAP | DRUMBERNOT FARM | DATA NOT AVAILABLE | MONTROSE | ANGUS | DD10 9TR | SCOTLAND | 367758 | 752773 | BRIDGE OF DUN | DATA NOT APPLICABLE | MILL RD MONTROSE | 11 | SCOTTISH HYDRO ELECTRIC POWER DISTRIBUTION PLC | WIND | ONSHORE WIND TURBINES | DATA NOT AVAILABLE | DATA NOT AVAILABLE | DATA NOT AVAILABLE | 0.8 | DATA NOT AVAILABLE | DATA NOT AVAILABLE | DATA NOT AVAILABLE | DATA NOT AVAILABLE | DATA NOT AVAILABLE | DATA NOT AVAILABLE | DATA NOT AVAILABLE | DATA NOT AVAILABLE | DATA NOT AVAILABLE | DATA NOT AVAILABLE | DATA NOT AVAILABLE | DATA NOT AVAILABLE | DATA NOT AVAILABLE | ACCEPTED TO CONNECT | DATA NOT AVAILABLE | DATA NOT AVAILABLE | DATA NOT AVAILABLE | DATA NOT AVAILABLE | DATA NOT AVAILABLE | DATA NOT AVAILABLE | 0.8 | 0 | 0 | 0.031579 | 0.03 | 2022-10-03 | DATA NOT AVAILABLE | N | DATA NOT AVAILABLE | DATA NOT AVAILABLE | DATA NOT AVAILABLE | DATA NOT AVAILABLE | DATA NOT AVAILABLE | 2023-08-10
DATA NOT AVAILABLE | DATA NOT AVAILABLE | ABSOLUTE SOLAR AND WIND LTD | 1.131MW PV (ADD CAP) | DATA NOT AVAILABLE | OFF STIRLING ROAD DUNBARTONSHIRE | ALEXANDRIA | HIGHLAND | G83 8NB | SCOTLAND | 240874 | 684205 | STRATHLEVEN | DATA NOT APPLICABLE | BLAIRLINNANS | 11 | SCOTTISH HYDRO ELECTRIC POWER DISTRIBUTION PLC | SOLAR | PHOTOVOLTAIC | DATA NOT AVAILABLE | DATA NOT AVAILABLE | DATA NOT AVAILABLE | 0.931 | DATA NOT AVAILABLE | DATA NOT AVAILABLE | DATA NOT AVAILABLE | DATA NOT AVAILABLE | DATA NOT AVAILABLE | DATA NOT AVAILABLE | DATA NOT AVAILABLE | DATA NOT AVAILABLE | DATA NOT AVAILABLE | DATA NOT AVAILABLE | DATA NOT AVAILABLE | DATA NOT AVAILABLE | DATA NOT AVAILABLE | ACCEPTED TO CONNECT | DATA NOT AVAILABLE | DATA NOT AVAILABLE | DATA NOT AVAILABLE | DATA NOT AVAILABLE | DATA NOT AVAILABLE | DATA NOT AVAILABLE | 0.931 | 0.931 | 0.98 | 0 | 0 | 2022-08-23 | DATA NOT AVAILABLE | N | DATA NOT AVAILABLE | DATA NOT AVAILABLE | DATA NOT AVAILABLE | DATA NOT AVAILABLE | DATA NOT AVAILABLE | 2023-08-10
DATA NOT AVAILABLE | DATA NOT AVAILABLE | ROBERTSON HOMES LTD | ISSUED | 213.87KW PV @ 117 MULTIPLES, | VARIOUS PROPERTIES TORVEAN | INVERNESS | HIGHLAND | DATA NOT AVAILABLE | SCOTLAND | DATA NOT AVAILABLE | DATA NOT AVAILABLE | INVERNESS | DATA NOT APPLICABLE | DALNEIGH | 11 | SCOTTISH HYDRO ELECTRIC POWER DISTRIBUTION PLC | SOLAR | PHOTOVOLTAIC | DATA NOT AVAILABLE | DATA NOT AVAILABLE | DATA NOT AVAILABLE | 0.214 | DATA NOT AVAILABLE | DATA NOT AVAILABLE | DATA NOT AVAILABLE | DATA NOT AVAILABLE | DATA NOT AVAILABLE | DATA NOT AVAILABLE | DATA NOT AVAILABLE | DATA NOT AVAILABLE | DATA NOT AVAILABLE | DATA NOT AVAILABLE | DATA NOT AVAILABLE | DATA NOT AVAILABLE | DATA NOT AVAILABLE | ACCEPTED TO CONNECT | DATA NOT AVAILABLE | DATA NOT AVAILABLE | DATA NOT AVAILABLE | DATA NOT AVAILABLE | DATA NOT AVAILABLE | DATA NOT AVAILABLE | 0.214 | 0.214 | 0.22526 | 0.24632 | 0.234 | 2022-05-18 | DATA NOT AVAILABLE | N | DATA NOT AVAILABLE | DATA NOT AVAILABLE | DATA NOT AVAILABLE | DATA NOT AVAILABLE | DATA NOT AVAILABLE | 2023-08-10
DATA NOT AVAILABLE | DATA NOT AVAILABLE | PDP SERVICES LTD | WITH FP | LOWER LODGE | VANN ROAD FERNHURST | HASLEMERE | PERTHSHIRE AND KINROSS | GU27 3NH | ENGLAND | 487654 | 128775 | BRAMLEY (FLEE) | FERNHURST | HASLEMERE | 11 | SOUTHERN ELECTRIC POWER DISTRIBUTION PLC | SOLAR | PHOTOVOLTAIC | DATA NOT AVAILABLE | DATA NOT AVAILABLE | DATA NOT AVAILABLE | 0.195 | DATA NOT AVAILABLE | DATA NOT AVAILABLE | DATA NOT AVAILABLE | DATA NOT AVAILABLE | DATA NOT AVAILABLE | DATA NOT AVAILABLE | DATA NOT AVAILABLE | DATA NOT AVAILABLE | DATA NOT AVAILABLE | DATA NOT AVAILABLE | DATA NOT AVAILABLE | DATA NOT AVAILABLE | DATA NOT AVAILABLE | ACCEPTED TO CONNECT | DATA NOT AVAILABLE | DATA NOT AVAILABLE | DATA NOT AVAILABLE | DATA NOT AVAILABLE | DATA NOT AVAILABLE | DATA NOT AVAILABLE | 0.195 | 0.11 | 0.11579 | 0 | 0 | 2022-10-12 | DATA NOT AVAILABLE | N | DATA NOT AVAILABLE | DATA NOT AVAILABLE | DATA NOT AVAILABLE | DATA NOT AVAILABLE | DATA NOT AVAILABLE | 2023-08-10
DATA NOT AVAILABLE | DATA NOT AVAILABLE | AES LIMITED | CUST | PHASE 5H - 5K, GREEN ACRES | WESTER CLERKHILL DEVELOPMENT KINMUNDY ROAD | PETERHEAD | ABERDEENSHIRE | AB42 2AE | SCOTLAND | 411551 | 845849 | PETERHEAD GRANGE | DATA NOT APPLICABLE | PETERHEAD GRANGE 11KV | 11 | SCOTTISH HYDRO ELECTRIC POWER DISTRIBUTION PLC | SOLAR | PHOTOVOLTAIC | DATA NOT AVAILABLE | DATA NOT AVAILABLE | DATA NOT AVAILABLE | 0.194 | DATA NOT AVAILABLE | DATA NOT AVAILABLE | DATA NOT AVAILABLE | DATA NOT AVAILABLE | DATA NOT AVAILABLE | DATA NOT AVAILABLE | DATA NOT AVAILABLE | DATA NOT AVAILABLE | DATA NOT AVAILABLE | DATA NOT AVAILABLE | DATA NOT AVAILABLE | DATA NOT AVAILABLE | DATA NOT AVAILABLE | ACCEPTED TO CONNECT | DATA NOT AVAILABLE | DATA NOT AVAILABLE | DATA NOT AVAILABLE | DATA NOT AVAILABLE | DATA NOT AVAILABLE | DATA NOT AVAILABLE | 0.194 | 0.194 | 0.20421 | 0 | 0 | 2022-05-16 | DATA NOT AVAILABLE | N | DATA NOT AVAILABLE | DATA NOT AVAILABLE | DATA NOT AVAILABLE | DATA NOT AVAILABLE | DATA NOT AVAILABLE | 2023-08-10
DATA NOT AVAILABLE | DATA NOT AVAILABLE | MATRIX NETWORKS LTD | 595KVA DEMAND, 54KW PV | BLOCKS A, B & C | LEELAND TERRACE DEAN GARDENS | LONDON | PERTHSHIRE AND KINROSS | W13 9AN | ENGLAND | 516524 | 180353 | DATA NOT AVAILABLE | DATA NOT AVAILABLE | DATA NOT AVAILABLE | HV | SOUTHERN ELECTRIC POWER DISTRIBUTION PLC | SOLAR | PHOTOVOLTAIC | DATA NOT AVAILABLE | DATA NOT AVAILABLE | DATA NOT AVAILABLE | 0.054 | DATA NOT AVAILABLE | DATA NOT AVAILABLE | DATA NOT AVAILABLE | DATA NOT AVAILABLE | DATA NOT AVAILABLE | DATA NOT AVAILABLE | DATA NOT AVAILABLE | DATA NOT AVAILABLE | DATA NOT AVAILABLE | DATA NOT AVAILABLE | DATA NOT AVAILABLE | DATA NOT AVAILABLE | DATA NOT AVAILABLE | ACCEPTED TO CONNECT | DATA NOT AVAILABLE | DATA NOT AVAILABLE | DATA NOT AVAILABLE | DATA NOT AVAILABLE | DATA NOT AVAILABLE | DATA NOT AVAILABLE | 0.054 | 0.054 | 0.056842 | 0.62632 | 0.595 | 2022-09-21 | DATA NOT AVAILABLE | N | DATA NOT AVAILABLE | DATA NOT AVAILABLE | DATA NOT AVAILABLE | DATA NOT AVAILABLE | DATA NOT AVAILABLE | 2023-08-10
DATA NOT AVAILABLE | DATA NOT AVAILABLE | ABSOLUTE SOLAR AND WIND LTD | 200KW PV | PERSLEY WWTW | UPPER PERSLEY ROAD | ABERDEEN | ABERDEENSHIRE | AB22 8AT | SCOTLAND | 390667 | 809908 | PERSLEY | DATA NOT APPLICABLE | STONEYWOOD | 33 | SCOTTISH HYDRO ELECTRIC POWER DISTRIBUTION PLC | SOLAR | PHOTOVOLTAIC | DATA NOT AVAILABLE | DATA NOT AVAILABLE | DATA NOT AVAILABLE | 0.625 | DATA NOT AVAILABLE | DATA NOT AVAILABLE | DATA NOT AVAILABLE | DATA NOT AVAILABLE | DATA NOT AVAILABLE | DATA NOT AVAILABLE | DATA NOT AVAILABLE | DATA NOT AVAILABLE | DATA NOT AVAILABLE | DATA NOT AVAILABLE | DATA NOT AVAILABLE | DATA NOT AVAILABLE | DATA NOT AVAILABLE | ACCEPTED TO CONNECT | DATA NOT AVAILABLE | DATA NOT AVAILABLE | DATA NOT AVAILABLE | DATA NOT AVAILABLE | DATA NOT AVAILABLE | DATA NOT AVAILABLE | 0.625 | 0.2 | 0.21053 | 0 | 0 | 2022-05-27 | DATA NOT AVAILABLE | N | DATA NOT AVAILABLE | DATA NOT AVAILABLE | DATA NOT AVAILABLE | DATA NOT AVAILABLE | DATA NOT AVAILABLE | 2023-08-10
DATA NOT AVAILABLE | DATA NOT AVAILABLE | BANKS O DEE SPORT CLUB LTD | PV 40KW, BATTERY 5KW (THREE PHASE) | SPAIN PARK SPORTS COMPLEX | ABBOTSWELL ROAD | ABERDEEN | ABERDEENSHIRE | AB12 3AB | SCOTLAND | 394362 | 804066 | REDMOSS | DATA NOT APPLICABLE | CRAIGINCHES | 11 | SCOTTISH HYDRO ELECTRIC POWER DISTRIBUTION PLC | SOLAR | PHOTOVOLTAIC | DATA NOT AVAILABLE | DATA NOT AVAILABLE | DATA NOT AVAILABLE | 0.13 | DATA NOT AVAILABLE | DATA NOT AVAILABLE | DATA NOT AVAILABLE | DATA NOT AVAILABLE | DATA NOT AVAILABLE | DATA NOT AVAILABLE | DATA NOT AVAILABLE | DATA NOT AVAILABLE | DATA NOT AVAILABLE | DATA NOT AVAILABLE | DATA NOT AVAILABLE | DATA NOT AVAILABLE | DATA NOT AVAILABLE | ACCEPTED TO CONNECT | DATA NOT AVAILABLE | DATA NOT AVAILABLE | DATA NOT AVAILABLE | DATA NOT AVAILABLE | DATA NOT AVAILABLE | DATA NOT AVAILABLE | 0.13 | 0.1 | 0.10526 | 0 | 0 | 2022-04-28 | DATA NOT AVAILABLE | N | DATA NOT AVAILABLE | DATA NOT AVAILABLE | DATA NOT AVAILABLE | DATA NOT AVAILABLE | DATA NOT AVAILABLE | 2023-08-10
DATA NOT AVAILABLE | DATA NOT AVAILABLE | EMTEC ENERGY | 330KW PV | ONESUBSEA | BADENTOY AVENUE | ABERDEEN | ABERDEENSHIRE | AB12 4YB | SCOTLAND | 390721 | 797555 | REDMOSS | DATA NOT APPLICABLE | NEWTONHILL | 11 | SCOTTISH HYDRO ELECTRIC POWER DISTRIBUTION PLC | SOLAR | PHOTOVOLTAIC | DATA NOT AVAILABLE | DATA NOT AVAILABLE | DATA NOT AVAILABLE | 0.33 | DATA NOT AVAILABLE | DATA NOT AVAILABLE | DATA NOT AVAILABLE | DATA NOT AVAILABLE | DATA NOT AVAILABLE | DATA NOT AVAILABLE | DATA NOT AVAILABLE | DATA NOT AVAILABLE | DATA NOT AVAILABLE | DATA NOT AVAILABLE | DATA NOT AVAILABLE | DATA NOT AVAILABLE | DATA NOT AVAILABLE | ACCEPTED TO CONNECT | DATA NOT AVAILABLE | DATA NOT AVAILABLE | DATA NOT AVAILABLE | DATA NOT AVAILABLE | DATA NOT AVAILABLE | DATA NOT AVAILABLE | 0.33 | 0.3 | 0.31579 | 0 | 0 | 2022-07-07 | DATA NOT AVAILABLE | N | DATA NOT AVAILABLE | DATA NOT AVAILABLE | DATA NOT AVAILABLE | DATA NOT AVAILABLE | DATA NOT AVAILABLE | 2023-08-10
DATA NOT AVAILABLE | DATA NOT AVAILABLE | ENERGISE CONTRACTING | 440KW PV | CROSS MANUFACTURING, DEVIZES SOUTH SITE | HOPTON ROAD | DEVIZES | WILTSHIRE | SN10 2EU | ENGLAND | 402010 | 163001 | MELKSHAM GSP | NORRINGTON | DEVIZES | 11 | SOUTHERN ELECTRIC POWER DISTRIBUTION PLC | SOLAR | PHOTOVOLTAIC | DATA NOT AVAILABLE | DATA NOT AVAILABLE | DATA NOT AVAILABLE | 0.44 | DATA NOT AVAILABLE | DATA NOT AVAILABLE | DATA NOT AVAILABLE | DATA NOT AVAILABLE | DATA NOT AVAILABLE | DATA NOT AVAILABLE | DATA NOT AVAILABLE | DATA NOT AVAILABLE | DATA NOT AVAILABLE | DATA NOT AVAILABLE | DATA NOT AVAILABLE | DATA NOT AVAILABLE | DATA NOT AVAILABLE | ACCEPTED TO CONNECT | DATA NOT AVAILABLE | DATA NOT AVAILABLE | DATA NOT AVAILABLE | DATA NOT AVAILABLE | DATA NOT AVAILABLE | DATA NOT AVAILABLE | 0.44 | 0.44 | 0.46316 | 0 | 0 | 2023-06-06 | DATA NOT AVAILABLE | N | DATA NOT AVAILABLE | DATA NOT AVAILABLE | DATA NOT AVAILABLE | DATA NOT AVAILABLE | DATA NOT AVAILABLE | 2023-08-10
DATA NOT AVAILABLE | DATA NOT AVAILABLE | CLAYMORE HOMES | SUPERUSERS | NETHERMILL | CRUDEN BAY | PETERHEAD | ABERDEENSHIRE | AB42 0SH | SCOTLAND | 407104 | 835643 | STRICHEN | DATA NOT APPLICABLE | HATTON | 11 | SCOTTISH HYDRO ELECTRIC POWER DISTRIBUTION PLC | SOLAR | PHOTOVOLTAIC | DATA NOT AVAILABLE | DATA NOT AVAILABLE | DATA NOT AVAILABLE | 0.171 | DATA NOT AVAILABLE | DATA NOT AVAILABLE | DATA NOT AVAILABLE | DATA NOT AVAILABLE | DATA NOT AVAILABLE | DATA NOT AVAILABLE | DATA NOT AVAILABLE | DATA NOT AVAILABLE | DATA NOT AVAILABLE | DATA NOT AVAILABLE | DATA NOT AVAILABLE | DATA NOT AVAILABLE | DATA NOT AVAILABLE | ACCEPTED TO CONNECT | DATA NOT AVAILABLE | DATA NOT AVAILABLE | DATA NOT AVAILABLE | DATA NOT AVAILABLE | DATA NOT AVAILABLE | DATA NOT AVAILABLE | 0.171 | 0.171 | 0.18 | 0.15895 | 0.151 | 2022-10-05 | DATA NOT AVAILABLE | N | DATA NOT AVAILABLE | DATA NOT AVAILABLE | DATA NOT AVAILABLE | DATA NOT AVAILABLE | DATA NOT AVAILABLE | 2023-08-10
DATA NOT AVAILABLE | DATA NOT AVAILABLE | CLAYMORE HOMES | CUST | PLOT 1 - 28 | MILBURN RISE ADJ HIGH STREET ST COMBS | FRASERBURGH | ABERDEENSHIRE | AB43 8YR | SCOTLAND | 405320 | 862965 | FRASERBURGH | DATA NOT APPLICABLE | CAIRNBULG | 11 | SCOTTISH HYDRO ELECTRIC POWER DISTRIBUTION PLC | SOLAR | PHOTOVOLTAIC | DATA NOT AVAILABLE | DATA NOT AVAILABLE | DATA NOT AVAILABLE | 0.065 | DATA NOT AVAILABLE | DATA NOT AVAILABLE | DATA NOT AVAILABLE | DATA NOT AVAILABLE | DATA NOT AVAILABLE | DATA NOT AVAILABLE | DATA NOT AVAILABLE | DATA NOT AVAILABLE | DATA NOT AVAILABLE | DATA NOT AVAILABLE | DATA NOT AVAILABLE | DATA NOT AVAILABLE | DATA NOT AVAILABLE | ACCEPTED TO CONNECT | DATA NOT AVAILABLE | DATA NOT AVAILABLE | DATA NOT AVAILABLE | DATA NOT AVAILABLE | DATA NOT AVAILABLE | DATA NOT AVAILABLE | 0.065 | 0.052 | 0.054737 | 0.092632 | 0.088 | 2022-08-22 | DATA NOT AVAILABLE | N | DATA NOT AVAILABLE | DATA NOT AVAILABLE | DATA NOT AVAILABLE | DATA NOT AVAILABLE | DATA NOT AVAILABLE | 2023-08-10
DATA NOT AVAILABLE | DATA NOT AVAILABLE | CK ENERGY LTD | CUST, 170KW/130KW ELS? | YONDERTON FARM | DATA NOT AVAILABLE | ABERDEEN | ABERDEENSHIRE | AB42 0QS | SCOTLAND | 403917 | 837605 | STRICHEN | DATA NOT APPLICABLE | HATTON | 11 | SCOTTISH HYDRO ELECTRIC POWER DISTRIBUTION PLC | SOLAR | PHOTOVOLTAIC | DATA NOT AVAILABLE | DATA NOT AVAILABLE | DATA NOT AVAILABLE | 0.17 | DATA NOT AVAILABLE | DATA NOT AVAILABLE | DATA NOT AVAILABLE | DATA NOT AVAILABLE | DATA NOT AVAILABLE | DATA NOT AVAILABLE | DATA NOT AVAILABLE | DATA NOT AVAILABLE | DATA NOT AVAILABLE | DATA NOT AVAILABLE | DATA NOT AVAILABLE | DATA NOT AVAILABLE | DATA NOT AVAILABLE | ACCEPTED TO CONNECT | DATA NOT AVAILABLE | DATA NOT AVAILABLE | DATA NOT AVAILABLE | DATA NOT AVAILABLE | DATA NOT AVAILABLE | DATA NOT AVAILABLE | 0.17 | 0.095 | 0.1 | 0 | 0 | 2023-02-10 | DATA NOT AVAILABLE | N | DATA NOT AVAILABLE | DATA NOT AVAILABLE | DATA NOT AVAILABLE | DATA NOT AVAILABLE | DATA NOT AVAILABLE | 2023-08-10
DATA NOT AVAILABLE | DATA NOT AVAILABLE | ALT-SOLAR | 230KW PV (ADD CAP) | KIRKTON OF MONIKIE FARM | MONIKIE BROUGHTY FERRY | DUNDEE | DUNDEE | DD5 3QN | SCOTLAND | 351265 | 738232 | MILTON OF CRAIGIE | DATA NOT APPLICABLE | ASHLUDIE | 11 | SCOTTISH HYDRO ELECTRIC POWER DISTRIBUTION PLC | SOLAR | PHOTOVOLTAIC | DATA NOT AVAILABLE | DATA NOT AVAILABLE | DATA NOT AVAILABLE | 0.18 | DATA NOT AVAILABLE | DATA NOT AVAILABLE | DATA NOT AVAILABLE | DATA NOT AVAILABLE | DATA NOT AVAILABLE | DATA NOT AVAILABLE | DATA NOT AVAILABLE | DATA NOT AVAILABLE | DATA NOT AVAILABLE | DATA NOT AVAILABLE | DATA NOT AVAILABLE | DATA NOT AVAILABLE | DATA NOT AVAILABLE | ACCEPTED TO CONNECT | DATA NOT AVAILABLE | DATA NOT AVAILABLE | DATA NOT AVAILABLE | DATA NOT AVAILABLE | DATA NOT AVAILABLE | DATA NOT AVAILABLE | 0.18 | 0.13 | 0.13684 | 0 | 0 | 2022-10-07 | DATA NOT AVAILABLE | N | DATA NOT AVAILABLE | DATA NOT AVAILABLE | DATA NOT AVAILABLE | DATA NOT AVAILABLE | DATA NOT AVAILABLE | 2023-08-10
DATA NOT AVAILABLE | DATA NOT AVAILABLE | AES LTD | 150KW PV | FRASERBURGH CAMPUS | HENDERSON ROAD | FRASERBURGH | ABERDEENSHIRE | AB43 9GA | SCOTLAND | 398536 | 866208 | FRASERBURGH | DATA NOT APPLICABLE | FRASERBURGH | 11 | SCOTTISH HYDRO ELECTRIC POWER DISTRIBUTION PLC | SOLAR | PHOTOVOLTAIC | DATA NOT AVAILABLE | DATA NOT AVAILABLE | DATA NOT AVAILABLE | 0.15 | DATA NOT AVAILABLE | DATA NOT AVAILABLE | DATA NOT AVAILABLE | DATA NOT AVAILABLE | DATA NOT AVAILABLE | DATA NOT AVAILABLE | DATA NOT AVAILABLE | DATA NOT AVAILABLE | DATA NOT AVAILABLE | DATA NOT AVAILABLE | DATA NOT AVAILABLE | DATA NOT AVAILABLE | DATA NOT AVAILABLE | ACCEPTED TO CONNECT | DATA NOT AVAILABLE | DATA NOT AVAILABLE | DATA NOT AVAILABLE | DATA NOT AVAILABLE | DATA NOT AVAILABLE | DATA NOT AVAILABLE | 0.15 | 0.15 | 0.15789 | 0 | 0 | 2022-03-16 | DATA NOT AVAILABLE | N | DATA NOT AVAILABLE | DATA NOT AVAILABLE | DATA NOT AVAILABLE | DATA NOT AVAILABLE | DATA NOT AVAILABLE | 2023-08-10
DATA NOT AVAILABLE | DATA NOT AVAILABLE | AES LTD | 175KW PV | ABERDEEN CITY CAMPUS | GALLOWGATE | ABERDEEN | ABERDEENSHIRE | AB25 1BN | SCOTLAND | 394018 | 806842 | CLAYHILLS | DATA NOT APPLICABLE | COMMERCE STREET | 11 | SCOTTISH HYDRO ELECTRIC POWER DISTRIBUTION PLC | SOLAR | PHOTOVOLTAIC | DATA NOT AVAILABLE | DATA NOT AVAILABLE | DATA NOT AVAILABLE | 0.175 | DATA NOT AVAILABLE | DATA NOT AVAILABLE | DATA NOT AVAILABLE | DATA NOT AVAILABLE | DATA NOT AVAILABLE | DATA NOT AVAILABLE | DATA NOT AVAILABLE | DATA NOT AVAILABLE | DATA NOT AVAILABLE | DATA NOT AVAILABLE | DATA NOT AVAILABLE | DATA NOT AVAILABLE | DATA NOT AVAILABLE | ACCEPTED TO CONNECT | DATA NOT AVAILABLE | DATA NOT AVAILABLE | DATA NOT AVAILABLE | DATA NOT AVAILABLE | DATA NOT AVAILABLE | DATA NOT AVAILABLE | 0.175 | 0.175 | 0.18421 | 0 | 0 | 2022-03-16 | DATA NOT AVAILABLE | N | DATA NOT AVAILABLE | DATA NOT AVAILABLE | DATA NOT AVAILABLE | DATA NOT AVAILABLE | DATA NOT AVAILABLE | 2023-08-10
DATA NOT AVAILABLE | DATA NOT AVAILABLE | EMTEC ENERGY | 148KW PV/BATTERY | BROXDEN PARK AND RIDE | BROXDEN ROAD | PERTH | PERTHSHIRE AND KINROSS | PH2 0PX | SCOTLAND | 308618 | 722733 | BURGHMUIR | DATA NOT APPLICABLE | BURGHMUIR | 11 | SCOTTISH HYDRO ELECTRIC POWER DISTRIBUTION PLC | OTHER | OTHER | DATA NOT AVAILABLE | DATA NOT AVAILABLE | DATA NOT AVAILABLE | 0.148 | DATA NOT AVAILABLE | DATA NOT AVAILABLE | DATA NOT AVAILABLE | DATA NOT AVAILABLE | DATA NOT AVAILABLE | DATA NOT AVAILABLE | DATA NOT AVAILABLE | DATA NOT AVAILABLE | DATA NOT AVAILABLE | DATA NOT AVAILABLE | DATA NOT AVAILABLE | DATA NOT AVAILABLE | DATA NOT AVAILABLE | ACCEPTED TO CONNECT | DATA NOT AVAILABLE | DATA NOT AVAILABLE | DATA NOT AVAILABLE | DATA NOT AVAILABLE | DATA NOT AVAILABLE | DATA NOT AVAILABLE | 0.148 | 0.148 | 0.15579 | 0.68947 | 0.655 | 2023-01-05 | DATA NOT AVAILABLE | N | DATA NOT AVAILABLE | DATA NOT AVAILABLE | DATA NOT AVAILABLE | DATA NOT AVAILABLE | DATA NOT AVAILABLE | 2023-08-10
DATA NOT AVAILABLE | DATA NOT AVAILABLE | ELECTRICITY ASSET SERVICES LTD | ABDN LOAD 320KVA, PV 41KW | DATA NOT AVAILABLE | STRAIK ROAD WESTHILL | WESTHILL | ABERDEENSHIRE | AB32 6BP | SCOTLAND | 382261 | 806483 | KINTORE | DATA NOT APPLICABLE | SKENE | 11 | SCOTTISH HYDRO ELECTRIC POWER DISTRIBUTION PLC | SOLAR | PHOTOVOLTAIC | DATA NOT AVAILABLE | DATA NOT AVAILABLE | DATA NOT AVAILABLE | 0.041 | DATA NOT AVAILABLE | DATA NOT AVAILABLE | DATA NOT AVAILABLE | DATA NOT AVAILABLE | DATA NOT AVAILABLE | DATA NOT AVAILABLE | DATA NOT AVAILABLE | DATA NOT AVAILABLE | DATA NOT AVAILABLE | DATA NOT AVAILABLE | DATA NOT AVAILABLE | DATA NOT AVAILABLE | DATA NOT AVAILABLE | ACCEPTED TO CONNECT | DATA NOT AVAILABLE | DATA NOT AVAILABLE | DATA NOT AVAILABLE | DATA NOT AVAILABLE | DATA NOT AVAILABLE | DATA NOT AVAILABLE | 0.041 | 0.041 | 0.043158 | 0.33684 | 0.32 | 2022-06-10 | DATA NOT AVAILABLE | N | DATA NOT AVAILABLE | DATA NOT AVAILABLE | DATA NOT AVAILABLE | DATA NOT AVAILABLE | DATA NOT AVAILABLE | 2023-08-10
DATA NOT AVAILABLE | DATA NOT AVAILABLE | ALLT-ENERGY LTD | 100KW HYDRO | ARDTROSTAN HYDRO | ST FILLANS | CRIEFF | PERTHSHIRE AND KINROSS | PH6 2NL | SCOTLAND | 268921 | 723770 | KILLIN | DATA NOT APPLICABLE | LOCHEARNHEAD | 11 | SCOTTISH HYDRO ELECTRIC POWER DISTRIBUTION PLC | HYDRO (TO BE CONFIRMED) | HYDRO - OTHER | DATA NOT AVAILABLE | DATA NOT AVAILABLE | DATA NOT AVAILABLE | 0.1 | DATA NOT AVAILABLE | DATA NOT AVAILABLE | DATA NOT AVAILABLE | DATA NOT AVAILABLE | DATA NOT AVAILABLE | DATA NOT AVAILABLE | DATA NOT AVAILABLE | DATA NOT AVAILABLE | DATA NOT AVAILABLE | DATA NOT AVAILABLE | DATA NOT AVAILABLE | DATA NOT AVAILABLE | DATA NOT AVAILABLE | ACCEPTED TO CONNECT | DATA NOT AVAILABLE | DATA NOT AVAILABLE | DATA NOT AVAILABLE | DATA NOT AVAILABLE | DATA NOT AVAILABLE | DATA NOT AVAILABLE | 0.1 | 0.1 | 0.10526 | 0.010526 | 0.01 | 2022-10-03 | DATA NOT AVAILABLE | N | DATA NOT AVAILABLE | DATA NOT AVAILABLE | DATA NOT AVAILABLE | DATA NOT AVAILABLE | DATA NOT AVAILABLE | 2023-08-10
DATA NOT AVAILABLE | DATA NOT AVAILABLE | BS GREEN ENERGY | 800KW CHP | HILL FARM AD, HILL FARM | JOULDINGS LANE FARLEY HILL | READING | BERKSHIRE | RG7 1UR | ENGLAND | 475655 | 163977 | BRAMLEY (BASI) | BASINGSTOKE | ARBORFIELD | 11 | SOUTHERN ELECTRIC POWER DISTRIBUTION PLC | ADVANCED FUEL GASIFICATION OR PYROLYSIS | DATA NOT AVAILABLE | DATA NOT AVAILABLE | DATA NOT AVAILABLE | DATA NOT AVAILABLE | 0.8 | DATA NOT AVAILABLE | DATA NOT AVAILABLE | DATA NOT AVAILABLE | DATA NOT AVAILABLE | DATA NOT AVAILABLE | DATA NOT AVAILABLE | DATA NOT AVAILABLE | DATA NOT AVAILABLE | DATA NOT AVAILABLE | DATA NOT AVAILABLE | DATA NOT AVAILABLE | DATA NOT AVAILABLE | DATA NOT AVAILABLE | ACCEPTED TO CONNECT | DATA NOT AVAILABLE | DATA NOT AVAILABLE | DATA NOT AVAILABLE | DATA NOT AVAILABLE | DATA NOT AVAILABLE | DATA NOT AVAILABLE | 0.8 | 0.2 | 0.21053 | 0.26316 | 0.25 | 2023-01-04 | DATA NOT AVAILABLE | N | DATA NOT AVAILABLE | DATA NOT AVAILABLE | DATA NOT AVAILABLE | DATA NOT AVAILABLE | DATA NOT AVAILABLE | 2023-08-10
DATA NOT AVAILABLE | DATA NOT AVAILABLE | ENERGETICS DESIGN & BUILD | DORNOCH PH 3 & 4, DORNOCH, IV25 3PG | DORNOCH PH3 & 4 | HIGHLANDS | DORNOCH | PERTHSHIRE AND KINROSS | IV25 3PG | SCOTLAND | 279825 | 889951 | BRORA | DATA NOT APPLICABLE | DORNOCH | 11 | SCOTTISH HYDRO ELECTRIC POWER DISTRIBUTION PLC | SOLAR | PHOTOVOLTAIC | DATA NOT AVAILABLE | DATA NOT AVAILABLE | DATA NOT AVAILABLE | 0.153 | DATA NOT AVAILABLE | DATA NOT AVAILABLE | DATA NOT AVAILABLE | DATA NOT AVAILABLE | DATA NOT AVAILABLE | DATA NOT AVAILABLE | DATA NOT AVAILABLE | DATA NOT AVAILABLE | DATA NOT AVAILABLE | DATA NOT AVAILABLE | DATA NOT AVAILABLE | DATA NOT AVAILABLE | DATA NOT AVAILABLE | ACCEPTED TO CONNECT | DATA NOT AVAILABLE | DATA NOT AVAILABLE | DATA NOT AVAILABLE | DATA NOT AVAILABLE | DATA NOT AVAILABLE | DATA NOT AVAILABLE | 0.153 | 0.153 | 0.16105 | 0.34105 | 0.324 | 2022-12-21 | DATA NOT AVAILABLE | N | DATA NOT AVAILABLE | DATA NOT AVAILABLE | DATA NOT AVAILABLE | DATA NOT AVAILABLE | DATA NOT AVAILABLE | 2023-08-10
DATA NOT AVAILABLE | DATA NOT AVAILABLE | DINGBRO LIMITED | 60KW PV | UNIT 7- 9 | WHITEMYRES AVENUE | ABERDEEN | ABERDEENSHIRE | AB16 6HQ | SCOTLAND | 390567 | 806923 | WOODHILL | DATA NOT APPLICABLE | WOODHILL | 11 | SCOTTISH HYDRO ELECTRIC POWER DISTRIBUTION PLC | SOLAR | PHOTOVOLTAIC | DATA NOT AVAILABLE | DATA NOT AVAILABLE | DATA NOT AVAILABLE | 0.06 | DATA NOT AVAILABLE | DATA NOT AVAILABLE | DATA NOT AVAILABLE | DATA NOT AVAILABLE | DATA NOT AVAILABLE | DATA NOT AVAILABLE | DATA NOT AVAILABLE | DATA NOT AVAILABLE | DATA NOT AVAILABLE | DATA NOT AVAILABLE | DATA NOT AVAILABLE | DATA NOT AVAILABLE | DATA NOT AVAILABLE | ACCEPTED TO CONNECT | DATA NOT AVAILABLE | DATA NOT AVAILABLE | DATA NOT AVAILABLE | DATA NOT AVAILABLE | DATA NOT AVAILABLE | DATA NOT AVAILABLE | 0.06 | 0.06 | 0.063158 | 0 | 0 | 2022-08-16 | DATA NOT AVAILABLE | N | DATA NOT AVAILABLE | DATA NOT AVAILABLE | DATA NOT AVAILABLE | DATA NOT AVAILABLE | DATA NOT AVAILABLE | 2023-08-10
DATA NOT AVAILABLE | DATA NOT AVAILABLE | FES SUPPORT SERVICES | 260KW PV & 75KW HYDRO (ADD CAP, EXISTING 45KW) | WATER TREATMENT WORKS | GLENDEVON | DOLLAR | PERTHSHIRE AND KINROSS | FK14 7JX | SCOTLAND | 299748 | 702513 | ABERNETHY | DATA NOT APPLICABLE | GLENDEVON | 11 | SCOTTISH HYDRO ELECTRIC POWER DISTRIBUTION PLC | SOLAR | PHOTOVOLTAIC | DATA NOT AVAILABLE | DATA NOT AVAILABLE | DATA NOT AVAILABLE | 0.335 | DATA NOT AVAILABLE | DATA NOT AVAILABLE | DATA NOT AVAILABLE | DATA NOT AVAILABLE | DATA NOT AVAILABLE | DATA NOT AVAILABLE | DATA NOT AVAILABLE | DATA NOT AVAILABLE | DATA NOT AVAILABLE | DATA NOT AVAILABLE | DATA NOT AVAILABLE | DATA NOT AVAILABLE | DATA NOT AVAILABLE | ACCEPTED TO CONNECT | DATA NOT AVAILABLE | DATA NOT AVAILABLE | DATA NOT AVAILABLE | DATA NOT AVAILABLE | DATA NOT AVAILABLE | DATA NOT AVAILABLE | 0.335 | 0.14 | 0.14737 | 0 | 0 | 2023-05-10 | DATA NOT AVAILABLE | N | DATA NOT AVAILABLE | DATA NOT AVAILABLE | DATA NOT AVAILABLE | DATA NOT AVAILABLE | DATA NOT AVAILABLE | 2023-08-10
DATA NOT AVAILABLE | DATA NOT AVAILABLE | EMTEC ENERGY | 930KW PV | 117 | CRAIGTON ROAD | ABERDEEN | ABERDEENSHIRE | AB15 7TZ | SCOTLAND | 390897 | 804211 | CRAIGIEBUCKLER | DATA NOT APPLICABLE | CRAIGIEBUCKLER | 11 | SCOTTISH HYDRO ELECTRIC POWER DISTRIBUTION PLC | SOLAR | PHOTOVOLTAIC | DATA NOT AVAILABLE | DATA NOT AVAILABLE | DATA NOT AVAILABLE | 0.93 | DATA NOT AVAILABLE | DATA NOT AVAILABLE | DATA NOT AVAILABLE | DATA NOT AVAILABLE | DATA NOT AVAILABLE | DATA NOT AVAILABLE | DATA NOT AVAILABLE | DATA NOT AVAILABLE | DATA NOT AVAILABLE | DATA NOT AVAILABLE | DATA NOT AVAILABLE | DATA NOT AVAILABLE | DATA NOT AVAILABLE | ACCEPTED TO CONNECT | DATA NOT AVAILABLE | DATA NOT AVAILABLE | DATA NOT AVAILABLE | DATA NOT AVAILABLE | DATA NOT AVAILABLE | DATA NOT AVAILABLE | 0.93 | 0.93 | 0.97895 | 0.18632 | 0.177 | 2022-09-20 | DATA NOT AVAILABLE | N | DATA NOT AVAILABLE | DATA NOT AVAILABLE | DATA NOT AVAILABLE | DATA NOT AVAILABLE | DATA NOT AVAILABLE | 2023-08-10
DATA NOT AVAILABLE | DATA NOT AVAILABLE | TOUCHSTONE SYSTEMS EUROPE LTD | 70KW CHP | PHYLLIS COURT CLUB, | PHYLLIS COURT DRIVE | HENLEY-ON-THAMES | PERTHSHIRE AND KINROSS | RG9 2HT | ENGLAND | 476293 | 183057 | BRAMLEY (FLEE) | READING | HENLEY | 11 | SOUTHERN ELECTRIC POWER DISTRIBUTION PLC | ADVANCED FUEL GASIFICATION OR PYROLYSIS | DATA NOT AVAILABLE | DATA NOT AVAILABLE | DATA NOT AVAILABLE | DATA NOT AVAILABLE | 0.07 | DATA NOT AVAILABLE | DATA NOT AVAILABLE | DATA NOT AVAILABLE | DATA NOT AVAILABLE | DATA NOT AVAILABLE | DATA NOT AVAILABLE | DATA NOT AVAILABLE | DATA NOT AVAILABLE | DATA NOT AVAILABLE | DATA NOT AVAILABLE | DATA NOT AVAILABLE | DATA NOT AVAILABLE | DATA NOT AVAILABLE | ACCEPTED TO CONNECT | DATA NOT AVAILABLE | DATA NOT AVAILABLE | DATA NOT AVAILABLE | DATA NOT AVAILABLE | DATA NOT AVAILABLE | DATA NOT AVAILABLE | 0.07 | 0.07 | 0.073684 | 0 | 0 | 2022-07-29 | DATA NOT AVAILABLE | N | DATA NOT AVAILABLE | DATA NOT AVAILABLE | DATA NOT AVAILABLE | DATA NOT AVAILABLE | DATA NOT AVAILABLE | 2023-08-10
DATA NOT AVAILABLE | DATA NOT AVAILABLE | GTC | DATA NOT AVAILABLE | DATA NOT AVAILABLE | CRAIGMILL ROAD STRATHMARTINE | DUNDEE | DUNDEE | DD3 0PH | SCOTLAND | 337807 | 735275 | LYNDHURST | DATA NOT APPLICABLE | WEST KIRKTON | 11 | SCOTTISH HYDRO ELECTRIC POWER DISTRIBUTION PLC | SOLAR | PHOTOVOLTAIC | DATA NOT AVAILABLE | DATA NOT AVAILABLE | DATA NOT AVAILABLE | 0.336 | DATA NOT AVAILABLE | DATA NOT AVAILABLE | DATA NOT AVAILABLE | DATA NOT AVAILABLE | DATA NOT AVAILABLE | DATA NOT AVAILABLE | DATA NOT AVAILABLE | DATA NOT AVAILABLE | DATA NOT AVAILABLE | DATA NOT AVAILABLE | DATA NOT AVAILABLE | DATA NOT AVAILABLE | DATA NOT AVAILABLE | ACCEPTED TO CONNECT | DATA NOT AVAILABLE | DATA NOT AVAILABLE | DATA NOT AVAILABLE | DATA NOT AVAILABLE | DATA NOT AVAILABLE | DATA NOT AVAILABLE | 0.336 | 0.336 | 0.35368 | 0.52842 | 0.502 | 2022-12-02 | DATA NOT AVAILABLE | N | DATA NOT AVAILABLE | DATA NOT AVAILABLE | DATA NOT AVAILABLE | DATA NOT AVAILABLE | DATA NOT AVAILABLE | 2023-08-10
DATA NOT AVAILABLE | DATA NOT AVAILABLE | AES LIMITED | WESTER CLERKHILL | PHASE 5H - 5K, GREEN ACRES | WESTER CLERKHILL DEVELOPMENT KINMUNDY ROAD | PETERHEAD | ABERDEENSHIRE | AB42 2AE | SCOTLAND | 411551 | 845849 | PETERHEAD GRANGE | DATA NOT APPLICABLE | PETERHEAD GRANGE 11KV | 11 | SCOTTISH HYDRO ELECTRIC POWER DISTRIBUTION PLC | SOLAR | PHOTOVOLTAIC | DATA NOT AVAILABLE | DATA NOT AVAILABLE | DATA NOT AVAILABLE | 0.23 | DATA NOT AVAILABLE | DATA NOT AVAILABLE | DATA NOT AVAILABLE | DATA NOT AVAILABLE | DATA NOT AVAILABLE | DATA NOT AVAILABLE | DATA NOT AVAILABLE | DATA NOT AVAILABLE | DATA NOT AVAILABLE | DATA NOT AVAILABLE | DATA NOT AVAILABLE | DATA NOT AVAILABLE | DATA NOT AVAILABLE | ACCEPTED TO CONNECT | DATA NOT AVAILABLE | DATA NOT AVAILABLE | DATA NOT AVAILABLE | DATA NOT AVAILABLE | DATA NOT AVAILABLE | DATA NOT AVAILABLE | 0.23 | 0.23 | 0.24211 | 0.12421 | 0.118 | 2022-12-02 | DATA NOT AVAILABLE | N | DATA NOT AVAILABLE | DATA NOT AVAILABLE | DATA NOT AVAILABLE | DATA NOT AVAILABLE | DATA NOT AVAILABLE | 2023-08-10
DATA NOT AVAILABLE | DATA NOT AVAILABLE | GREEN HIGHLAND RENEWABLES LTD | 750KW HYDRO | STRATHANMORE HYDRO | STRATHCONON ESTATE OFFICE STRATHCONON ESTATE | MUIR OF ORD | PERTHSHIRE AND KINROSS | IV6 7QQ | SCOTLAND | 229491 | 854518 | BEAULY | DATA NOT APPLICABLE | BEAULY GRID | 33 | SCOTTISH HYDRO ELECTRIC POWER DISTRIBUTION PLC | HYDRO (TO BE CONFIRMED) | HYDRO - OTHER | DATA NOT AVAILABLE | DATA NOT AVAILABLE | DATA NOT AVAILABLE | 0.75 | DATA NOT AVAILABLE | DATA NOT AVAILABLE | DATA NOT AVAILABLE | DATA NOT AVAILABLE | DATA NOT AVAILABLE | DATA NOT AVAILABLE | DATA NOT AVAILABLE | DATA NOT AVAILABLE | DATA NOT AVAILABLE | DATA NOT AVAILABLE | DATA NOT AVAILABLE | DATA NOT AVAILABLE | DATA NOT AVAILABLE | ACCEPTED TO CONNECT | DATA NOT AVAILABLE | DATA NOT AVAILABLE | DATA NOT AVAILABLE | DATA NOT AVAILABLE | DATA NOT AVAILABLE | DATA NOT AVAILABLE | 0.75 | 0.75 | 0.78947 | 0.23579 | 0.224 | 2023-02-20 | DATA NOT AVAILABLE | N | DATA NOT AVAILABLE | DATA NOT AVAILABLE | DATA NOT AVAILABLE | DATA NOT AVAILABLE | DATA NOT AVAILABLE | 2023-08-10
DATA NOT AVAILABLE | DATA NOT AVAILABLE | PROLOGIS UK LTD | 240KW PV | DHL GLOBAL | DAWLEY PARK | HAYES | PERTHSHIRE AND KINROSS | UB3 9HJ | ENGLAND | 510140 | 179496 | NORTH HYDE GSP | DATA NOT AVAILABLE | HAYES | 11 | SOUTHERN ELECTRIC POWER DISTRIBUTION PLC | SOLAR | PHOTOVOLTAIC | DATA NOT AVAILABLE | DATA NOT AVAILABLE | DATA NOT AVAILABLE | 0.24 | DATA NOT AVAILABLE | DATA NOT AVAILABLE | DATA NOT AVAILABLE | DATA NOT AVAILABLE | DATA NOT AVAILABLE | DATA NOT AVAILABLE | DATA NOT AVAILABLE | DATA NOT AVAILABLE | DATA NOT AVAILABLE | DATA NOT AVAILABLE | DATA NOT AVAILABLE | DATA NOT AVAILABLE | DATA NOT AVAILABLE | ACCEPTED TO CONNECT | DATA NOT AVAILABLE | DATA NOT AVAILABLE | DATA NOT AVAILABLE | DATA NOT AVAILABLE | DATA NOT AVAILABLE | DATA NOT AVAILABLE | 0.24 | 0.24 | 0.25263 | 0 | 0 | 2022-09-30 | DATA NOT AVAILABLE | N | DATA NOT AVAILABLE | DATA NOT AVAILABLE | DATA NOT AVAILABLE | DATA NOT AVAILABLE | DATA NOT AVAILABLE | 2023-08-10
DATA NOT AVAILABLE | DATA NOT AVAILABLE | NIPPON EXPRESS (U.K.) LIMITED | 505KW PV | NIPPON EXPRESS 2 | MILLINGTON ROAD | HAYES | PERTHSHIRE AND KINROSS | UB3 4AZ | ENGLAND | 509183 | 179286 | NORTH HYDE GSP | DATA NOT AVAILABLE | HAYES | 11 | SOUTHERN ELECTRIC POWER DISTRIBUTION PLC | SOLAR | PHOTOVOLTAIC | DATA NOT AVAILABLE | DATA NOT AVAILABLE | DATA NOT AVAILABLE | 0.505 | DATA NOT AVAILABLE | DATA NOT AVAILABLE | DATA NOT AVAILABLE | DATA NOT AVAILABLE | DATA NOT AVAILABLE | DATA NOT AVAILABLE | DATA NOT AVAILABLE | DATA NOT AVAILABLE | DATA NOT AVAILABLE | DATA NOT AVAILABLE | DATA NOT AVAILABLE | DATA NOT AVAILABLE | DATA NOT AVAILABLE | ACCEPTED TO CONNECT | DATA NOT AVAILABLE | DATA NOT AVAILABLE | DATA NOT AVAILABLE | DATA NOT AVAILABLE | DATA NOT AVAILABLE | DATA NOT AVAILABLE | 0.505 | 0.505 | 0.53158 | 0 | 0 | 2022-11-22 | DATA NOT AVAILABLE | N | DATA NOT AVAILABLE | DATA NOT AVAILABLE | DATA NOT AVAILABLE | DATA NOT AVAILABLE | DATA NOT AVAILABLE | 2023-08-10
DATA NOT AVAILABLE | DATA NOT AVAILABLE | ROADNIGHT TAYLOR LTD | INCREASE TO IMPORT | STOKEFORD FARM, STOKEFORD FARM GAS | EAST STOKE | WAREHAM | DORSET | BH20 6AN | ENGLAND | 386979 | 87275 | DATA NOT AVAILABLE | DATA NOT AVAILABLE | DATA NOT AVAILABLE | EHV | SOUTHERN ELECTRIC POWER DISTRIBUTION PLC | OTHER | OTHER | DATA NOT AVAILABLE | DATA NOT AVAILABLE | DATA NOT AVAILABLE | 0.001 | DATA NOT AVAILABLE | DATA NOT AVAILABLE | DATA NOT AVAILABLE | DATA NOT AVAILABLE | DATA NOT AVAILABLE | DATA NOT AVAILABLE | DATA NOT AVAILABLE | DATA NOT AVAILABLE | DATA NOT AVAILABLE | DATA NOT AVAILABLE | DATA NOT AVAILABLE | DATA NOT AVAILABLE | DATA NOT AVAILABLE | ACCEPTED TO CONNECT | DATA NOT AVAILABLE | DATA NOT AVAILABLE | DATA NOT AVAILABLE | DATA NOT AVAILABLE | DATA NOT AVAILABLE | DATA NOT AVAILABLE | 0.001 | 0.001 | 0.0010526 | 0.38 | 0.361 | 2023-03-03 | DATA NOT AVAILABLE | N | DATA NOT AVAILABLE | DATA NOT AVAILABLE | DATA NOT AVAILABLE | DATA NOT AVAILABLE | DATA NOT AVAILABLE | 2023-08-10
DATA NOT AVAILABLE | DATA NOT AVAILABLE | ECO ASSIST | 150KW PV | DOVES FARM FOODS | SALISBURY ROAD | HUNGERFORD | PERTHSHIRE AND KINROSS | RG17 0RF | ENGLAND | 432530 | 164660 | BRAMLEY (ANDO-THAT) | THATCHAM | HUNGERFORD | 11 | SOUTHERN ELECTRIC POWER DISTRIBUTION PLC | SOLAR | PHOTOVOLTAIC | DATA NOT AVAILABLE | DATA NOT AVAILABLE | DATA NOT AVAILABLE | 0.15 | DATA NOT AVAILABLE | DATA NOT AVAILABLE | DATA NOT AVAILABLE | DATA NOT AVAILABLE | DATA NOT AVAILABLE | DATA NOT AVAILABLE | DATA NOT AVAILABLE | DATA NOT AVAILABLE | DATA NOT AVAILABLE | DATA NOT AVAILABLE | DATA NOT AVAILABLE | DATA NOT AVAILABLE | DATA NOT AVAILABLE | ACCEPTED TO CONNECT | DATA NOT AVAILABLE | DATA NOT AVAILABLE | DATA NOT AVAILABLE | DATA NOT AVAILABLE | DATA NOT AVAILABLE | DATA NOT AVAILABLE | 0.15 | 0.15 | 0.15789 | 0 | 0 | 2022-09-23 | DATA NOT AVAILABLE | N | DATA NOT AVAILABLE | DATA NOT AVAILABLE | DATA NOT AVAILABLE | DATA NOT AVAILABLE | DATA NOT AVAILABLE | 2023-08-10
DATA NOT AVAILABLE | DATA NOT AVAILABLE | VATTENFALL | PV 6 X 17KW | VULCAN WAY UNITS 18-2 | FERNDOWN INDUSTRIAL ESTATE | WIMBORNE | DORSET | BH21 7BU | ENGLAND | 406258 | 100896 | LOVEDEAN GSP | HAVANT | GABLE HEAD | 11 | SOUTHERN ELECTRIC POWER DISTRIBUTION PLC | SOLAR | PHOTOVOLTAIC | DATA NOT AVAILABLE | DATA NOT AVAILABLE | DATA NOT AVAILABLE | 0.102 | DATA NOT AVAILABLE | DATA NOT AVAILABLE | DATA NOT AVAILABLE | DATA NOT AVAILABLE | DATA NOT AVAILABLE | DATA NOT AVAILABLE | DATA NOT AVAILABLE | DATA NOT AVAILABLE | DATA NOT AVAILABLE | DATA NOT AVAILABLE | DATA NOT AVAILABLE | DATA NOT AVAILABLE | DATA NOT AVAILABLE | ACCEPTED TO CONNECT | DATA NOT AVAILABLE | DATA NOT AVAILABLE | DATA NOT AVAILABLE | DATA NOT AVAILABLE | DATA NOT AVAILABLE | DATA NOT AVAILABLE | 0.102 | 0.102 | 0.10737 | 0 | 0 | 2022-08-19 | DATA NOT AVAILABLE | N | DATA NOT AVAILABLE | DATA NOT AVAILABLE | DATA NOT AVAILABLE | DATA NOT AVAILABLE | DATA NOT AVAILABLE | 2023-08-10
DATA NOT AVAILABLE | DATA NOT AVAILABLE | EILANREACH ESTATE | HYDRO 34KW | EILANREACH ESTATE | GLENELG | KYLE | PERTHSHIRE AND KINROSS | IV40 8JA | SCOTLAND | 180771 | 817878 | BROADFORD | DATA NOT APPLICABLE | NOSTIE BRIDGE | 11 | SCOTTISH HYDRO ELECTRIC POWER DISTRIBUTION PLC | HYDRO (TO BE CONFIRMED) | HYDRO - OTHER | DATA NOT AVAILABLE | DATA NOT AVAILABLE | DATA NOT AVAILABLE | 0.034 | DATA NOT AVAILABLE | DATA NOT AVAILABLE | DATA NOT AVAILABLE | DATA NOT AVAILABLE | DATA NOT AVAILABLE | DATA NOT AVAILABLE | DATA NOT AVAILABLE | DATA NOT AVAILABLE | DATA NOT AVAILABLE | DATA NOT AVAILABLE | DATA NOT AVAILABLE | DATA NOT AVAILABLE | DATA NOT AVAILABLE | ACCEPTED TO CONNECT | DATA NOT AVAILABLE | DATA NOT AVAILABLE | DATA NOT AVAILABLE | DATA NOT AVAILABLE | DATA NOT AVAILABLE | DATA NOT AVAILABLE | 0.034 | 0.034 | 0.035789 | 0.10526 | 0.1 | 2023-03-29 | DATA NOT AVAILABLE | N | DATA NOT AVAILABLE | DATA NOT AVAILABLE | DATA NOT AVAILABLE | DATA NOT AVAILABLE | DATA NOT AVAILABLE | 2023-08-10
DATA NOT AVAILABLE | DATA NOT AVAILABLE | EMBER ENERGY | 200KW PV (EXISTING 4KW) | COULTERFANNY | TYRIE | FRASERBURGH | ABERDEENSHIRE | AB43 7DT | SCOTLAND | 391573 | 861035 | STRICHEN | DATA NOT APPLICABLE | STRICHEN | 11 | SCOTTISH HYDRO ELECTRIC POWER DISTRIBUTION PLC | SOLAR | PHOTOVOLTAIC | DATA NOT AVAILABLE | DATA NOT AVAILABLE | DATA NOT AVAILABLE | 0.2 | DATA NOT AVAILABLE | DATA NOT AVAILABLE | DATA NOT AVAILABLE | DATA NOT AVAILABLE | DATA NOT AVAILABLE | DATA NOT AVAILABLE | DATA NOT AVAILABLE | DATA NOT AVAILABLE | DATA NOT AVAILABLE | DATA NOT AVAILABLE | DATA NOT AVAILABLE | DATA NOT AVAILABLE | DATA NOT AVAILABLE | ACCEPTED TO CONNECT | DATA NOT AVAILABLE | DATA NOT AVAILABLE | DATA NOT AVAILABLE | DATA NOT AVAILABLE | DATA NOT AVAILABLE | DATA NOT AVAILABLE | 0.2 | 0.17 | 0.17895 | 0 | 0 | 2022-12-07 | DATA NOT AVAILABLE | N | DATA NOT AVAILABLE | DATA NOT AVAILABLE | DATA NOT AVAILABLE | DATA NOT AVAILABLE | DATA NOT AVAILABLE | 2023-08-10
DATA NOT AVAILABLE | DATA NOT AVAILABLE | GLENDOICK GARDENS LIMITED | 150KW PV | GLENDOICK GARDEN CENTRE, GLENDOICK GARDEN CENTRE | GLENCARSE | PERTH | PERTHSHIRE AND KINROSS | PH2 7NS | SCOTLAND | 320366 | 723465 | ABERNETHY | DATA NOT APPLICABLE | ERROL | 11 | SCOTTISH HYDRO ELECTRIC POWER DISTRIBUTION PLC | SOLAR | PHOTOVOLTAIC | DATA NOT AVAILABLE | DATA NOT AVAILABLE | DATA NOT AVAILABLE | 0.15 | DATA NOT AVAILABLE | DATA NOT AVAILABLE | DATA NOT AVAILABLE | DATA NOT AVAILABLE | DATA NOT AVAILABLE | DATA NOT AVAILABLE | DATA NOT AVAILABLE | DATA NOT AVAILABLE | DATA NOT AVAILABLE | DATA NOT AVAILABLE | DATA NOT AVAILABLE | DATA NOT AVAILABLE | DATA NOT AVAILABLE | ACCEPTED TO CONNECT | DATA NOT AVAILABLE | DATA NOT AVAILABLE | DATA NOT AVAILABLE | DATA NOT AVAILABLE | DATA NOT AVAILABLE | DATA NOT AVAILABLE | 0.15 | 0.15 | 0.15789 | 0 | 0 | 2023-03-31 | DATA NOT AVAILABLE | N | DATA NOT AVAILABLE | DATA NOT AVAILABLE | DATA NOT AVAILABLE | DATA NOT AVAILABLE | DATA NOT AVAILABLE | 2023-08-10
DATA NOT AVAILABLE | DATA NOT AVAILABLE | HARBRO LIMITED | 60KW SOLAR PV INVERTER | SMIDDYSEAT MILL | MARKETHILL ROAD | TURRIFF | ABERDEENSHIRE | AB53 8HJ | SCOTLAND | 373945 | 849609 | MACDUFF | DATA NOT APPLICABLE | TURRIFF | 11 | SCOTTISH HYDRO ELECTRIC POWER DISTRIBUTION PLC | SOLAR | PHOTOVOLTAIC | DATA NOT AVAILABLE | DATA NOT AVAILABLE | DATA NOT AVAILABLE | 0.06 | DATA NOT AVAILABLE | DATA NOT AVAILABLE | DATA NOT AVAILABLE | DATA NOT AVAILABLE | DATA NOT AVAILABLE | DATA NOT AVAILABLE | DATA NOT AVAILABLE | DATA NOT AVAILABLE | DATA NOT AVAILABLE | DATA NOT AVAILABLE | DATA NOT AVAILABLE | DATA NOT AVAILABLE | DATA NOT AVAILABLE | ACCEPTED TO CONNECT | DATA NOT AVAILABLE | DATA NOT AVAILABLE | DATA NOT AVAILABLE | DATA NOT AVAILABLE | DATA NOT AVAILABLE | DATA NOT AVAILABLE | 0.06 | 0.06 | 0.063158 | 0 | 0 | 2022-12-21 | DATA NOT AVAILABLE | N | DATA NOT AVAILABLE | DATA NOT AVAILABLE | DATA NOT AVAILABLE | DATA NOT AVAILABLE | DATA NOT AVAILABLE | 2023-08-10
DATA NOT AVAILABLE | DATA NOT AVAILABLE | EVOENERGY LTD | 289.9KW PV (ADD CAP) | MAXIS 2 | 43 WESTERN ROAD | BRACKNELL | PERTHSHIRE AND KINROSS | RG12 1RF | ENGLAND | 485562 | 169454 | DATA NOT AVAILABLE | DATA NOT AVAILABLE | DATA NOT AVAILABLE | LV | SOUTHERN ELECTRIC POWER DISTRIBUTION PLC | SOLAR | PHOTOVOLTAIC | DATA NOT AVAILABLE | DATA NOT AVAILABLE | DATA NOT AVAILABLE | 0.29 | DATA NOT AVAILABLE | DATA NOT AVAILABLE | DATA NOT AVAILABLE | DATA NOT AVAILABLE | DATA NOT AVAILABLE | DATA NOT AVAILABLE | DATA NOT AVAILABLE | DATA NOT AVAILABLE | DATA NOT AVAILABLE | DATA NOT AVAILABLE | DATA NOT AVAILABLE | DATA NOT AVAILABLE | DATA NOT AVAILABLE | ACCEPTED TO CONNECT | DATA NOT AVAILABLE | DATA NOT AVAILABLE | DATA NOT AVAILABLE | DATA NOT AVAILABLE | DATA NOT AVAILABLE | DATA NOT AVAILABLE | 0.29 | 0.29 | 0.30526 | 0 | 0 | 2022-12-14 | DATA NOT AVAILABLE | N | DATA NOT AVAILABLE | DATA NOT AVAILABLE | DATA NOT AVAILABLE | DATA NOT AVAILABLE | DATA NOT AVAILABLE | 2023-08-10
DATA NOT AVAILABLE | DATA NOT AVAILABLE | JBF Contracts Ltd | 500KW CHP | JBF CONTRACTS | UPPER PITFORTHIE FARM | LAURENCEKIRK | ABERDEENSHIRE | AB30 1LQ | SCOTLAND | 381655 | 779137 | FIDDES | DATA NOT APPLICABLE | FIDDES | 33 | SCOTTISH HYDRO ELECTRIC POWER DISTRIBUTION PLC | ADVANCED FUEL GASIFICATION OR PYROLYSIS | DATA NOT AVAILABLE | DATA NOT AVAILABLE | DATA NOT AVAILABLE | DATA NOT AVAILABLE | 0.5 | DATA NOT AVAILABLE | DATA NOT AVAILABLE | DATA NOT AVAILABLE | DATA NOT AVAILABLE | DATA NOT AVAILABLE | DATA NOT AVAILABLE | DATA NOT AVAILABLE | DATA NOT AVAILABLE | DATA NOT AVAILABLE | DATA NOT AVAILABLE | DATA NOT AVAILABLE | DATA NOT AVAILABLE | DATA NOT AVAILABLE | ACCEPTED TO CONNECT | DATA NOT AVAILABLE | DATA NOT AVAILABLE | DATA NOT AVAILABLE | DATA NOT AVAILABLE | DATA NOT AVAILABLE | DATA NOT AVAILABLE | 0.5 | 0.5 | 0.52632 | 0 | 0 | 2023-04-06 | DATA NOT AVAILABLE | N | DATA NOT AVAILABLE | DATA NOT AVAILABLE | DATA NOT AVAILABLE | DATA NOT AVAILABLE | DATA NOT AVAILABLE | 2023-08-10
DATA NOT AVAILABLE | DATA NOT AVAILABLE | IGEN ENERGY LTD | 100KW PV | MILLBROOK WAY 32 | POYLE | EGHAM | PERTHSHIRE AND KINROSS | SL3 0HN | ENGLAND | 503269 | 176448 | IVER 132KV | LONGFORD | POYLE | 11 | SOUTHERN ELECTRIC POWER DISTRIBUTION PLC | SOLAR | PHOTOVOLTAIC | DATA NOT AVAILABLE | DATA NOT AVAILABLE | DATA NOT AVAILABLE | 0.1 | DATA NOT AVAILABLE | DATA NOT AVAILABLE | DATA NOT AVAILABLE | DATA NOT AVAILABLE | DATA NOT AVAILABLE | DATA NOT AVAILABLE | DATA NOT AVAILABLE | DATA NOT AVAILABLE | DATA NOT AVAILABLE | DATA NOT AVAILABLE | DATA NOT AVAILABLE | DATA NOT AVAILABLE | DATA NOT AVAILABLE | ACCEPTED TO CONNECT | DATA NOT AVAILABLE | DATA NOT AVAILABLE | DATA NOT AVAILABLE | DATA NOT AVAILABLE | DATA NOT AVAILABLE | DATA NOT AVAILABLE | 0.1 | 0.1 | 0.10526 | 0 | 0 | 2022-12-12 | DATA NOT AVAILABLE | N | DATA NOT AVAILABLE | DATA NOT AVAILABLE | DATA NOT AVAILABLE | DATA NOT AVAILABLE | DATA NOT AVAILABLE | 2023-08-10
DATA NOT AVAILABLE | DATA NOT AVAILABLE | TAN INTERNATIONAL LTD | 140KW PV | INDUSTRIAL ESTATE | FRIARTON ROAD | PERTH | PERTHSHIRE AND KINROSS | PH2 8DG | SCOTLAND | 312379 | 721378 | ABERNETHY | DATA NOT APPLICABLE | HARBOUR | 11 | SCOTTISH HYDRO ELECTRIC POWER DISTRIBUTION PLC | SOLAR | PHOTOVOLTAIC | DATA NOT AVAILABLE | DATA NOT AVAILABLE | DATA NOT AVAILABLE | 0.14 | DATA NOT AVAILABLE | DATA NOT AVAILABLE | DATA NOT AVAILABLE | DATA NOT AVAILABLE | DATA NOT AVAILABLE | DATA NOT AVAILABLE | DATA NOT AVAILABLE | DATA NOT AVAILABLE | DATA NOT AVAILABLE | DATA NOT AVAILABLE | DATA NOT AVAILABLE | DATA NOT AVAILABLE | DATA NOT AVAILABLE | ACCEPTED TO CONNECT | DATA NOT AVAILABLE | DATA NOT AVAILABLE | DATA NOT AVAILABLE | DATA NOT AVAILABLE | DATA NOT AVAILABLE | DATA NOT AVAILABLE | 0.14 | 0.14 | 0.14737 | 0 | 0 | 2023-02-23 | DATA NOT AVAILABLE | N | DATA NOT AVAILABLE | DATA NOT AVAILABLE | DATA NOT AVAILABLE | DATA NOT AVAILABLE | DATA NOT AVAILABLE | 2023-08-10
DATA NOT AVAILABLE | DATA NOT AVAILABLE | BRAKES HYDROPOWER LTD | 180KW HYDRO | MERKLAND BURN HYDRO-SCHEME | BRODICK | ISLE OF ARRAN | PERTHSHIRE AND KINROSS | KA27 8JA | SCOTLAND | 202991 | 640022 | CARRADALE | DATA NOT APPLICABLE | BRODICK | 11 | SCOTTISH HYDRO ELECTRIC POWER DISTRIBUTION PLC | HYDRO (TO BE CONFIRMED) | HYDRO - OTHER | DATA NOT AVAILABLE | DATA NOT AVAILABLE | DATA NOT AVAILABLE | 0.18 | DATA NOT AVAILABLE | DATA NOT AVAILABLE | DATA NOT AVAILABLE | DATA NOT AVAILABLE | DATA NOT AVAILABLE | DATA NOT AVAILABLE | DATA NOT AVAILABLE | DATA NOT AVAILABLE | DATA NOT AVAILABLE | DATA NOT AVAILABLE | DATA NOT AVAILABLE | DATA NOT AVAILABLE | DATA NOT AVAILABLE | ACCEPTED TO CONNECT | DATA NOT AVAILABLE | DATA NOT AVAILABLE | DATA NOT AVAILABLE | DATA NOT AVAILABLE | DATA NOT AVAILABLE | DATA NOT AVAILABLE | 0.18 | 0.18 | 0.18947 | 0.054737 | 0.052 | 2023-05-30 | DATA NOT AVAILABLE | N | DATA NOT AVAILABLE | DATA NOT AVAILABLE | DATA NOT AVAILABLE | DATA NOT AVAILABLE | DATA NOT AVAILABLE | 2023-08-10
DATA NOT AVAILABLE | DATA NOT AVAILABLE | FUTURELEC LIMITED | 60KW PV | VERONA HOUSE | TETBURY HILL | MALMESBURY | WILTSHIRE | SN16 0JB | ENGLAND | 392162 | 188142 | MELKSHAM GSP | CHIPPENHAM | MALMESBURY | 11 | SOUTHERN ELECTRIC POWER DISTRIBUTION PLC | SOLAR | PHOTOVOLTAIC | DATA NOT AVAILABLE | DATA NOT AVAILABLE | DATA NOT AVAILABLE | 0.06 | DATA NOT AVAILABLE | DATA NOT AVAILABLE | DATA NOT AVAILABLE | DATA NOT AVAILABLE | DATA NOT AVAILABLE | DATA NOT AVAILABLE | DATA NOT AVAILABLE | DATA NOT AVAILABLE | DATA NOT AVAILABLE | DATA NOT AVAILABLE | DATA NOT AVAILABLE | DATA NOT AVAILABLE | DATA NOT AVAILABLE | ACCEPTED TO CONNECT | DATA NOT AVAILABLE | DATA NOT AVAILABLE | DATA NOT AVAILABLE | DATA NOT AVAILABLE | DATA NOT AVAILABLE | DATA NOT AVAILABLE | 0.06 | 0.06 | 0.063158 | 0 | 0 | 2022-10-24 | DATA NOT AVAILABLE | N | DATA NOT AVAILABLE | DATA NOT AVAILABLE | DATA NOT AVAILABLE | DATA NOT AVAILABLE | DATA NOT AVAILABLE | 2023-08-10
DATA NOT AVAILABLE | DATA NOT AVAILABLE | UNIT 28 NORTH WAY | PC 400KW PV | UNIT 28 | NORTH WAY WALWORTH INDUSTRIAL ESTATE | ANDOVER | HAMPSHIRE | SP10 5RW | ENGLAND | 437947 | 146673 | MELKSHAM GSP | ANDOVER | ANDOVER EAST | 11 | SOUTHERN ELECTRIC POWER DISTRIBUTION PLC | SOLAR | PHOTOVOLTAIC | DATA NOT AVAILABLE | DATA NOT AVAILABLE | DATA NOT AVAILABLE | 0.4 | DATA NOT AVAILABLE | DATA NOT AVAILABLE | DATA NOT AVAILABLE | DATA NOT AVAILABLE | DATA NOT AVAILABLE | DATA NOT AVAILABLE | DATA NOT AVAILABLE | DATA NOT AVAILABLE | DATA NOT AVAILABLE | DATA NOT AVAILABLE | DATA NOT AVAILABLE | DATA NOT AVAILABLE | DATA NOT AVAILABLE | ACCEPTED TO CONNECT | DATA NOT AVAILABLE | DATA NOT AVAILABLE | DATA NOT AVAILABLE | DATA NOT AVAILABLE | DATA NOT AVAILABLE | DATA NOT AVAILABLE | 0.4 | 0.4 | 0.42105 | 0 | 0 | 2022-10-21 | DATA NOT AVAILABLE | N | DATA NOT AVAILABLE | DATA NOT AVAILABLE | DATA NOT AVAILABLE | DATA NOT AVAILABLE | DATA NOT AVAILABLE | 2023-08-10
DATA NOT AVAILABLE | DATA NOT AVAILABLE | SCOTIA HOMES LTD | ABD464.13KW PV 323PLOTS WITH PV 336 PLOTS DEMAND | SCOTIA HOMES DEVELOPMENT SITE | HILLBRAE WAY NEWMACHAR | ABERDEEN | ABERDEENSHIRE | AB21 0UR | SCOTLAND | 389088 | 819028 | DYCE | DATA NOT APPLICABLE | KINGSEAT | 11 | SCOTTISH HYDRO ELECTRIC POWER DISTRIBUTION PLC | SOLAR | PHOTOVOLTAIC | DATA NOT AVAILABLE | DATA NOT AVAILABLE | DATA NOT AVAILABLE | 0.464 | DATA NOT AVAILABLE | DATA NOT AVAILABLE | DATA NOT AVAILABLE | DATA NOT AVAILABLE | DATA NOT AVAILABLE | DATA NOT AVAILABLE | DATA NOT AVAILABLE | DATA NOT AVAILABLE | DATA NOT AVAILABLE | DATA NOT AVAILABLE | DATA NOT AVAILABLE | DATA NOT AVAILABLE | DATA NOT AVAILABLE | ACCEPTED TO CONNECT | DATA NOT AVAILABLE | DATA NOT AVAILABLE | DATA NOT AVAILABLE | DATA NOT AVAILABLE | DATA NOT AVAILABLE | DATA NOT AVAILABLE | 0.464 | 0.464 | 0.48842 | 0.87158 | 0.828 | 2023-06-26 | DATA NOT AVAILABLE | N | DATA NOT AVAILABLE | DATA NOT AVAILABLE | DATA NOT AVAILABLE | DATA NOT AVAILABLE | DATA NOT AVAILABLE | 2023-08-10
DATA NOT AVAILABLE | DATA NOT AVAILABLE | FES SUPPORT SERVICES | NC RETURNED | BLD 5 & 6, ITHACA ENERGY | HILL OF RUBISLAW | ABERDEEN | ABERDEENSHIRE | AB15 6XL | SCOTLAND | 391004 | 805687 | WOODHILL | DATA NOT APPLICABLE | SPRINGHILL | 11 | SCOTTISH HYDRO ELECTRIC POWER DISTRIBUTION PLC | SOLAR | PHOTOVOLTAIC | DATA NOT AVAILABLE | DATA NOT AVAILABLE | DATA NOT AVAILABLE | 0.145 | DATA NOT AVAILABLE | DATA NOT AVAILABLE | DATA NOT AVAILABLE | DATA NOT AVAILABLE | DATA NOT AVAILABLE | DATA NOT AVAILABLE | DATA NOT AVAILABLE | DATA NOT AVAILABLE | DATA NOT AVAILABLE | DATA NOT AVAILABLE | DATA NOT AVAILABLE | DATA NOT AVAILABLE | DATA NOT AVAILABLE | ACCEPTED TO CONNECT | DATA NOT AVAILABLE | DATA NOT AVAILABLE | DATA NOT AVAILABLE | DATA NOT AVAILABLE | DATA NOT AVAILABLE | DATA NOT AVAILABLE | 0.145 | 0.145 | 0.15263 | 0 | 0 | 2022-11-22 | DATA NOT AVAILABLE | N | DATA NOT AVAILABLE | DATA NOT AVAILABLE | DATA NOT AVAILABLE | DATA NOT AVAILABLE | DATA NOT AVAILABLE | 2023-08-10
DATA NOT AVAILABLE | DATA NOT AVAILABLE | DISTRICT HEATING SCHEME PUMP HOUSE | 115KW PV | 1 SOMERTON ROAD | DATA NOT AVAILABLE | BICESTER | OXFORDSHIRE | OX25 6HP | ENGLAND | 447785 | 229037 | COWLEY GSP | YARNTON | KIDDINGTON | 11 | SOUTHERN ELECTRIC POWER DISTRIBUTION PLC | SOLAR | PHOTOVOLTAIC | DATA NOT AVAILABLE | DATA NOT AVAILABLE | DATA NOT AVAILABLE | 0.115 | DATA NOT AVAILABLE | DATA NOT AVAILABLE | DATA NOT AVAILABLE | DATA NOT AVAILABLE | DATA NOT AVAILABLE | DATA NOT AVAILABLE | DATA NOT AVAILABLE | DATA NOT AVAILABLE | DATA NOT AVAILABLE | DATA NOT AVAILABLE | DATA NOT AVAILABLE | DATA NOT AVAILABLE | DATA NOT AVAILABLE | ACCEPTED TO CONNECT | DATA NOT AVAILABLE | DATA NOT AVAILABLE | DATA NOT AVAILABLE | DATA NOT AVAILABLE | DATA NOT AVAILABLE | DATA NOT AVAILABLE | 0.115 | 0.115 | 0.12105 | 0 | 0 | 2023-05-22 | DATA NOT AVAILABLE | N | DATA NOT AVAILABLE | DATA NOT AVAILABLE | DATA NOT AVAILABLE | DATA NOT AVAILABLE | DATA NOT AVAILABLE | 2023-08-10
DATA NOT AVAILABLE | DATA NOT AVAILABLE | ANDY BREARLEY | DATA NOT AVAILABLE | NEW SITE | LAND NEAR B9113, TAILORS WYND | ANGUS | ANGUS | DD8 2TG | SCOTLAND | 353394 | 751918 | LUNANHEAD | DATA NOT APPLICABLE | LUNANHEAD | 11 | SCOTTISH HYDRO ELECTRIC POWER DISTRIBUTION PLC | SOLAR | PHOTOVOLTAIC | DATA NOT AVAILABLE | DATA NOT AVAILABLE | DATA NOT AVAILABLE | 0.968 | DATA NOT AVAILABLE | DATA NOT AVAILABLE | DATA NOT AVAILABLE | DATA NOT AVAILABLE | DATA NOT AVAILABLE | DATA NOT AVAILABLE | DATA NOT AVAILABLE | DATA NOT AVAILABLE | DATA NOT AVAILABLE | DATA NOT AVAILABLE | DATA NOT AVAILABLE | DATA NOT AVAILABLE | DATA NOT AVAILABLE | ACCEPTED TO CONNECT | DATA NOT AVAILABLE | DATA NOT AVAILABLE | DATA NOT AVAILABLE | DATA NOT AVAILABLE | DATA NOT AVAILABLE | DATA NOT AVAILABLE | 0.968 | 0.968 | 1.0189 | 0 | 0 | 2023-03-09 | DATA NOT AVAILABLE | N | DATA NOT AVAILABLE | DATA NOT AVAILABLE | DATA NOT AVAILABLE | DATA NOT AVAILABLE | DATA NOT AVAILABLE | 2023-08-10
DATA NOT AVAILABLE | DATA NOT AVAILABLE | SMS LTD | BRIDGE OF DON ASHP, PV + BESS | AUCHLOSSAN COURT, CLOVERHILL CRSNT | DAVAN PARK, FOWLERSHILL GARDEN KINORD CIRCLE, HAREHILL RD, STRATHBEG PL | ABERDEEN | ABERDEENSHIRE | AB22 8JH | SCOTLAND | 393826 | 809822 | PERSLEY | DATA NOT APPLICABLE | BRIDGE OF DON | 11 | SCOTTISH HYDRO ELECTRIC POWER DISTRIBUTION PLC | SOLAR | PHOTOVOLTAIC | DATA NOT AVAILABLE | DATA NOT AVAILABLE | DATA NOT AVAILABLE | 0.06 | DATA NOT AVAILABLE | DATA NOT AVAILABLE | DATA NOT AVAILABLE | DATA NOT AVAILABLE | DATA NOT AVAILABLE | DATA NOT AVAILABLE | DATA NOT AVAILABLE | DATA NOT AVAILABLE | DATA NOT AVAILABLE | DATA NOT AVAILABLE | DATA NOT AVAILABLE | DATA NOT AVAILABLE | DATA NOT AVAILABLE | ACCEPTED TO CONNECT | DATA NOT AVAILABLE | DATA NOT AVAILABLE | DATA NOT AVAILABLE | DATA NOT AVAILABLE | DATA NOT AVAILABLE | DATA NOT AVAILABLE | 0.06 | 0.06 | 0.063158 | 0.030526 | 0.029 | 2023-06-02 | DATA NOT AVAILABLE | N | DATA NOT AVAILABLE | DATA NOT AVAILABLE | DATA NOT AVAILABLE | DATA NOT AVAILABLE | DATA NOT AVAILABLE | 2023-08-10
DATA NOT AVAILABLE | DATA NOT AVAILABLE | CHARLES I-PROTECH | MARSHALLS | BOGHEAD FARMSHOP & CAFETERIA | A96T BOGHEAD ACCESS ROAD TO BROOMHILL RO | INVERURIE | ABERDEENSHIRE | AB51 0XD | SCOTLAND | 380348 | 813317 | KINTORE | DATA NOT APPLICABLE | TORRYBURN | 11 | SCOTTISH HYDRO ELECTRIC POWER DISTRIBUTION PLC | SOLAR | PHOTOVOLTAIC | DATA NOT AVAILABLE | DATA NOT AVAILABLE | DATA NOT AVAILABLE | 0.16 | DATA NOT AVAILABLE | DATA NOT AVAILABLE | DATA NOT AVAILABLE | DATA NOT AVAILABLE | DATA NOT AVAILABLE | DATA NOT AVAILABLE | DATA NOT AVAILABLE | DATA NOT AVAILABLE | DATA NOT AVAILABLE | DATA NOT AVAILABLE | DATA NOT AVAILABLE | DATA NOT AVAILABLE | DATA NOT AVAILABLE | ACCEPTED TO CONNECT | DATA NOT AVAILABLE | DATA NOT AVAILABLE | DATA NOT AVAILABLE | DATA NOT AVAILABLE | DATA NOT AVAILABLE | DATA NOT AVAILABLE | 0.16 | 0 | 0 | 0 | 0 | 2023-05-05 | DATA NOT AVAILABLE | N | DATA NOT AVAILABLE | DATA NOT AVAILABLE | DATA NOT AVAILABLE | DATA NOT AVAILABLE | DATA NOT AVAILABLE | 2023-08-10
DATA NOT AVAILABLE | DATA NOT AVAILABLE | LUKE BEER - EVERGEN SOLAR | 200KW (FREEZER) | PANIFICIO ITALIANO 29 | THE RIDGEWAY | IVER | PERTHSHIRE AND KINROSS | SL0 9HX | ENGLAND | 503723 | 180491 | IVER 66KV | DATA NOT AVAILABLE | YIEWSLEY | 11 | SOUTHERN ELECTRIC POWER DISTRIBUTION PLC | SOLAR | PHOTOVOLTAIC | DATA NOT AVAILABLE | DATA NOT AVAILABLE | DATA NOT AVAILABLE | 0.2 | DATA NOT AVAILABLE | DATA NOT AVAILABLE | DATA NOT AVAILABLE | DATA NOT AVAILABLE | DATA NOT AVAILABLE | DATA NOT AVAILABLE | DATA NOT AVAILABLE | DATA NOT AVAILABLE | DATA NOT AVAILABLE | DATA NOT AVAILABLE | DATA NOT AVAILABLE | DATA NOT AVAILABLE | DATA NOT AVAILABLE | ACCEPTED TO CONNECT | DATA NOT AVAILABLE | DATA NOT AVAILABLE | DATA NOT AVAILABLE | DATA NOT AVAILABLE | DATA NOT AVAILABLE | DATA NOT AVAILABLE | 0.2 | 0.2 | 0.21053 | 0 | 0 | 2023-04-12 | DATA NOT AVAILABLE | N | DATA NOT AVAILABLE | DATA NOT AVAILABLE | DATA NOT AVAILABLE | DATA NOT AVAILABLE | DATA NOT AVAILABLE | 2023-08-10
DATA NOT AVAILABLE | DATA NOT AVAILABLE | COR DNO | FIRST ABERDEEN PV | FIRST ABERDEEN LTD 395 | KING STREET | ABERDEEN | ABERDEENSHIRE | AB24 5RP | SCOTLAND | 394292 | 807427 | WILLOWDALE | DATA NOT APPLICABLE | GREYFRIARS | 11 | SCOTTISH HYDRO ELECTRIC POWER DISTRIBUTION PLC | SOLAR | PHOTOVOLTAIC | DATA NOT AVAILABLE | DATA NOT AVAILABLE | DATA NOT AVAILABLE | 0.16 | DATA NOT AVAILABLE | DATA NOT AVAILABLE | DATA NOT AVAILABLE | DATA NOT AVAILABLE | DATA NOT AVAILABLE | DATA NOT AVAILABLE | DATA NOT AVAILABLE | DATA NOT AVAILABLE | DATA NOT AVAILABLE | DATA NOT AVAILABLE | DATA NOT AVAILABLE | DATA NOT AVAILABLE | DATA NOT AVAILABLE | ACCEPTED TO CONNECT | DATA NOT AVAILABLE | DATA NOT AVAILABLE | DATA NOT AVAILABLE | DATA NOT AVAILABLE | DATA NOT AVAILABLE | DATA NOT AVAILABLE | 0.16 | 0.16 | 0.16842 | 0 | 0 | 2023-03-02 | DATA NOT AVAILABLE | N | DATA NOT AVAILABLE | DATA NOT AVAILABLE | DATA NOT AVAILABLE | DATA NOT AVAILABLE | DATA NOT AVAILABLE | 2023-08-10
DATA NOT AVAILABLE | DATA NOT AVAILABLE | LAST MILE ASSET MANAGEMENT | 133KV PV | CAR PARK AT VAUXHALL | MERIDIAN BUSINESS PARK | NORTH BRADLEY | PERTHSHIRE AND KINROSS | BA14 0BJ | ENGLAND | 386381 | 155221 | MELKSHAM GSP | NORRINGTON | ASHTON PARK | 11 | SOUTHERN ELECTRIC POWER DISTRIBUTION PLC | SOLAR | PHOTOVOLTAIC | DATA NOT AVAILABLE | DATA NOT AVAILABLE | DATA NOT AVAILABLE | 0.133 | DATA NOT AVAILABLE | DATA NOT AVAILABLE | DATA NOT AVAILABLE | DATA NOT AVAILABLE | DATA NOT AVAILABLE | DATA NOT AVAILABLE | DATA NOT AVAILABLE | DATA NOT AVAILABLE | DATA NOT AVAILABLE | DATA NOT AVAILABLE | DATA NOT AVAILABLE | DATA NOT AVAILABLE | DATA NOT AVAILABLE | ACCEPTED TO CONNECT | DATA NOT AVAILABLE | DATA NOT AVAILABLE | DATA NOT AVAILABLE | DATA NOT AVAILABLE | DATA NOT AVAILABLE | DATA NOT AVAILABLE | 0.133 | 0.133 | 0.14 | 0 | 0 | 2023-06-23 | DATA NOT AVAILABLE | N | DATA NOT AVAILABLE | DATA NOT AVAILABLE | DATA NOT AVAILABLE | DATA NOT AVAILABLE | DATA NOT AVAILABLE | 2023-08-10
DATA NOT AVAILABLE | DATA NOT AVAILABLE | AES SOLAR | PASSED TO QC | MEIKLE GEDDES FARM | DATA NOT AVAILABLE | NAIRN | HIGHLAND | IV12 5QY | SCOTLAND | 286294 | 851350 | NAIRN | DATA NOT APPLICABLE | LETHEN | 11 | SCOTTISH HYDRO ELECTRIC POWER DISTRIBUTION PLC | SOLAR | PHOTOVOLTAIC | DATA NOT AVAILABLE | DATA NOT AVAILABLE | DATA NOT AVAILABLE | 0.058 | DATA NOT AVAILABLE | DATA NOT AVAILABLE | DATA NOT AVAILABLE | DATA NOT AVAILABLE | DATA NOT AVAILABLE | DATA NOT AVAILABLE | DATA NOT AVAILABLE | DATA NOT AVAILABLE | DATA NOT AVAILABLE | DATA NOT AVAILABLE | DATA NOT AVAILABLE | DATA NOT AVAILABLE | DATA NOT AVAILABLE | ACCEPTED TO CONNECT | DATA NOT AVAILABLE | DATA NOT AVAILABLE | DATA NOT AVAILABLE | DATA NOT AVAILABLE | DATA NOT AVAILABLE | DATA NOT AVAILABLE | 0.058 | 0.013 | 0.013684 | 0 | 0 | 2023-06-08 | DATA NOT AVAILABLE | N | DATA NOT AVAILABLE | DATA NOT AVAILABLE | DATA NOT AVAILABLE | DATA NOT AVAILABLE | DATA NOT AVAILABLE | 2023-08-10
DATA NOT AVAILABLE | DATA NOT AVAILABLE | REDACTED | REDACTED | REDACTED | REDACTED | REDACTED | REDACTED | IV54 8 | SCOTLAND | REDACTED | REDACTED | BROADFORD | DATA NOT APPLICABLE | BROADFORD GRID | 33 | SCOTTISH HYDRO ELECTRIC POWER DISTRIBUTION PLC | HYDRO (TO BE CONFIRMED) | HYDRO - OTHER | DATA NOT AVAILABLE | DATA NOT AVAILABLE | DATA NOT AVAILABLE | 0.65 | DATA NOT AVAILABLE | DATA NOT AVAILABLE | DATA NOT AVAILABLE | DATA NOT AVAILABLE | DATA NOT AVAILABLE | DATA NOT AVAILABLE | DATA NOT AVAILABLE | DATA NOT AVAILABLE | DATA NOT AVAILABLE | DATA NOT AVAILABLE | DATA NOT AVAILABLE | DATA NOT AVAILABLE | DATA NOT AVAILABLE | ACCEPTED TO CONNECT | DATA NOT AVAILABLE | DATA NOT AVAILABLE | DATA NOT AVAILABLE | DATA NOT AVAILABLE | DATA NOT AVAILABLE | DATA NOT AVAILABLE | 0.65 | 0.65 | 0.68421 | 0.0052632 | 0.005 | 2011-11-16 | DATA NOT AVAILABLE | N | DATA NOT AVAILABLE | DATA NOT AVAILABLE | DATA NOT AVAILABLE | DATA NOT AVAILABLE | DATA NOT AVAILABLE | 2023-08-10
DATA NOT AVAILABLE | DATA NOT AVAILABLE | REDACTED | REDACTED | REDACTED | REDACTED | REDACTED | REDACTED | AB45 3 | SCOTLAND | REDACTED | REDACTED | DATA NOT AVAILABLE | DATA NOT APPLICABLE | DATA NOT AVAILABLE | DATA NOT AVAILABLE | SCOTTISH HYDRO ELECTRIC POWER DISTRIBUTION PLC | WIND | ONSHORE WIND TURBINES | DATA NOT AVAILABLE | DATA NOT AVAILABLE | DATA NOT AVAILABLE | 0.5 | DATA NOT AVAILABLE | DATA NOT AVAILABLE | DATA NOT AVAILABLE | DATA NOT AVAILABLE | DATA NOT AVAILABLE | DATA NOT AVAILABLE | DATA NOT AVAILABLE | DATA NOT AVAILABLE | DATA NOT AVAILABLE | DATA NOT AVAILABLE | DATA NOT AVAILABLE | DATA NOT AVAILABLE | DATA NOT AVAILABLE | ACCEPTED TO CONNECT | DATA NOT AVAILABLE | DATA NOT AVAILABLE | DATA NOT AVAILABLE | DATA NOT AVAILABLE | DATA NOT AVAILABLE | DATA NOT AVAILABLE | 0.5 | 0.5 | 0.52632 | 0 | 0 | 2012-05-14 | DATA NOT AVAILABLE | N | DATA NOT AVAILABLE | DATA NOT AVAILABLE | DATA NOT AVAILABLE | DATA NOT AVAILABLE | DATA NOT AVAILABLE | 2023-08-10
DATA NOT AVAILABLE | DATA NOT AVAILABLE | REDACTED | REDACTED | REDACTED | REDACTED | REDACTED | REDACTED | DATA NOT AVAILABLE | SCOTLAND | REDACTED | REDACTED | CARRADALE | DATA NOT APPLICABLE | CARRADALE GRID | 33 | SCOTTISH HYDRO ELECTRIC POWER DISTRIBUTION PLC | HYDRO (TO BE CONFIRMED) | HYDRO - OTHER | DATA NOT AVAILABLE | DATA NOT AVAILABLE | DATA NOT AVAILABLE | 0.5 | DATA NOT AVAILABLE | DATA NOT AVAILABLE | DATA NOT AVAILABLE | DATA NOT AVAILABLE | DATA NOT AVAILABLE | DATA NOT AVAILABLE | DATA NOT AVAILABLE | DATA NOT AVAILABLE | DATA NOT AVAILABLE | DATA NOT AVAILABLE | DATA NOT AVAILABLE | DATA NOT AVAILABLE | DATA NOT AVAILABLE | ACCEPTED TO CONNECT | DATA NOT AVAILABLE | DATA NOT AVAILABLE | DATA NOT AVAILABLE | DATA NOT AVAILABLE | DATA NOT AVAILABLE | DATA NOT AVAILABLE | 0.5 | 0.5 | 0.52632 | 0 | 0 | 2013-12-20 | DATA NOT AVAILABLE | N | DATA NOT AVAILABLE | DATA NOT AVAILABLE | DATA NOT AVAILABLE | DATA NOT AVAILABLE | DATA NOT AVAILABLE | 2023-08-10
DATA NOT AVAILABLE | DATA NOT AVAILABLE | REDACTED | REDACTED | REDACTED | REDACTED | REDACTED | REDACTED | DATA NOT AVAILABLE | SCOTLAND | REDACTED | REDACTED | ARDMORE GRID | DATA NOT APPLICABLE | STORNOWAY GRID | 33 | SCOTTISH HYDRO ELECTRIC POWER DISTRIBUTION PLC | WIND | ONSHORE WIND TURBINES | DATA NOT AVAILABLE | DATA NOT AVAILABLE | DATA NOT AVAILABLE | 0.5 | DATA NOT AVAILABLE | DATA NOT AVAILABLE | DATA NOT AVAILABLE | DATA NOT AVAILABLE | DATA NOT AVAILABLE | DATA NOT AVAILABLE | DATA NOT AVAILABLE | DATA NOT AVAILABLE | DATA NOT AVAILABLE | DATA NOT AVAILABLE | DATA NOT AVAILABLE | DATA NOT AVAILABLE | DATA NOT AVAILABLE | ACCEPTED TO CONNECT | DATA NOT AVAILABLE | DATA NOT AVAILABLE | DATA NOT AVAILABLE | DATA NOT AVAILABLE | DATA NOT AVAILABLE | DATA NOT AVAILABLE | 0.5 | 0.5 | 0.52632 | 0 | 0 | 2013-01-17 | DATA NOT AVAILABLE | N | DATA NOT AVAILABLE | DATA NOT AVAILABLE | DATA NOT AVAILABLE | DATA NOT AVAILABLE | DATA NOT AVAILABLE | 2023-08-10
DATA NOT AVAILABLE | DATA NOT AVAILABLE | REDACTED | REDACTED | REDACTED | REDACTED | REDACTED | REDACTED | KW17 2 | SCOTLAND | REDACTED | REDACTED | THURSO | DATA NOT APPLICABLE | ST MARYS | 11 | SCOTTISH HYDRO ELECTRIC POWER DISTRIBUTION PLC | WIND | ONSHORE WIND TURBINES | DATA NOT AVAILABLE | DATA NOT AVAILABLE | DATA NOT AVAILABLE | 0.06 | DATA NOT AVAILABLE | DATA NOT AVAILABLE | DATA NOT AVAILABLE | DATA NOT AVAILABLE | DATA NOT AVAILABLE | DATA NOT AVAILABLE | DATA NOT AVAILABLE | DATA NOT AVAILABLE | DATA NOT AVAILABLE | DATA NOT AVAILABLE | DATA NOT AVAILABLE | DATA NOT AVAILABLE | DATA NOT AVAILABLE | ACCEPTED TO CONNECT | DATA NOT AVAILABLE | DATA NOT AVAILABLE | DATA NOT AVAILABLE | DATA NOT AVAILABLE | DATA NOT AVAILABLE | DATA NOT AVAILABLE | 0.06 | 0.05 | 0.052632 | 0 | 0 | 2012-10-17 | DATA NOT AVAILABLE | N | DATA NOT AVAILABLE | DATA NOT AVAILABLE | DATA NOT AVAILABLE | DATA NOT AVAILABLE | DATA NOT AVAILABLE | 2023-08-10
DATA NOT AVAILABLE | DATA NOT AVAILABLE | REDACTED | REDACTED | REDACTED | REDACTED | REDACTED | REDACTED | KW17 2 | SCOTLAND | REDACTED | REDACTED | THURSO | DATA NOT APPLICABLE | WESTRAY | 11 | SCOTTISH HYDRO ELECTRIC POWER DISTRIBUTION PLC | WIND | ONSHORE WIND TURBINES | DATA NOT AVAILABLE | DATA NOT AVAILABLE | DATA NOT AVAILABLE | 0.06 | DATA NOT AVAILABLE | DATA NOT AVAILABLE | DATA NOT AVAILABLE | DATA NOT AVAILABLE | DATA NOT AVAILABLE | DATA NOT AVAILABLE | DATA NOT AVAILABLE | DATA NOT AVAILABLE | DATA NOT AVAILABLE | DATA NOT AVAILABLE | DATA NOT AVAILABLE | DATA NOT AVAILABLE | DATA NOT AVAILABLE | ACCEPTED TO CONNECT | DATA NOT AVAILABLE | DATA NOT AVAILABLE | DATA NOT AVAILABLE | DATA NOT AVAILABLE | DATA NOT AVAILABLE | DATA NOT AVAILABLE | 0.06 | 0.05 | 0.052632 | 0 | 0 | 2013-03-20 | DATA NOT AVAILABLE | N | DATA NOT AVAILABLE | DATA NOT AVAILABLE | DATA NOT AVAILABLE | DATA NOT AVAILABLE | DATA NOT AVAILABLE | 2023-08-10
DATA NOT AVAILABLE | DATA NOT AVAILABLE | REDACTED | REDACTED | REDACTED | REDACTED | REDACTED | REDACTED | SN15 2 | ENGLAND | REDACTED | REDACTED | MELKSHAM GSP | NORRINGTON | BROMHAM | 11 | SOUTHERN ELECTRIC POWER DISTRIBUTION PLC | OTHER | OTHER | DATA NOT AVAILABLE | DATA NOT AVAILABLE | DATA NOT AVAILABLE | 0.474 | DATA NOT AVAILABLE | DATA NOT AVAILABLE | DATA NOT AVAILABLE | DATA NOT AVAILABLE | DATA NOT AVAILABLE | DATA NOT AVAILABLE | DATA NOT AVAILABLE | DATA NOT AVAILABLE | DATA NOT AVAILABLE | DATA NOT AVAILABLE | DATA NOT AVAILABLE | DATA NOT AVAILABLE | DATA NOT AVAILABLE | ACCEPTED TO CONNECT | DATA NOT AVAILABLE | DATA NOT AVAILABLE | DATA NOT AVAILABLE | DATA NOT AVAILABLE | DATA NOT AVAILABLE | DATA NOT AVAILABLE | 0.474 | 0.4 | 0.42105 | 0.31579 | 0.3 | 2016-04-25 | DATA NOT AVAILABLE | N | DATA NOT AVAILABLE | DATA NOT AVAILABLE | DATA NOT AVAILABLE | DATA NOT AVAILABLE | DATA NOT AVAILABLE | 2023-08-10
DATA NOT AVAILABLE | DATA NOT AVAILABLE | REDACTED | REDACTED | REDACTED | REDACTED | REDACTED | REDACTED | PA31 8 | SCOTLAND | REDACTED | REDACTED | PORT ANN | DATA NOT APPLICABLE | LOCHGILPHEAD | 11 | SCOTTISH HYDRO ELECTRIC POWER DISTRIBUTION PLC | HYDRO (TO BE CONFIRMED) | HYDRO - OTHER | DATA NOT AVAILABLE | DATA NOT AVAILABLE | DATA NOT AVAILABLE | 0.125 | DATA NOT AVAILABLE | DATA NOT AVAILABLE | DATA NOT AVAILABLE | DATA NOT AVAILABLE | DATA NOT AVAILABLE | DATA NOT AVAILABLE | DATA NOT AVAILABLE | DATA NOT AVAILABLE | DATA NOT AVAILABLE | DATA NOT AVAILABLE | DATA NOT AVAILABLE | DATA NOT AVAILABLE | DATA NOT AVAILABLE | ACCEPTED TO CONNECT | DATA NOT AVAILABLE | DATA NOT AVAILABLE | DATA NOT AVAILABLE | DATA NOT AVAILABLE | DATA NOT AVAILABLE | DATA NOT AVAILABLE | 0.125 | 0.125 | 0.13158 | 0 | 0 | 2018-07-05 | DATA NOT AVAILABLE | N | DATA NOT AVAILABLE | DATA NOT AVAILABLE | DATA NOT AVAILABLE | DATA NOT AVAILABLE | DATA NOT AVAILABLE | 2023-08-10
DATA NOT AVAILABLE | DATA NOT AVAILABLE | REDACTED | REDACTED | REDACTED | REDACTED | REDACTED | REDACTED | AB15 8 | SCOTLAND | REDACTED | REDACTED | CRAIGIEBUCKLER | DATA NOT APPLICABLE | CRAIGIEBUCKLER | 11 | SCOTTISH HYDRO ELECTRIC POWER DISTRIBUTION PLC | SOLAR | PHOTOVOLTAIC | DATA NOT AVAILABLE | DATA NOT AVAILABLE | DATA NOT AVAILABLE | 0.02 | DATA NOT AVAILABLE | DATA NOT AVAILABLE | DATA NOT AVAILABLE | DATA NOT AVAILABLE | DATA NOT AVAILABLE | DATA NOT AVAILABLE | DATA NOT AVAILABLE | DATA NOT AVAILABLE | DATA NOT AVAILABLE | DATA NOT AVAILABLE | DATA NOT AVAILABLE | DATA NOT AVAILABLE | DATA NOT AVAILABLE | ACCEPTED TO CONNECT | DATA NOT AVAILABLE | DATA NOT AVAILABLE | DATA NOT AVAILABLE | DATA NOT AVAILABLE | DATA NOT AVAILABLE | DATA NOT AVAILABLE | 0.02 | 0.02 | 0.021053 | 0.12105 | 0.115 | 2018-07-16 | DATA NOT AVAILABLE | N | DATA NOT AVAILABLE | DATA NOT AVAILABLE | DATA NOT AVAILABLE | DATA NOT AVAILABLE | DATA NOT AVAILABLE | 2023-08-10
DATA NOT AVAILABLE | DATA NOT AVAILABLE | REDACTED | REDACTED | REDACTED | REDACTED | REDACTED | REDACTED | PH26 3 | SCOTLAND | REDACTED | REDACTED | BOAT OF GARTEN | DATA NOT APPLICABLE | GRANTOWN | 11 | SCOTTISH HYDRO ELECTRIC POWER DISTRIBUTION PLC | SOLAR | PHOTOVOLTAIC | DATA NOT AVAILABLE | DATA NOT AVAILABLE | DATA NOT AVAILABLE | 0.048 | DATA NOT AVAILABLE | DATA NOT AVAILABLE | DATA NOT AVAILABLE | DATA NOT AVAILABLE | DATA NOT AVAILABLE | DATA NOT AVAILABLE | DATA NOT AVAILABLE | DATA NOT AVAILABLE | DATA NOT AVAILABLE | DATA NOT AVAILABLE | DATA NOT AVAILABLE | DATA NOT AVAILABLE | DATA NOT AVAILABLE | ACCEPTED TO CONNECT | DATA NOT AVAILABLE | DATA NOT AVAILABLE | DATA NOT AVAILABLE | DATA NOT AVAILABLE | DATA NOT AVAILABLE | DATA NOT AVAILABLE | 0.048 | 0.048 | 0.050526 | 0.17474 | 0.166 | 2021-09-27 | DATA NOT AVAILABLE | N | DATA NOT AVAILABLE | DATA NOT AVAILABLE | DATA NOT AVAILABLE | DATA NOT AVAILABLE | DATA NOT AVAILABLE | 2023-08-10
DATA NOT AVAILABLE | DATA NOT AVAILABLE | REDACTED | REDACTED | REDACTED | REDACTED | REDACTED | REDACTED | IV2 6A | SCOTLAND | REDACTED | REDACTED | INVERNESS | DATA NOT APPLICABLE | HILTON | 11 | SCOTTISH HYDRO ELECTRIC POWER DISTRIBUTION PLC | SOLAR | PHOTOVOLTAIC | DATA NOT AVAILABLE | DATA NOT AVAILABLE | DATA NOT AVAILABLE | 0.009 | DATA NOT AVAILABLE | DATA NOT AVAILABLE | DATA NOT AVAILABLE | DATA NOT AVAILABLE | DATA NOT AVAILABLE | DATA NOT AVAILABLE | DATA NOT AVAILABLE | DATA NOT AVAILABLE | DATA NOT AVAILABLE | DATA NOT AVAILABLE | DATA NOT AVAILABLE | DATA NOT AVAILABLE | DATA NOT AVAILABLE | ACCEPTED TO CONNECT | DATA NOT AVAILABLE | DATA NOT AVAILABLE | DATA NOT AVAILABLE | DATA NOT AVAILABLE | DATA NOT AVAILABLE | DATA NOT AVAILABLE | 0.009 | 0.009 | 0.0094737 | 0.062105 | 0.059 | 2019-11-20 | DATA NOT AVAILABLE | N | DATA NOT AVAILABLE | DATA NOT AVAILABLE | DATA NOT AVAILABLE | DATA NOT AVAILABLE | DATA NOT AVAILABLE | 2023-08-10
DATA NOT AVAILABLE | DATA NOT AVAILABLE | REDACTED | REDACTED | REDACTED | REDACTED | REDACTED | REDACTED | OX26 6 | ENGLAND | REDACTED | REDACTED | EAST CLAYDON GSP | BICESTER NORTH | BICESTER | 33 | SOUTHERN ELECTRIC POWER DISTRIBUTION PLC | SOLAR | PHOTOVOLTAIC | DATA NOT AVAILABLE | DATA NOT AVAILABLE | DATA NOT AVAILABLE | 0.25 | DATA NOT AVAILABLE | DATA NOT AVAILABLE | DATA NOT AVAILABLE | DATA NOT AVAILABLE | DATA NOT AVAILABLE | DATA NOT AVAILABLE | DATA NOT AVAILABLE | DATA NOT AVAILABLE | DATA NOT AVAILABLE | DATA NOT AVAILABLE | DATA NOT AVAILABLE | DATA NOT AVAILABLE | DATA NOT AVAILABLE | ACCEPTED TO CONNECT | DATA NOT AVAILABLE | DATA NOT AVAILABLE | DATA NOT AVAILABLE | DATA NOT AVAILABLE | DATA NOT AVAILABLE | DATA NOT AVAILABLE | 0.25 | 0.25 | 0.26316 | 0.52632 | 0.5 | 2020-04-29 | DATA NOT AVAILABLE | N | DATA NOT AVAILABLE | DATA NOT AVAILABLE | DATA NOT AVAILABLE | DATA NOT AVAILABLE | DATA NOT AVAILABLE | 2023-08-10
DATA NOT AVAILABLE | DATA NOT AVAILABLE | REDACTED | REDACTED | REDACTED | REDACTED | REDACTED | REDACTED | BH23 6 | ENGLAND | REDACTED | REDACTED | DATA NOT AVAILABLE | DATA NOT AVAILABLE | DATA NOT AVAILABLE | HV | SOUTHERN ELECTRIC POWER DISTRIBUTION PLC | SOLAR | PHOTOVOLTAIC | DATA NOT AVAILABLE | DATA NOT AVAILABLE | DATA NOT AVAILABLE | 0.8 | DATA NOT AVAILABLE | DATA NOT AVAILABLE | DATA NOT AVAILABLE | DATA NOT AVAILABLE | DATA NOT AVAILABLE | DATA NOT AVAILABLE | DATA NOT AVAILABLE | DATA NOT AVAILABLE | DATA NOT AVAILABLE | DATA NOT AVAILABLE | DATA NOT AVAILABLE | DATA NOT AVAILABLE | DATA NOT AVAILABLE | ACCEPTED TO CONNECT | DATA NOT AVAILABLE | DATA NOT AVAILABLE | DATA NOT AVAILABLE | DATA NOT AVAILABLE | DATA NOT AVAILABLE | DATA NOT AVAILABLE | 0.8 | 0.8 | 0.84211 | 0 | 0 | 2021-01-11 | DATA NOT AVAILABLE | N | DATA NOT AVAILABLE | DATA NOT AVAILABLE | DATA NOT AVAILABLE | DATA NOT AVAILABLE | DATA NOT AVAILABLE | 2023-08-10
DATA NOT AVAILABLE | DATA NOT AVAILABLE | REDACTED | REDACTED | REDACTED | REDACTED | REDACTED | REDACTED | IV30 4 | SCOTLAND | REDACTED | REDACTED | ELGIN | DATA NOT APPLICABLE | CUMMING STREET | 11 | SCOTTISH HYDRO ELECTRIC POWER DISTRIBUTION PLC | SOLAR | PHOTOVOLTAIC | DATA NOT AVAILABLE | DATA NOT AVAILABLE | DATA NOT AVAILABLE | 0.113 | DATA NOT AVAILABLE | DATA NOT AVAILABLE | DATA NOT AVAILABLE | DATA NOT AVAILABLE | DATA NOT AVAILABLE | DATA NOT AVAILABLE | DATA NOT AVAILABLE | DATA NOT AVAILABLE | DATA NOT AVAILABLE | DATA NOT AVAILABLE | DATA NOT AVAILABLE | DATA NOT AVAILABLE | DATA NOT AVAILABLE | ACCEPTED TO CONNECT | DATA NOT AVAILABLE | DATA NOT AVAILABLE | DATA NOT AVAILABLE | DATA NOT AVAILABLE | DATA NOT AVAILABLE | DATA NOT AVAILABLE | 0.113 | 0.113 | 0.11895 | 0.18842 | 0.179 | 2021-10-07 | DATA NOT AVAILABLE | N | DATA NOT AVAILABLE | DATA NOT AVAILABLE | DATA NOT AVAILABLE | DATA NOT AVAILABLE | DATA NOT AVAILABLE | 2023-08-10
DATA NOT AVAILABLE | DATA NOT AVAILABLE | REDACTED | REDACTED | REDACTED | REDACTED | REDACTED | REDACTED | KW13 6 | SCOTLAND | REDACTED | REDACTED | MYBSTER | DATA NOT APPLICABLE | MELVICH | 11 | SCOTTISH HYDRO ELECTRIC POWER DISTRIBUTION PLC | WIND | ONSHORE WIND TURBINES | DATA NOT AVAILABLE | DATA NOT AVAILABLE | DATA NOT AVAILABLE | 0.05 | DATA NOT AVAILABLE | DATA NOT AVAILABLE | DATA NOT AVAILABLE | DATA NOT AVAILABLE | DATA NOT AVAILABLE | DATA NOT AVAILABLE | DATA NOT AVAILABLE | DATA NOT AVAILABLE | DATA NOT AVAILABLE | DATA NOT AVAILABLE | DATA NOT AVAILABLE | DATA NOT AVAILABLE | DATA NOT AVAILABLE | ACCEPTED TO CONNECT | DATA NOT AVAILABLE | DATA NOT AVAILABLE | DATA NOT AVAILABLE | DATA NOT AVAILABLE | DATA NOT AVAILABLE | DATA NOT AVAILABLE | 0.05 | 0.06 | 0.063158 | 0 | 0 | 2021-08-25 | DATA NOT AVAILABLE | N | DATA NOT AVAILABLE | DATA NOT AVAILABLE | DATA NOT AVAILABLE | DATA NOT AVAILABLE | DATA NOT AVAILABLE | 2023-08-10
DATA NOT AVAILABLE | DATA NOT AVAILABLE | REDACTED | REDACTED | REDACTED | REDACTED | REDACTED | REDACTED | IV2 4R | SCOTLAND | REDACTED | REDACTED | INVERNESS | DATA NOT APPLICABLE | INVERNESS 11 KV | 11 | SCOTTISH HYDRO ELECTRIC POWER DISTRIBUTION PLC | SOLAR | PHOTOVOLTAIC | DATA NOT AVAILABLE | DATA NOT AVAILABLE | DATA NOT AVAILABLE | 0.036 | DATA NOT AVAILABLE | DATA NOT AVAILABLE | DATA NOT AVAILABLE | DATA NOT AVAILABLE | DATA NOT AVAILABLE | DATA NOT AVAILABLE | DATA NOT AVAILABLE | DATA NOT AVAILABLE | DATA NOT AVAILABLE | DATA NOT AVAILABLE | DATA NOT AVAILABLE | DATA NOT AVAILABLE | DATA NOT AVAILABLE | ACCEPTED TO CONNECT | DATA NOT AVAILABLE | DATA NOT AVAILABLE | DATA NOT AVAILABLE | DATA NOT AVAILABLE | DATA NOT AVAILABLE | DATA NOT AVAILABLE | 0.036 | 0.036 | 0.037895 | 0.38947 | 0.37 | 2021-10-08 | DATA NOT AVAILABLE | N | DATA NOT AVAILABLE | DATA NOT AVAILABLE | DATA NOT AVAILABLE | DATA NOT AVAILABLE | DATA NOT AVAILABLE | 2023-08-10
DATA NOT AVAILABLE | DATA NOT AVAILABLE | REDACTED | REDACTED | REDACTED | REDACTED | REDACTED | REDACTED | PH1 5E | SCOTLAND | REDACTED | REDACTED | BURGHMUIR | DATA NOT APPLICABLE | THIMBLEROW | 11 | SCOTTISH HYDRO ELECTRIC POWER DISTRIBUTION PLC | SOLAR | PHOTOVOLTAIC | DATA NOT AVAILABLE | DATA NOT AVAILABLE | DATA NOT AVAILABLE | 0.005 | DATA NOT AVAILABLE | DATA NOT AVAILABLE | DATA NOT AVAILABLE | DATA NOT AVAILABLE | DATA NOT AVAILABLE | DATA NOT AVAILABLE | DATA NOT AVAILABLE | DATA NOT AVAILABLE | DATA NOT AVAILABLE | DATA NOT AVAILABLE | DATA NOT AVAILABLE | DATA NOT AVAILABLE | DATA NOT AVAILABLE | ACCEPTED TO CONNECT | DATA NOT AVAILABLE | DATA NOT AVAILABLE | DATA NOT AVAILABLE | DATA NOT AVAILABLE | DATA NOT AVAILABLE | DATA NOT AVAILABLE | 0.005 | 0.005 | 0.0052632 | 0.19684 | 0.187 | 2023-01-19 | DATA NOT AVAILABLE | N | DATA NOT AVAILABLE | DATA NOT AVAILABLE | DATA NOT AVAILABLE | DATA NOT AVAILABLE | DATA NOT AVAILABLE | 2023-08-10
DATA NOT AVAILABLE | DATA NOT AVAILABLE | REDACTED | REDACTED | REDACTED | REDACTED | REDACTED | REDACTED | SN5 8Y | ENGLAND | REDACTED | REDACTED | DATA NOT AVAILABLE | DATA NOT AVAILABLE | DATA NOT AVAILABLE | LV | SOUTHERN ELECTRIC POWER DISTRIBUTION PLC | SOLAR | PHOTOVOLTAIC | DATA NOT AVAILABLE | DATA NOT AVAILABLE | DATA NOT AVAILABLE | 0.26 | DATA NOT AVAILABLE | DATA NOT AVAILABLE | DATA NOT AVAILABLE | DATA NOT AVAILABLE | DATA NOT AVAILABLE | DATA NOT AVAILABLE | DATA NOT AVAILABLE | DATA NOT AVAILABLE | DATA NOT AVAILABLE | DATA NOT AVAILABLE | DATA NOT AVAILABLE | DATA NOT AVAILABLE | DATA NOT AVAILABLE | ACCEPTED TO CONNECT | DATA NOT AVAILABLE | DATA NOT AVAILABLE | DATA NOT AVAILABLE | DATA NOT AVAILABLE | DATA NOT AVAILABLE | DATA NOT AVAILABLE | 0.26 | 0.26 | 0.27368 | 0 | 0 | 2022-08-15 | DATA NOT AVAILABLE | N | DATA NOT AVAILABLE | DATA NOT AVAILABLE | DATA NOT AVAILABLE | DATA NOT AVAILABLE | DATA NOT AVAILABLE | 2023-08-10
DATA NOT AVAILABLE | DATA NOT AVAILABLE | REDACTED | REDACTED | REDACTED | REDACTED | REDACTED | REDACTED | RG20 8 | ENGLAND | REDACTED | REDACTED | BRAMLEY (ANDO-THAT) | THATCHAM | YATTENDON | 11 | SOUTHERN ELECTRIC POWER DISTRIBUTION PLC | SOLAR | PHOTOVOLTAIC | DATA NOT AVAILABLE | DATA NOT AVAILABLE | DATA NOT AVAILABLE | 0.061 | DATA NOT AVAILABLE | DATA NOT AVAILABLE | DATA NOT AVAILABLE | DATA NOT AVAILABLE | DATA NOT AVAILABLE | DATA NOT AVAILABLE | DATA NOT AVAILABLE | DATA NOT AVAILABLE | DATA NOT AVAILABLE | DATA NOT AVAILABLE | DATA NOT AVAILABLE | DATA NOT AVAILABLE | DATA NOT AVAILABLE | ACCEPTED TO CONNECT | DATA NOT AVAILABLE | DATA NOT AVAILABLE | DATA NOT AVAILABLE | DATA NOT AVAILABLE | DATA NOT AVAILABLE | DATA NOT AVAILABLE | 0.061 | 0.049 | 0.051579 | 0 | 0 | 2022-10-07 | DATA NOT AVAILABLE | N | DATA NOT AVAILABLE | DATA NOT AVAILABLE | DATA NOT AVAILABLE | DATA NOT AVAILABLE | DATA NOT AVAILABLE | 2023-08-10
DATA NOT AVAILABLE | DATA NOT AVAILABLE | REDACTED | REDACTED | REDACTED | REDACTED | REDACTED | REDACTED | UB5 4D | ENGLAND | REDACTED | REDACTED | WILLESDEN GSP | DATA NOT AVAILABLE | GREENFORD | 11 | SOUTHERN ELECTRIC POWER DISTRIBUTION PLC | SOLAR | PHOTOVOLTAIC | DATA NOT AVAILABLE | DATA NOT AVAILABLE | DATA NOT AVAILABLE | 0.033 | DATA NOT AVAILABLE | DATA NOT AVAILABLE | DATA NOT AVAILABLE | DATA NOT AVAILABLE | DATA NOT AVAILABLE | DATA NOT AVAILABLE | DATA NOT AVAILABLE | DATA NOT AVAILABLE | DATA NOT AVAILABLE | DATA NOT AVAILABLE | DATA NOT AVAILABLE | DATA NOT AVAILABLE | DATA NOT AVAILABLE | ACCEPTED TO CONNECT | DATA NOT AVAILABLE | DATA NOT AVAILABLE | DATA NOT AVAILABLE | DATA NOT AVAILABLE | DATA NOT AVAILABLE | DATA NOT AVAILABLE | 0.033 | 0.033 | 0.034737 | 0.19474 | 0.185 | 2023-03-15 | DATA NOT AVAILABLE | N | DATA NOT AVAILABLE | DATA NOT AVAILABLE | DATA NOT AVAILABLE | DATA NOT AVAILABLE | DATA NOT AVAILABLE | 2023-08-10
DATA NOT AVAILABLE | DATA NOT AVAILABLE | REDACTED | REDACTED | REDACTED | REDACTED | REDACTED | REDACTED | GL7 3E | ENGLAND | REDACTED | REDACTED | MINETY GSP | STRATTON | LECHLADE | 11 | SOUTHERN ELECTRIC POWER DISTRIBUTION PLC | SOLAR | PHOTOVOLTAIC | DATA NOT AVAILABLE | DATA NOT AVAILABLE | DATA NOT AVAILABLE | 0.09 | DATA NOT AVAILABLE | DATA NOT AVAILABLE | DATA NOT AVAILABLE | DATA NOT AVAILABLE | DATA NOT AVAILABLE | DATA NOT AVAILABLE | DATA NOT AVAILABLE | DATA NOT AVAILABLE | DATA NOT AVAILABLE | DATA NOT AVAILABLE | DATA NOT AVAILABLE | DATA NOT AVAILABLE | DATA NOT AVAILABLE | ACCEPTED TO CONNECT | DATA NOT AVAILABLE | DATA NOT AVAILABLE | DATA NOT AVAILABLE | DATA NOT AVAILABLE | DATA NOT AVAILABLE | DATA NOT AVAILABLE | 0.09 | 0.09 | 0.094737 | 0 | 0 | 2022-11-15 | DATA NOT AVAILABLE | N | DATA NOT AVAILABLE | DATA NOT AVAILABLE | DATA NOT AVAILABLE | DATA NOT AVAILABLE | DATA NOT AVAILABLE | 2023-08-10
DATA NOT AVAILABLE | DATA NOT AVAILABLE | REDACTED | REDACTED | REDACTED | REDACTED | REDACTED | REDACTED | GL8 8G | ENGLAND | REDACTED | REDACTED | MELKSHAM GSP | CHIPPENHAM | TETBURY | 11 | SOUTHERN ELECTRIC POWER DISTRIBUTION PLC | SOLAR | PHOTOVOLTAIC | DATA NOT AVAILABLE | DATA NOT AVAILABLE | DATA NOT AVAILABLE | 0.104 | DATA NOT AVAILABLE | DATA NOT AVAILABLE | DATA NOT AVAILABLE | DATA NOT AVAILABLE | DATA NOT AVAILABLE | DATA NOT AVAILABLE | DATA NOT AVAILABLE | DATA NOT AVAILABLE | DATA NOT AVAILABLE | DATA NOT AVAILABLE | DATA NOT AVAILABLE | DATA NOT AVAILABLE | DATA NOT AVAILABLE | ACCEPTED TO CONNECT | DATA NOT AVAILABLE | DATA NOT AVAILABLE | DATA NOT AVAILABLE | DATA NOT AVAILABLE | DATA NOT AVAILABLE | DATA NOT AVAILABLE | 0.104 | 0.058 | 0.061053 | 0 | 0 | 2022-10-24 | DATA NOT AVAILABLE | N | DATA NOT AVAILABLE | DATA NOT AVAILABLE | DATA NOT AVAILABLE | DATA NOT AVAILABLE | DATA NOT AVAILABLE | 2023-08-10
DATA NOT AVAILABLE | DATA NOT AVAILABLE | REDACTED | REDACTED | REDACTED | REDACTED | REDACTED | REDACTED | AB42 1 | SCOTLAND | REDACTED | REDACTED | PETERHEAD GRANGE | DATA NOT APPLICABLE | PHEAD NORTH ST | 33 | SCOTTISH HYDRO ELECTRIC POWER DISTRIBUTION PLC | SOLAR | PHOTOVOLTAIC | DATA NOT AVAILABLE | DATA NOT AVAILABLE | DATA NOT AVAILABLE | 0.331 | DATA NOT AVAILABLE | DATA NOT AVAILABLE | DATA NOT AVAILABLE | DATA NOT AVAILABLE | DATA NOT AVAILABLE | DATA NOT AVAILABLE | DATA NOT AVAILABLE | DATA NOT AVAILABLE | DATA NOT AVAILABLE | DATA NOT AVAILABLE | DATA NOT AVAILABLE | DATA NOT AVAILABLE | DATA NOT AVAILABLE | ACCEPTED TO CONNECT | DATA NOT AVAILABLE | DATA NOT AVAILABLE | DATA NOT AVAILABLE | DATA NOT AVAILABLE | DATA NOT AVAILABLE | DATA NOT AVAILABLE | 0.331 | 0.199 | 0.20947 | 0 | 0 | 2023-01-27 | DATA NOT AVAILABLE | N | DATA NOT AVAILABLE | DATA NOT AVAILABLE | DATA NOT AVAILABLE | DATA NOT AVAILABLE | DATA NOT AVAILABLE | 2023-08-10
DATA NOT AVAILABLE | DATA NOT AVAILABLE | REDACTED | REDACTED | REDACTED | REDACTED | REDACTED | REDACTED | AB12 3 | SCOTLAND | REDACTED | REDACTED | REDMOSS | DATA NOT APPLICABLE | CRAIGINCHES | 11 | SCOTTISH HYDRO ELECTRIC POWER DISTRIBUTION PLC | SOLAR | PHOTOVOLTAIC | DATA NOT AVAILABLE | DATA NOT AVAILABLE | DATA NOT AVAILABLE | 0.1 | DATA NOT AVAILABLE | DATA NOT AVAILABLE | DATA NOT AVAILABLE | DATA NOT AVAILABLE | DATA NOT AVAILABLE | DATA NOT AVAILABLE | DATA NOT AVAILABLE | DATA NOT AVAILABLE | DATA NOT AVAILABLE | DATA NOT AVAILABLE | DATA NOT AVAILABLE | DATA NOT AVAILABLE | DATA NOT AVAILABLE | ACCEPTED TO CONNECT | DATA NOT AVAILABLE | DATA NOT AVAILABLE | DATA NOT AVAILABLE | DATA NOT AVAILABLE | DATA NOT AVAILABLE | DATA NOT AVAILABLE | 0.1 | 0.1 | 0.10526 | 0 | 0 | 2023-01-20 | DATA NOT AVAILABLE | N | DATA NOT AVAILABLE | DATA NOT AVAILABLE | DATA NOT AVAILABLE | DATA NOT AVAILABLE | DATA NOT AVAILABLE | 2023-08-10
DATA NOT AVAILABLE | DATA NOT AVAILABLE | REDACTED | REDACTED | REDACTED | REDACTED | REDACTED | REDACTED | AB43 9 | SCOTLAND | REDACTED | REDACTED | FRASERBURGH | DATA NOT APPLICABLE | FRASERBURGH | 11 | SCOTTISH HYDRO ELECTRIC POWER DISTRIBUTION PLC | SOLAR | PHOTOVOLTAIC | DATA NOT AVAILABLE | DATA NOT AVAILABLE | DATA NOT AVAILABLE | 0.217 | DATA NOT AVAILABLE | DATA NOT AVAILABLE | DATA NOT AVAILABLE | DATA NOT AVAILABLE | DATA NOT AVAILABLE | DATA NOT AVAILABLE | DATA NOT AVAILABLE | DATA NOT AVAILABLE | DATA NOT AVAILABLE | DATA NOT AVAILABLE | DATA NOT AVAILABLE | DATA NOT AVAILABLE | DATA NOT AVAILABLE | ACCEPTED TO CONNECT | DATA NOT AVAILABLE | DATA NOT AVAILABLE | DATA NOT AVAILABLE | DATA NOT AVAILABLE | DATA NOT AVAILABLE | DATA NOT AVAILABLE | 0.217 | 0.199 | 0.20947 | 0 | 0 | 2023-01-27 | DATA NOT AVAILABLE | N | DATA NOT AVAILABLE | DATA NOT AVAILABLE | DATA NOT AVAILABLE | DATA NOT AVAILABLE | DATA NOT AVAILABLE | 2023-08-10
DATA NOT AVAILABLE | DATA NOT AVAILABLE | REDACTED | REDACTED | REDACTED | REDACTED | REDACTED | REDACTED | AB22 8 | SCOTLAND | REDACTED | REDACTED | PERSLEY | DATA NOT APPLICABLE | WHITESTRIPES | 11 | SCOTTISH HYDRO ELECTRIC POWER DISTRIBUTION PLC | SOLAR | PHOTOVOLTAIC | DATA NOT AVAILABLE | DATA NOT AVAILABLE | DATA NOT AVAILABLE | 0.191 | DATA NOT AVAILABLE | DATA NOT AVAILABLE | DATA NOT AVAILABLE | DATA NOT AVAILABLE | DATA NOT AVAILABLE | DATA NOT AVAILABLE | DATA NOT AVAILABLE | DATA NOT AVAILABLE | DATA NOT AVAILABLE | DATA NOT AVAILABLE | DATA NOT AVAILABLE | DATA NOT AVAILABLE | DATA NOT AVAILABLE | ACCEPTED TO CONNECT | DATA NOT AVAILABLE | DATA NOT AVAILABLE | DATA NOT AVAILABLE | DATA NOT AVAILABLE | DATA NOT AVAILABLE | DATA NOT AVAILABLE | 0.191 | 0.191 | 0.20105 | 0 | 0 | 2023-01-06 | DATA NOT AVAILABLE | N | DATA NOT AVAILABLE | DATA NOT AVAILABLE | DATA NOT AVAILABLE | DATA NOT AVAILABLE | DATA NOT AVAILABLE | 2023-08-10
DATA NOT AVAILABLE | DATA NOT AVAILABLE | REDACTED | REDACTED | REDACTED | REDACTED | REDACTED | REDACTED | SP8 5A | ENGLAND | REDACTED | REDACTED | MANNINGTON GSP | SHAFTESBURY | BOURTON | 11 | SOUTHERN ELECTRIC POWER DISTRIBUTION PLC | OTHER | OTHER | DATA NOT AVAILABLE | DATA NOT AVAILABLE | DATA NOT AVAILABLE | 0.07 | DATA NOT AVAILABLE | DATA NOT AVAILABLE | DATA NOT AVAILABLE | DATA NOT AVAILABLE | DATA NOT AVAILABLE | DATA NOT AVAILABLE | DATA NOT AVAILABLE | DATA NOT AVAILABLE | DATA NOT AVAILABLE | DATA NOT AVAILABLE | DATA NOT AVAILABLE | DATA NOT AVAILABLE | DATA NOT AVAILABLE | ACCEPTED TO CONNECT | DATA NOT AVAILABLE | DATA NOT AVAILABLE | DATA NOT AVAILABLE | DATA NOT AVAILABLE | DATA NOT AVAILABLE | DATA NOT AVAILABLE | 0.07 | 0.06 | 0.063158 | 0 | 0 | 2023-03-13 | DATA NOT AVAILABLE | N | DATA NOT AVAILABLE | DATA NOT AVAILABLE | DATA NOT AVAILABLE | DATA NOT AVAILABLE | DATA NOT AVAILABLE | 2023-08-10
DATA NOT AVAILABLE | DATA NOT AVAILABLE | REDACTED | REDACTED | REDACTED | REDACTED | REDACTED | REDACTED | PH18 5 | SCOTLAND | REDACTED | REDACTED | TUMMEL BRIDGE | DATA NOT APPLICABLE | CALVINE | 11 | SCOTTISH HYDRO ELECTRIC POWER DISTRIBUTION PLC | SOLAR | PHOTOVOLTAIC | DATA NOT AVAILABLE | DATA NOT AVAILABLE | DATA NOT AVAILABLE | 0.144 | DATA NOT AVAILABLE | DATA NOT AVAILABLE | DATA NOT AVAILABLE | DATA NOT AVAILABLE | DATA NOT AVAILABLE | DATA NOT AVAILABLE | DATA NOT AVAILABLE | DATA NOT AVAILABLE | DATA NOT AVAILABLE | DATA NOT AVAILABLE | DATA NOT AVAILABLE | DATA NOT AVAILABLE | DATA NOT AVAILABLE | ACCEPTED TO CONNECT | DATA NOT AVAILABLE | DATA NOT AVAILABLE | DATA NOT AVAILABLE | DATA NOT AVAILABLE | DATA NOT AVAILABLE | DATA NOT AVAILABLE | 0.144 | 0.144 | 0.15158 | 0 | 0 | 2023-04-13 | DATA NOT AVAILABLE | N | DATA NOT AVAILABLE | DATA NOT AVAILABLE | DATA NOT AVAILABLE | DATA NOT AVAILABLE | DATA NOT AVAILABLE | 2023-08-10
DATA NOT AVAILABLE | DATA NOT AVAILABLE | REDACTED | REDACTED | REDACTED | REDACTED | REDACTED | REDACTED | AB43 9 | SCOTLAND | REDACTED | REDACTED | FRASERBURGH | DATA NOT APPLICABLE | FRASERBURGH | 11 | SCOTTISH HYDRO ELECTRIC POWER DISTRIBUTION PLC | SOLAR | PHOTOVOLTAIC | DATA NOT AVAILABLE | DATA NOT AVAILABLE | DATA NOT AVAILABLE | 0.2 | DATA NOT AVAILABLE | DATA NOT AVAILABLE | DATA NOT AVAILABLE | DATA NOT AVAILABLE | DATA NOT AVAILABLE | DATA NOT AVAILABLE | DATA NOT AVAILABLE | DATA NOT AVAILABLE | DATA NOT AVAILABLE | DATA NOT AVAILABLE | DATA NOT AVAILABLE | DATA NOT AVAILABLE | DATA NOT AVAILABLE | ACCEPTED TO CONNECT | DATA NOT AVAILABLE | DATA NOT AVAILABLE | DATA NOT AVAILABLE | DATA NOT AVAILABLE | DATA NOT AVAILABLE | DATA NOT AVAILABLE | 0.2 | 0 | 0 | 0 | 0 | 2023-02-02 | DATA NOT AVAILABLE | N | DATA NOT AVAILABLE | DATA NOT AVAILABLE | DATA NOT AVAILABLE | DATA NOT AVAILABLE | DATA NOT AVAILABLE | 2023-08-10
DATA NOT AVAILABLE | DATA NOT AVAILABLE | REDACTED | REDACTED | REDACTED | REDACTED | REDACTED | REDACTED | SN5 7E | ENGLAND | REDACTED | REDACTED | DATA NOT AVAILABLE | DATA NOT AVAILABLE | DATA NOT AVAILABLE | LV | SOUTHERN ELECTRIC POWER DISTRIBUTION PLC | SOLAR | PHOTOVOLTAIC | DATA NOT AVAILABLE | DATA NOT AVAILABLE | DATA NOT AVAILABLE | 0.23 | DATA NOT AVAILABLE | DATA NOT AVAILABLE | DATA NOT AVAILABLE | DATA NOT AVAILABLE | DATA NOT AVAILABLE | DATA NOT AVAILABLE | DATA NOT AVAILABLE | DATA NOT AVAILABLE | DATA NOT AVAILABLE | DATA NOT AVAILABLE | DATA NOT AVAILABLE | DATA NOT AVAILABLE | DATA NOT AVAILABLE | ACCEPTED TO CONNECT | DATA NOT AVAILABLE | DATA NOT AVAILABLE | DATA NOT AVAILABLE | DATA NOT AVAILABLE | DATA NOT AVAILABLE | DATA NOT AVAILABLE | 0.23 | 0.23 | 0.24211 | 0 | 0 | 2022-11-11 | DATA NOT AVAILABLE | N | DATA NOT AVAILABLE | DATA NOT AVAILABLE | DATA NOT AVAILABLE | DATA NOT AVAILABLE | DATA NOT AVAILABLE | 2023-08-10
DATA NOT AVAILABLE | DATA NOT AVAILABLE | REDACTED | REDACTED | REDACTED | REDACTED | REDACTED | REDACTED | OX26 4 | ENGLAND | REDACTED | REDACTED | EAST CLAYDON GSP | BICESTER NORTH | BICESTER NORTH | DATA NOT AVAILABLE | SOUTHERN ELECTRIC POWER DISTRIBUTION PLC | SOLAR | PHOTOVOLTAIC | DATA NOT AVAILABLE | DATA NOT AVAILABLE | DATA NOT AVAILABLE | 0.72 | DATA NOT AVAILABLE | DATA NOT AVAILABLE | DATA NOT AVAILABLE | DATA NOT AVAILABLE | DATA NOT AVAILABLE | DATA NOT AVAILABLE | DATA NOT AVAILABLE | DATA NOT AVAILABLE | DATA NOT AVAILABLE | DATA NOT AVAILABLE | DATA NOT AVAILABLE | DATA NOT AVAILABLE | DATA NOT AVAILABLE | ACCEPTED TO CONNECT | DATA NOT AVAILABLE | DATA NOT AVAILABLE | DATA NOT AVAILABLE | DATA NOT AVAILABLE | DATA NOT AVAILABLE | DATA NOT AVAILABLE | 0.72 | 0.72 | 0.75789 | 0 | 0 | 2023-03-09 | DATA NOT AVAILABLE | N | DATA NOT AVAILABLE | DATA NOT AVAILABLE | DATA NOT AVAILABLE | DATA NOT AVAILABLE | DATA NOT AVAILABLE | 2023-08-10
DATA NOT AVAILABLE | DATA NOT AVAILABLE | REDACTED | REDACTED | REDACTED | REDACTED | REDACTED | REDACTED | PA23 8 | SCOTLAND | REDACTED | REDACTED | DUNOON | DATA NOT APPLICABLE | SANDBANK | 11 | SCOTTISH HYDRO ELECTRIC POWER DISTRIBUTION PLC | HYDRO (TO BE CONFIRMED) | HYDRO - OTHER | DATA NOT AVAILABLE | DATA NOT AVAILABLE | DATA NOT AVAILABLE | 0.48 | DATA NOT AVAILABLE | DATA NOT AVAILABLE | DATA NOT AVAILABLE | DATA NOT AVAILABLE | DATA NOT AVAILABLE | DATA NOT AVAILABLE | DATA NOT AVAILABLE | DATA NOT AVAILABLE | DATA NOT AVAILABLE | DATA NOT AVAILABLE | DATA NOT AVAILABLE | DATA NOT AVAILABLE | DATA NOT AVAILABLE | ACCEPTED TO CONNECT | DATA NOT AVAILABLE | DATA NOT AVAILABLE | DATA NOT AVAILABLE | DATA NOT AVAILABLE | DATA NOT AVAILABLE | DATA NOT AVAILABLE | 0.48 | 0.48 | 0.50526 | 0.052632 | 0.05 | 2023-03-28 | DATA NOT AVAILABLE | N | DATA NOT AVAILABLE | DATA NOT AVAILABLE | DATA NOT AVAILABLE | DATA NOT AVAILABLE | DATA NOT AVAILABLE | 2023-08-10
DATA NOT AVAILABLE | DATA NOT AVAILABLE | REDACTED | REDACTED | REDACTED | REDACTED | REDACTED | REDACTED | AB42 1 | SCOTLAND | REDACTED | REDACTED | PETERHEAD GRANGE | DATA NOT APPLICABLE | PHEAD NORTH ST | 33 | SCOTTISH HYDRO ELECTRIC POWER DISTRIBUTION PLC | SOLAR | PHOTOVOLTAIC | DATA NOT AVAILABLE | DATA NOT AVAILABLE | DATA NOT AVAILABLE | 0.133 | DATA NOT AVAILABLE | DATA NOT AVAILABLE | DATA NOT AVAILABLE | DATA NOT AVAILABLE | DATA NOT AVAILABLE | DATA NOT AVAILABLE | DATA NOT AVAILABLE | DATA NOT AVAILABLE | DATA NOT AVAILABLE | DATA NOT AVAILABLE | DATA NOT AVAILABLE | DATA NOT AVAILABLE | DATA NOT AVAILABLE | ACCEPTED TO CONNECT | DATA NOT AVAILABLE | DATA NOT AVAILABLE | DATA NOT AVAILABLE | DATA NOT AVAILABLE | DATA NOT AVAILABLE | DATA NOT AVAILABLE | 0.133 | 0.133 | 0.14 | 0 | 0 | 2023-03-08 | DATA NOT AVAILABLE | N | DATA NOT AVAILABLE | DATA NOT AVAILABLE | DATA NOT AVAILABLE | DATA NOT AVAILABLE | DATA NOT AVAILABLE | 2023-08-10
DATA NOT AVAILABLE | DATA NOT AVAILABLE | REDACTED | REDACTED | REDACTED | REDACTED | REDACTED | REDACTED | RG12 8 | ENGLAND | REDACTED | REDACTED | BRAMLEY (FLEE) | WOKINGHAM | PEACOCK FARM | 11 | SOUTHERN ELECTRIC POWER DISTRIBUTION PLC | SOLAR | PHOTOVOLTAIC | DATA NOT AVAILABLE | DATA NOT AVAILABLE | DATA NOT AVAILABLE | 0.42 | DATA NOT AVAILABLE | DATA NOT AVAILABLE | DATA NOT AVAILABLE | DATA NOT AVAILABLE | DATA NOT AVAILABLE | DATA NOT AVAILABLE | DATA NOT AVAILABLE | DATA NOT AVAILABLE | DATA NOT AVAILABLE | DATA NOT AVAILABLE | DATA NOT AVAILABLE | DATA NOT AVAILABLE | DATA NOT AVAILABLE | ACCEPTED TO CONNECT | DATA NOT AVAILABLE | DATA NOT AVAILABLE | DATA NOT AVAILABLE | DATA NOT AVAILABLE | DATA NOT AVAILABLE | DATA NOT AVAILABLE | 0.42 | 0.42 | 0.44211 | 0.049474 | 0.047 | 2023-02-10 | DATA NOT AVAILABLE | N | DATA NOT AVAILABLE | DATA NOT AVAILABLE | DATA NOT AVAILABLE | DATA NOT AVAILABLE | DATA NOT AVAILABLE | 2023-08-10
DATA NOT AVAILABLE | DATA NOT AVAILABLE | REDACTED | REDACTED | REDACTED | REDACTED | REDACTED | REDACTED | AB43 8 | SCOTLAND | REDACTED | REDACTED | FRASERBURGH | DATA NOT APPLICABLE | CAIRNBULG | 11 | SCOTTISH HYDRO ELECTRIC POWER DISTRIBUTION PLC | SOLAR | PHOTOVOLTAIC | DATA NOT AVAILABLE | DATA NOT AVAILABLE | DATA NOT AVAILABLE | 0.079 | DATA NOT AVAILABLE | DATA NOT AVAILABLE | DATA NOT AVAILABLE | DATA NOT AVAILABLE | DATA NOT AVAILABLE | DATA NOT AVAILABLE | DATA NOT AVAILABLE | DATA NOT AVAILABLE | DATA NOT AVAILABLE | DATA NOT AVAILABLE | DATA NOT AVAILABLE | DATA NOT AVAILABLE | DATA NOT AVAILABLE | ACCEPTED TO CONNECT | DATA NOT AVAILABLE | DATA NOT AVAILABLE | DATA NOT AVAILABLE | DATA NOT AVAILABLE | DATA NOT AVAILABLE | DATA NOT AVAILABLE | 0.079 | 0.079 | 0.083158 | 0 | 0 | 2023-02-10 | DATA NOT AVAILABLE | N | DATA NOT AVAILABLE | DATA NOT AVAILABLE | DATA NOT AVAILABLE | DATA NOT AVAILABLE | DATA NOT AVAILABLE | 2023-08-10
DATA NOT AVAILABLE | DATA NOT AVAILABLE | REDACTED | REDACTED | REDACTED | REDACTED | REDACTED | REDACTED | BA11 3 | ENGLAND | REDACTED | REDACTED | DATA NOT AVAILABLE | DATA NOT AVAILABLE | DATA NOT AVAILABLE | LV | SOUTHERN ELECTRIC POWER DISTRIBUTION PLC | SOLAR | PHOTOVOLTAIC | DATA NOT AVAILABLE | DATA NOT AVAILABLE | DATA NOT AVAILABLE | 0.018 | DATA NOT AVAILABLE | DATA NOT AVAILABLE | DATA NOT AVAILABLE | DATA NOT AVAILABLE | DATA NOT AVAILABLE | DATA NOT AVAILABLE | DATA NOT AVAILABLE | DATA NOT AVAILABLE | DATA NOT AVAILABLE | DATA NOT AVAILABLE | DATA NOT AVAILABLE | DATA NOT AVAILABLE | DATA NOT AVAILABLE | ACCEPTED TO CONNECT | DATA NOT AVAILABLE | DATA NOT AVAILABLE | DATA NOT AVAILABLE | DATA NOT AVAILABLE | DATA NOT AVAILABLE | DATA NOT AVAILABLE | 0.018 | 0.018 | 0.018947 | 0.081053 | 0.077 | 2023-06-21 | DATA NOT AVAILABLE | N | DATA NOT AVAILABLE | DATA NOT AVAILABLE | DATA NOT AVAILABLE | DATA NOT AVAILABLE | DATA NOT AVAILABLE | 2023-08-10
DATA NOT AVAILABLE | DATA NOT AVAILABLE | REDACTED | REDACTED | REDACTED | REDACTED | REDACTED | REDACTED | IV1 1U | SCOTLAND | REDACTED | REDACTED | INVERNESS | DATA NOT APPLICABLE | RAIGMORE | 11 | SCOTTISH HYDRO ELECTRIC POWER DISTRIBUTION PLC | SOLAR | PHOTOVOLTAIC | DATA NOT AVAILABLE | DATA NOT AVAILABLE | DATA NOT AVAILABLE | 0.36 | DATA NOT AVAILABLE | DATA NOT AVAILABLE | DATA NOT AVAILABLE | DATA NOT AVAILABLE | DATA NOT AVAILABLE | DATA NOT AVAILABLE | DATA NOT AVAILABLE | DATA NOT AVAILABLE | DATA NOT AVAILABLE | DATA NOT AVAILABLE | DATA NOT AVAILABLE | DATA NOT AVAILABLE | DATA NOT AVAILABLE | ACCEPTED TO CONNECT | DATA NOT AVAILABLE | DATA NOT AVAILABLE | DATA NOT AVAILABLE | DATA NOT AVAILABLE | DATA NOT AVAILABLE | DATA NOT AVAILABLE | 0.36 | 0.19 | 0.2 | 0 | 0 | 2023-02-28 | DATA NOT AVAILABLE | N | DATA NOT AVAILABLE | DATA NOT AVAILABLE | DATA NOT AVAILABLE | DATA NOT AVAILABLE | DATA NOT AVAILABLE | 2023-08-10
DATA NOT AVAILABLE | DATA NOT AVAILABLE | REDACTED | REDACTED | REDACTED | REDACTED | REDACTED | REDACTED | UB11 1 | ENGLAND | REDACTED | REDACTED | IVER 66KV | DATA NOT AVAILABLE | YIEWSLEY | 11 | SOUTHERN ELECTRIC POWER DISTRIBUTION PLC | SOLAR | PHOTOVOLTAIC | DATA NOT AVAILABLE | DATA NOT AVAILABLE | DATA NOT AVAILABLE | 0.2 | DATA NOT AVAILABLE | DATA NOT AVAILABLE | DATA NOT AVAILABLE | DATA NOT AVAILABLE | DATA NOT AVAILABLE | DATA NOT AVAILABLE | DATA NOT AVAILABLE | DATA NOT AVAILABLE | DATA NOT AVAILABLE | DATA NOT AVAILABLE | DATA NOT AVAILABLE | DATA NOT AVAILABLE | DATA NOT AVAILABLE | ACCEPTED TO CONNECT | DATA NOT AVAILABLE | DATA NOT AVAILABLE | DATA NOT AVAILABLE | DATA NOT AVAILABLE | DATA NOT AVAILABLE | DATA NOT AVAILABLE | 0.2 | 0.2 | 0.21053 | 0 | 0 | 2023-03-23 | DATA NOT AVAILABLE | N | DATA NOT AVAILABLE | DATA NOT AVAILABLE | DATA NOT AVAILABLE | DATA NOT AVAILABLE | DATA NOT AVAILABLE | 2023-08-10
DATA NOT AVAILABLE | DATA NOT AVAILABLE | REDACTED | REDACTED | REDACTED | REDACTED | REDACTED | REDACTED | UB11 1 | ENGLAND | REDACTED | REDACTED | IVER 66KV | DATA NOT AVAILABLE | YIEWSLEY | 11 | SOUTHERN ELECTRIC POWER DISTRIBUTION PLC | SOLAR | PHOTOVOLTAIC | DATA NOT AVAILABLE | DATA NOT AVAILABLE | DATA NOT AVAILABLE | 0.15 | DATA NOT AVAILABLE | DATA NOT AVAILABLE | DATA NOT AVAILABLE | DATA NOT AVAILABLE | DATA NOT AVAILABLE | DATA NOT AVAILABLE | DATA NOT AVAILABLE | DATA NOT AVAILABLE | DATA NOT AVAILABLE | DATA NOT AVAILABLE | DATA NOT AVAILABLE | DATA NOT AVAILABLE | DATA NOT AVAILABLE | ACCEPTED TO CONNECT | DATA NOT AVAILABLE | DATA NOT AVAILABLE | DATA NOT AVAILABLE | DATA NOT AVAILABLE | DATA NOT AVAILABLE | DATA NOT AVAILABLE | 0.15 | 0.15 | 0.15789 | 0 | 0 | 2023-03-23 | DATA NOT AVAILABLE | N | DATA NOT AVAILABLE | DATA NOT AVAILABLE | DATA NOT AVAILABLE | DATA NOT AVAILABLE | DATA NOT AVAILABLE | 2023-08-10
DATA NOT AVAILABLE | DATA NOT AVAILABLE | REDACTED | REDACTED | REDACTED | REDACTED | REDACTED | REDACTED | AB43 9 | SCOTLAND | REDACTED | REDACTED | FRASERBURGH | DATA NOT APPLICABLE | FRASERBURGH | 11 | SCOTTISH HYDRO ELECTRIC POWER DISTRIBUTION PLC | SOLAR | PHOTOVOLTAIC | DATA NOT AVAILABLE | DATA NOT AVAILABLE | DATA NOT AVAILABLE | 0.108 | DATA NOT AVAILABLE | DATA NOT AVAILABLE | DATA NOT AVAILABLE | DATA NOT AVAILABLE | DATA NOT AVAILABLE | DATA NOT AVAILABLE | DATA NOT AVAILABLE | DATA NOT AVAILABLE | DATA NOT AVAILABLE | DATA NOT AVAILABLE | DATA NOT AVAILABLE | DATA NOT AVAILABLE | DATA NOT AVAILABLE | ACCEPTED TO CONNECT | DATA NOT AVAILABLE | DATA NOT AVAILABLE | DATA NOT AVAILABLE | DATA NOT AVAILABLE | DATA NOT AVAILABLE | DATA NOT AVAILABLE | 0.108 | 0.108 | 0.11368 | 0 | 0 | 2023-02-10 | DATA NOT AVAILABLE | N | DATA NOT AVAILABLE | DATA NOT AVAILABLE | DATA NOT AVAILABLE | DATA NOT AVAILABLE | DATA NOT AVAILABLE | 2023-08-10
DATA NOT AVAILABLE | DATA NOT AVAILABLE | REDACTED | REDACTED | REDACTED | REDACTED | REDACTED | REDACTED | SN13 9 | ENGLAND | REDACTED | REDACTED | MELKSHAM GSP | NORRINGTON | CORSHAM | 11 | SOUTHERN ELECTRIC POWER DISTRIBUTION PLC | SOLAR | PHOTOVOLTAIC | DATA NOT AVAILABLE | DATA NOT AVAILABLE | DATA NOT AVAILABLE | 0.213 | DATA NOT AVAILABLE | DATA NOT AVAILABLE | DATA NOT AVAILABLE | DATA NOT AVAILABLE | DATA NOT AVAILABLE | DATA NOT AVAILABLE | DATA NOT AVAILABLE | DATA NOT AVAILABLE | DATA NOT AVAILABLE | DATA NOT AVAILABLE | DATA NOT AVAILABLE | DATA NOT AVAILABLE | DATA NOT AVAILABLE | ACCEPTED TO CONNECT | DATA NOT AVAILABLE | DATA NOT AVAILABLE | DATA NOT AVAILABLE | DATA NOT AVAILABLE | DATA NOT AVAILABLE | DATA NOT AVAILABLE | 0.213 | 0.2 | 0.21053 | 0 | 0 | 2023-04-24 | DATA NOT AVAILABLE | N | DATA NOT AVAILABLE | DATA NOT AVAILABLE | DATA NOT AVAILABLE | DATA NOT AVAILABLE | DATA NOT AVAILABLE | 2023-08-10
DATA NOT AVAILABLE | DATA NOT AVAILABLE | REDACTED | REDACTED | REDACTED | REDACTED | REDACTED | REDACTED | AB37 9 | SCOTLAND | REDACTED | REDACTED | BOAT OF GARTEN | DATA NOT APPLICABLE | BALLINDALLOCH | 11 | SCOTTISH HYDRO ELECTRIC POWER DISTRIBUTION PLC | SOLAR | PHOTOVOLTAIC | DATA NOT AVAILABLE | DATA NOT AVAILABLE | DATA NOT AVAILABLE | 0.1 | DATA NOT AVAILABLE | DATA NOT AVAILABLE | DATA NOT AVAILABLE | DATA NOT AVAILABLE | DATA NOT AVAILABLE | DATA NOT AVAILABLE | DATA NOT AVAILABLE | DATA NOT AVAILABLE | DATA NOT AVAILABLE | DATA NOT AVAILABLE | DATA NOT AVAILABLE | DATA NOT AVAILABLE | DATA NOT AVAILABLE | ACCEPTED TO CONNECT | DATA NOT AVAILABLE | DATA NOT AVAILABLE | DATA NOT AVAILABLE | DATA NOT AVAILABLE | DATA NOT AVAILABLE | DATA NOT AVAILABLE | 0.1 | 0.1 | 0.10526 | 0 | 0 | 2023-04-04 | DATA NOT AVAILABLE | N | DATA NOT AVAILABLE | DATA NOT AVAILABLE | DATA NOT AVAILABLE | DATA NOT AVAILABLE | DATA NOT AVAILABLE | 2023-08-10
DATA NOT AVAILABLE | DATA NOT AVAILABLE | REDACTED | REDACTED | REDACTED | REDACTED | REDACTED | REDACTED | IV1 1S | SCOTLAND | REDACTED | REDACTED | INVERNESS | DATA NOT APPLICABLE | RAIGMORE | 11 | SCOTTISH HYDRO ELECTRIC POWER DISTRIBUTION PLC | SOLAR | PHOTOVOLTAIC | DATA NOT AVAILABLE | DATA NOT AVAILABLE | DATA NOT AVAILABLE | 0.087 | DATA NOT AVAILABLE | DATA NOT AVAILABLE | DATA NOT AVAILABLE | DATA NOT AVAILABLE | DATA NOT AVAILABLE | DATA NOT AVAILABLE | DATA NOT AVAILABLE | DATA NOT AVAILABLE | DATA NOT AVAILABLE | DATA NOT AVAILABLE | DATA NOT AVAILABLE | DATA NOT AVAILABLE | DATA NOT AVAILABLE | ACCEPTED TO CONNECT | DATA NOT AVAILABLE | DATA NOT AVAILABLE | DATA NOT AVAILABLE | DATA NOT AVAILABLE | DATA NOT AVAILABLE | DATA NOT AVAILABLE | 0.087 | 0.087 | 0.091579 | 0.051579 | 0.049 | 2023-02-22 | DATA NOT AVAILABLE | N | DATA NOT AVAILABLE | DATA NOT AVAILABLE | DATA NOT AVAILABLE | DATA NOT AVAILABLE | DATA NOT AVAILABLE | 2023-08-10
DATA NOT AVAILABLE | DATA NOT AVAILABLE | REDACTED | REDACTED | REDACTED | REDACTED | REDACTED | REDACTED | IV1 1S | SCOTLAND | REDACTED | REDACTED | INVERNESS | DATA NOT APPLICABLE | RAIGMORE | 11 | SCOTTISH HYDRO ELECTRIC POWER DISTRIBUTION PLC | SOLAR | PHOTOVOLTAIC | DATA NOT AVAILABLE | DATA NOT AVAILABLE | DATA NOT AVAILABLE | 0.548 | DATA NOT AVAILABLE | DATA NOT AVAILABLE | DATA NOT AVAILABLE | DATA NOT AVAILABLE | DATA NOT AVAILABLE | DATA NOT AVAILABLE | DATA NOT AVAILABLE | DATA NOT AVAILABLE | DATA NOT AVAILABLE | DATA NOT AVAILABLE | DATA NOT AVAILABLE | DATA NOT AVAILABLE | DATA NOT AVAILABLE | ACCEPTED TO CONNECT | DATA NOT AVAILABLE | DATA NOT AVAILABLE | DATA NOT AVAILABLE | DATA NOT AVAILABLE | DATA NOT AVAILABLE | DATA NOT AVAILABLE | 0.548 | 0.19 | 0.2 | 0 | 0 | 2023-03-29 | DATA NOT AVAILABLE | N | DATA NOT AVAILABLE | DATA NOT AVAILABLE | DATA NOT AVAILABLE | DATA NOT AVAILABLE | DATA NOT AVAILABLE | 2023-08-10
DATA NOT AVAILABLE | DATA NOT AVAILABLE | REDACTED | REDACTED | REDACTED | REDACTED | REDACTED | REDACTED | PH5 2B | SCOTLAND | REDACTED | REDACTED | BRACO | DATA NOT APPLICABLE | GLENEAGLES | 11 | SCOTTISH HYDRO ELECTRIC POWER DISTRIBUTION PLC | HYDRO (TO BE CONFIRMED) | HYDRO - OTHER | DATA NOT AVAILABLE | DATA NOT AVAILABLE | DATA NOT AVAILABLE | 0.12 | DATA NOT AVAILABLE | DATA NOT AVAILABLE | DATA NOT AVAILABLE | DATA NOT AVAILABLE | DATA NOT AVAILABLE | DATA NOT AVAILABLE | DATA NOT AVAILABLE | DATA NOT AVAILABLE | DATA NOT AVAILABLE | DATA NOT AVAILABLE | DATA NOT AVAILABLE | DATA NOT AVAILABLE | DATA NOT AVAILABLE | ACCEPTED TO CONNECT | DATA NOT AVAILABLE | DATA NOT AVAILABLE | DATA NOT AVAILABLE | DATA NOT AVAILABLE | DATA NOT AVAILABLE | DATA NOT AVAILABLE | 0.12 | 0.12 | 0.12632 | 0 | 0 | 2023-06-28 | DATA NOT AVAILABLE | N | DATA NOT AVAILABLE | DATA NOT AVAILABLE | DATA NOT AVAILABLE | DATA NOT AVAILABLE | DATA NOT AVAILABLE | 2023-08-10
DATA NOT AVAILABLE | DATA NOT AVAILABLE | REDACTED | REDACTED | REDACTED | REDACTED | REDACTED | REDACTED | G83 7A | SCOTLAND | REDACTED | REDACTED | CLACHAN | DATA NOT APPLICABLE | CLACHAN GRID | 33 | SCOTTISH HYDRO ELECTRIC POWER DISTRIBUTION PLC | HYDRO (TO BE CONFIRMED) | HYDRO - OTHER | DATA NOT AVAILABLE | DATA NOT AVAILABLE | DATA NOT AVAILABLE | 0.42 | DATA NOT AVAILABLE | DATA NOT AVAILABLE | DATA NOT AVAILABLE | DATA NOT AVAILABLE | DATA NOT AVAILABLE | DATA NOT AVAILABLE | DATA NOT AVAILABLE | DATA NOT AVAILABLE | DATA NOT AVAILABLE | DATA NOT AVAILABLE | DATA NOT AVAILABLE | DATA NOT AVAILABLE | DATA NOT AVAILABLE | ACCEPTED TO CONNECT | DATA NOT AVAILABLE | DATA NOT AVAILABLE | DATA NOT AVAILABLE | DATA NOT AVAILABLE | DATA NOT AVAILABLE | DATA NOT AVAILABLE | 0.42 | 0.42 | 0.44211 | 0.0042105 | 0.004 | 2023-06-08 | DATA NOT AVAILABLE | N | DATA NOT AVAILABLE | DATA NOT AVAILABLE | DATA NOT AVAILABLE | DATA NOT AVAILABLE | DATA NOT AVAILABLE | 2023-08-10
DATA NOT AVAILABLE | DATA NOT AVAILABLE | REDACTED | REDACTED | REDACTED | REDACTED | REDACTED | REDACTED | IV15 9 | SCOTLAND | REDACTED | REDACTED | BEAULY | DATA NOT APPLICABLE | DINGWALL | 11 | SCOTTISH HYDRO ELECTRIC POWER DISTRIBUTION PLC | SOLAR | PHOTOVOLTAIC | DATA NOT AVAILABLE | DATA NOT AVAILABLE | DATA NOT AVAILABLE | 0.25 | DATA NOT AVAILABLE | DATA NOT AVAILABLE | DATA NOT AVAILABLE | DATA NOT AVAILABLE | DATA NOT AVAILABLE | DATA NOT AVAILABLE | DATA NOT AVAILABLE | DATA NOT AVAILABLE | DATA NOT AVAILABLE | DATA NOT AVAILABLE | DATA NOT AVAILABLE | DATA NOT AVAILABLE | DATA NOT AVAILABLE | ACCEPTED TO CONNECT | DATA NOT AVAILABLE | DATA NOT AVAILABLE | DATA NOT AVAILABLE | DATA NOT AVAILABLE | DATA NOT AVAILABLE | DATA NOT AVAILABLE | 0.25 | 0.19 | 0.2 | 0 | 0 | 2023-02-28 | DATA NOT AVAILABLE | N | DATA NOT AVAILABLE | DATA NOT AVAILABLE | DATA NOT AVAILABLE | DATA NOT AVAILABLE | DATA NOT AVAILABLE | 2023-08-10
DATA NOT AVAILABLE | DATA NOT AVAILABLE | REDACTED | REDACTED | REDACTED | REDACTED | REDACTED | REDACTED | IV15 9 | SCOTLAND | REDACTED | REDACTED | BEAULY | DATA NOT APPLICABLE | DINGWALL | 11 | SCOTTISH HYDRO ELECTRIC POWER DISTRIBUTION PLC | SOLAR | PHOTOVOLTAIC | DATA NOT AVAILABLE | DATA NOT AVAILABLE | DATA NOT AVAILABLE | 0.18 | DATA NOT AVAILABLE | DATA NOT AVAILABLE | DATA NOT AVAILABLE | DATA NOT AVAILABLE | DATA NOT AVAILABLE | DATA NOT AVAILABLE | DATA NOT AVAILABLE | DATA NOT AVAILABLE | DATA NOT AVAILABLE | DATA NOT AVAILABLE | DATA NOT AVAILABLE | DATA NOT AVAILABLE | DATA NOT AVAILABLE | ACCEPTED TO CONNECT | DATA NOT AVAILABLE | DATA NOT AVAILABLE | DATA NOT AVAILABLE | DATA NOT AVAILABLE | DATA NOT AVAILABLE | DATA NOT AVAILABLE | 0.18 | 0.18 | 0.18947 | 0 | 0 | 2023-02-28 | DATA NOT AVAILABLE | N | DATA NOT AVAILABLE | DATA NOT AVAILABLE | DATA NOT AVAILABLE | DATA NOT AVAILABLE | DATA NOT AVAILABLE | 2023-08-10
DATA NOT AVAILABLE | DATA NOT AVAILABLE | REDACTED | REDACTED | REDACTED | REDACTED | REDACTED | REDACTED | PH2 9F | SCOTLAND | REDACTED | REDACTED | ABERNETHY | DATA NOT APPLICABLE | BRIDGE OF EARN | 11 | SCOTTISH HYDRO ELECTRIC POWER DISTRIBUTION PLC | SOLAR | PHOTOVOLTAIC | DATA NOT AVAILABLE | DATA NOT AVAILABLE | DATA NOT AVAILABLE | 0.066 | DATA NOT AVAILABLE | DATA NOT AVAILABLE | DATA NOT AVAILABLE | DATA NOT AVAILABLE | DATA NOT AVAILABLE | DATA NOT AVAILABLE | DATA NOT AVAILABLE | DATA NOT AVAILABLE | DATA NOT AVAILABLE | DATA NOT AVAILABLE | DATA NOT AVAILABLE | DATA NOT AVAILABLE | DATA NOT AVAILABLE | ACCEPTED TO CONNECT | DATA NOT AVAILABLE | DATA NOT AVAILABLE | DATA NOT AVAILABLE | DATA NOT AVAILABLE | DATA NOT AVAILABLE | DATA NOT AVAILABLE | 0.066 | 0.066 | 0.069474 | 0.11053 | 0.105 | 2023-06-08 | DATA NOT AVAILABLE | N | DATA NOT AVAILABLE | DATA NOT AVAILABLE | DATA NOT AVAILABLE | DATA NOT AVAILABLE | DATA NOT AVAILABLE | 2023-08-10
DATA NOT AVAILABLE | DATA NOT AVAILABLE | REDACTED | REDACTED | REDACTED | REDACTED | REDACTED | REDACTED | RG41 2 | ENGLAND | REDACTED | REDACTED | BRAMLEY (FLEE) | WOKINGHAM | ELMS ROAD | 11 | SOUTHERN ELECTRIC POWER DISTRIBUTION PLC | SOLAR | PHOTOVOLTAIC | DATA NOT AVAILABLE | DATA NOT AVAILABLE | DATA NOT AVAILABLE | 0.06 | DATA NOT AVAILABLE | DATA NOT AVAILABLE | DATA NOT AVAILABLE | DATA NOT AVAILABLE | DATA NOT AVAILABLE | DATA NOT AVAILABLE | DATA NOT AVAILABLE | DATA NOT AVAILABLE | DATA NOT AVAILABLE | DATA NOT AVAILABLE | DATA NOT AVAILABLE | DATA NOT AVAILABLE | DATA NOT AVAILABLE | ACCEPTED TO CONNECT | DATA NOT AVAILABLE | DATA NOT AVAILABLE | DATA NOT AVAILABLE | DATA NOT AVAILABLE | DATA NOT AVAILABLE | DATA NOT AVAILABLE | 0.06 | 0.06 | 0.063158 | 0 | 0 | 2023-04-03 | DATA NOT AVAILABLE | N | DATA NOT AVAILABLE | DATA NOT AVAILABLE | DATA NOT AVAILABLE | DATA NOT AVAILABLE | DATA NOT AVAILABLE | 2023-08-10
DATA NOT AVAILABLE | DATA NOT AVAILABLE | REDACTED | REDACTED | REDACTED | REDACTED | REDACTED | REDACTED | IV15 9 | SCOTLAND | REDACTED | REDACTED | BEAULY | DATA NOT APPLICABLE | DINGWALL | 11 | SCOTTISH HYDRO ELECTRIC POWER DISTRIBUTION PLC | WIND | ONSHORE WIND TURBINES | DATA NOT AVAILABLE | DATA NOT AVAILABLE | DATA NOT AVAILABLE | 0.25 | DATA NOT AVAILABLE | DATA NOT AVAILABLE | DATA NOT AVAILABLE | DATA NOT AVAILABLE | DATA NOT AVAILABLE | DATA NOT AVAILABLE | DATA NOT AVAILABLE | DATA NOT AVAILABLE | DATA NOT AVAILABLE | DATA NOT AVAILABLE | DATA NOT AVAILABLE | DATA NOT AVAILABLE | DATA NOT AVAILABLE | ACCEPTED TO CONNECT | DATA NOT AVAILABLE | DATA NOT AVAILABLE | DATA NOT AVAILABLE | DATA NOT AVAILABLE | DATA NOT AVAILABLE | DATA NOT AVAILABLE | 0.25 | 0 | 0 | 0 | 0 | 2023-06-23 | DATA NOT AVAILABLE | N | DATA NOT AVAILABLE | DATA NOT AVAILABLE | DATA NOT AVAILABLE | DATA NOT AVAILABLE | DATA NOT AVAILABLE | 2023-08-10
DATA NOT AVAILABLE | DATA NOT AVAILABLE | REDACTED | REDACTED | REDACTED | REDACTED | REDACTED | REDACTED | KW1 4Q | SCOTLAND | REDACTED | REDACTED | MYBSTER | DATA NOT APPLICABLE | WICK | 11 | SCOTTISH HYDRO ELECTRIC POWER DISTRIBUTION PLC | SOLAR | PHOTOVOLTAIC | DATA NOT AVAILABLE | DATA NOT AVAILABLE | DATA NOT AVAILABLE | 0.006 | DATA NOT AVAILABLE | DATA NOT AVAILABLE | DATA NOT AVAILABLE | DATA NOT AVAILABLE | DATA NOT AVAILABLE | DATA NOT AVAILABLE | DATA NOT AVAILABLE | DATA NOT AVAILABLE | DATA NOT AVAILABLE | DATA NOT AVAILABLE | DATA NOT AVAILABLE | DATA NOT AVAILABLE | DATA NOT AVAILABLE | ACCEPTED TO CONNECT | DATA NOT AVAILABLE | DATA NOT AVAILABLE | DATA NOT AVAILABLE | DATA NOT AVAILABLE | DATA NOT AVAILABLE | DATA NOT AVAILABLE | 0.006 | 0.006 | 0.0063158 | 0.29053 | 0.276 | 2023-05-03 | DATA NOT AVAILABLE | N | DATA NOT AVAILABLE | DATA NOT AVAILABLE | DATA NOT AVAILABLE | DATA NOT AVAILABLE | DATA NOT AVAILABLE | 2023-08-10
DATA NOT AVAILABLE | DATA NOT AVAILABLE | REDACTED | REDACTED | REDACTED | REDACTED | REDACTED | REDACTED | AB43 6 | SCOTLAND | REDACTED | REDACTED | STRICHEN | DATA NOT APPLICABLE | STRICHEN | 11 | SCOTTISH HYDRO ELECTRIC POWER DISTRIBUTION PLC | SOLAR | PHOTOVOLTAIC | DATA NOT AVAILABLE | DATA NOT AVAILABLE | DATA NOT AVAILABLE | 0.65 | DATA NOT AVAILABLE | DATA NOT AVAILABLE | DATA NOT AVAILABLE | DATA NOT AVAILABLE | DATA NOT AVAILABLE | DATA NOT AVAILABLE | DATA NOT AVAILABLE | DATA NOT AVAILABLE | DATA NOT AVAILABLE | DATA NOT AVAILABLE | DATA NOT AVAILABLE | DATA NOT AVAILABLE | DATA NOT AVAILABLE | ACCEPTED TO CONNECT | DATA NOT AVAILABLE | DATA NOT AVAILABLE | DATA NOT AVAILABLE | DATA NOT AVAILABLE | DATA NOT AVAILABLE | DATA NOT AVAILABLE | 0.65 | 0.65 | 0.68421 | 0 | 0 | 2023-06-02 | DATA NOT AVAILABLE | N | DATA NOT AVAILABLE | DATA NOT AVAILABLE | DATA NOT AVAILABLE | DATA NOT AVAILABLE | DATA NOT AVAILABLE | 2023-08-10
DATA NOT AVAILABLE | DATA NOT AVAILABLE | REDACTED | REDACTED | REDACTED | REDACTED | REDACTED | REDACTED | IV2 3R | SCOTLAND | REDACTED | REDACTED | INVERNESS | DATA NOT APPLICABLE | RAIGMORE | 11 | SCOTTISH HYDRO ELECTRIC POWER DISTRIBUTION PLC | SOLAR | PHOTOVOLTAIC | DATA NOT AVAILABLE | DATA NOT AVAILABLE | DATA NOT AVAILABLE | 0.031 | DATA NOT AVAILABLE | DATA NOT AVAILABLE | DATA NOT AVAILABLE | DATA NOT AVAILABLE | DATA NOT AVAILABLE | DATA NOT AVAILABLE | DATA NOT AVAILABLE | DATA NOT AVAILABLE | DATA NOT AVAILABLE | DATA NOT AVAILABLE | DATA NOT AVAILABLE | DATA NOT AVAILABLE | DATA NOT AVAILABLE | ACCEPTED TO CONNECT | DATA NOT AVAILABLE | DATA NOT AVAILABLE | DATA NOT AVAILABLE | DATA NOT AVAILABLE | DATA NOT AVAILABLE | DATA NOT AVAILABLE | 0.031 | 0.031 | 0.032632 | 0.077895 | 0.074 | 2023-04-05 | DATA NOT AVAILABLE | N | DATA NOT AVAILABLE | DATA NOT AVAILABLE | DATA NOT AVAILABLE | DATA NOT AVAILABLE | DATA NOT AVAILABLE | 2023-08-10
DATA NOT AVAILABLE | DATA NOT AVAILABLE | REDACTED | REDACTED | REDACTED | REDACTED | REDACTED | REDACTED | OX4 4X | ENGLAND | REDACTED | REDACTED | COWLEY GSP | COWLEY LOCAL | ROSE HILL | 11 | SOUTHERN ELECTRIC POWER DISTRIBUTION PLC | SOLAR | PHOTOVOLTAIC | DATA NOT AVAILABLE | DATA NOT AVAILABLE | DATA NOT AVAILABLE | 0.15 | DATA NOT AVAILABLE | DATA NOT AVAILABLE | DATA NOT AVAILABLE | DATA NOT AVAILABLE | DATA NOT AVAILABLE | DATA NOT AVAILABLE | DATA NOT AVAILABLE | DATA NOT AVAILABLE | DATA NOT AVAILABLE | DATA NOT AVAILABLE | DATA NOT AVAILABLE | DATA NOT AVAILABLE | DATA NOT AVAILABLE | ACCEPTED TO CONNECT | DATA NOT AVAILABLE | DATA NOT AVAILABLE | DATA NOT AVAILABLE | DATA NOT AVAILABLE | DATA NOT AVAILABLE | DATA NOT AVAILABLE | 0.15 | 0.15 | 0.15789 | 0 | 0 | 2023-04-12 | DATA NOT AVAILABLE | N | DATA NOT AVAILABLE | DATA NOT AVAILABLE | DATA NOT AVAILABLE | DATA NOT AVAILABLE | DATA NOT AVAILABLE | 2023-08-10
DATA NOT AVAILABLE | DATA NOT AVAILABLE | REDACTED | REDACTED | REDACTED | REDACTED | REDACTED | REDACTED | OX18 1 | ENGLAND | REDACTED | REDACTED | COWLEY GSP | WITNEY | CARTERTON | 11 | SOUTHERN ELECTRIC POWER DISTRIBUTION PLC | OTHER | OTHER | DATA NOT AVAILABLE | DATA NOT AVAILABLE | DATA NOT AVAILABLE | 0.14 | DATA NOT AVAILABLE | DATA NOT AVAILABLE | DATA NOT AVAILABLE | DATA NOT AVAILABLE | DATA NOT AVAILABLE | DATA NOT AVAILABLE | DATA NOT AVAILABLE | DATA NOT AVAILABLE | DATA NOT AVAILABLE | DATA NOT AVAILABLE | DATA NOT AVAILABLE | DATA NOT AVAILABLE | DATA NOT AVAILABLE | ACCEPTED TO CONNECT | DATA NOT AVAILABLE | DATA NOT AVAILABLE | DATA NOT AVAILABLE | DATA NOT AVAILABLE | DATA NOT AVAILABLE | DATA NOT AVAILABLE | 0.14 | 0.14 | 0.14737 | 0.15474 | 0.147 | 2023-06-19 | DATA NOT AVAILABLE | N | DATA NOT AVAILABLE | DATA NOT AVAILABLE | DATA NOT AVAILABLE | DATA NOT AVAILABLE | DATA NOT AVAILABLE | 2023-08-10
DATA NOT AVAILABLE | DATA NOT AVAILABLE | REDACTED | REDACTED | REDACTED | REDACTED | REDACTED | REDACTED | GU27 2 | ENGLAND | REDACTED | REDACTED | BRAMLEY (FLEE) | FERNHURST | HASLEMERE | 11 | SOUTHERN ELECTRIC POWER DISTRIBUTION PLC | SOLAR | PHOTOVOLTAIC | DATA NOT AVAILABLE | DATA NOT AVAILABLE | DATA NOT AVAILABLE | 0.076 | DATA NOT AVAILABLE | DATA NOT AVAILABLE | DATA NOT AVAILABLE | DATA NOT AVAILABLE | DATA NOT AVAILABLE | DATA NOT AVAILABLE | DATA NOT AVAILABLE | DATA NOT AVAILABLE | DATA NOT AVAILABLE | DATA NOT AVAILABLE | DATA NOT AVAILABLE | DATA NOT AVAILABLE | DATA NOT AVAILABLE | ACCEPTED TO CONNECT | DATA NOT AVAILABLE | DATA NOT AVAILABLE | DATA NOT AVAILABLE | DATA NOT AVAILABLE | DATA NOT AVAILABLE | DATA NOT AVAILABLE | 0.076 | 0.04 | 0.042105 | 0.25263 | 0.24 | 2023-05-15 | DATA NOT AVAILABLE | N | DATA NOT AVAILABLE | DATA NOT AVAILABLE | DATA NOT AVAILABLE | DATA NOT AVAILABLE | DATA NOT AVAILABLE | 2023-08-10
DATA NOT AVAILABLE | DATA NOT AVAILABLE | REDACTED | REDACTED | REDACTED | REDACTED | REDACTED | REDACTED | OX25 4 | ENGLAND | REDACTED | REDACTED | EAST CLAYDON GSP | BICESTER NORTH | UPPER HEYFORD | 11 | SOUTHERN ELECTRIC POWER DISTRIBUTION PLC | SOLAR | PHOTOVOLTAIC | DATA NOT AVAILABLE | DATA NOT AVAILABLE | DATA NOT AVAILABLE | 0.216 | DATA NOT AVAILABLE | DATA NOT AVAILABLE | DATA NOT AVAILABLE | DATA NOT AVAILABLE | DATA NOT AVAILABLE | DATA NOT AVAILABLE | DATA NOT AVAILABLE | DATA NOT AVAILABLE | DATA NOT AVAILABLE | DATA NOT AVAILABLE | DATA NOT AVAILABLE | DATA NOT AVAILABLE | DATA NOT AVAILABLE | ACCEPTED TO CONNECT | DATA NOT AVAILABLE | DATA NOT AVAILABLE | DATA NOT AVAILABLE | DATA NOT AVAILABLE | DATA NOT AVAILABLE | DATA NOT AVAILABLE | 0.216 | 0.2 | 0.21053 | 0 | 0 | 2023-05-30 | DATA NOT AVAILABLE | N | DATA NOT AVAILABLE | DATA NOT AVAILABLE | DATA NOT AVAILABLE | DATA NOT AVAILABLE | DATA NOT AVAILABLE | 2023-08-10
DATA NOT AVAILABLE | DATA NOT AVAILABLE | REDACTED | REDACTED | REDACTED | REDACTED | REDACTED | REDACTED | AB51 0 | SCOTLAND | REDACTED | REDACTED | KINTORE | DATA NOT APPLICABLE | TORRYBURN | 11 | SCOTTISH HYDRO ELECTRIC POWER DISTRIBUTION PLC | SOLAR | PHOTOVOLTAIC | DATA NOT AVAILABLE | DATA NOT AVAILABLE | DATA NOT AVAILABLE | 0.15 | DATA NOT AVAILABLE | DATA NOT AVAILABLE | DATA NOT AVAILABLE | DATA NOT AVAILABLE | DATA NOT AVAILABLE | DATA NOT AVAILABLE | DATA NOT AVAILABLE | DATA NOT AVAILABLE | DATA NOT AVAILABLE | DATA NOT AVAILABLE | DATA NOT AVAILABLE | DATA NOT AVAILABLE | DATA NOT AVAILABLE | ACCEPTED TO CONNECT | DATA NOT AVAILABLE | DATA NOT AVAILABLE | DATA NOT AVAILABLE | DATA NOT AVAILABLE | DATA NOT AVAILABLE | DATA NOT AVAILABLE | 0.15 | 0.15 | 0.15789 | 0 | 0 | 2023-06-05 | DATA NOT AVAILABLE | N | DATA NOT AVAILABLE | DATA NOT AVAILABLE | DATA NOT AVAILABLE | DATA NOT AVAILABLE | DATA NOT AVAILABLE | 2023-08-10
DATA NOT AVAILABLE | DATA NOT AVAILABLE | REDACTED | REDACTED | REDACTED | REDACTED | REDACTED | REDACTED | AB12 4 | SCOTLAND | REDACTED | REDACTED | REDMOSS | DATA NOT APPLICABLE | REDMOSS | 11 | SCOTTISH HYDRO ELECTRIC POWER DISTRIBUTION PLC | SOLAR | PHOTOVOLTAIC | DATA NOT AVAILABLE | DATA NOT AVAILABLE | DATA NOT AVAILABLE | 0.1 | DATA NOT AVAILABLE | DATA NOT AVAILABLE | DATA NOT AVAILABLE | DATA NOT AVAILABLE | DATA NOT AVAILABLE | DATA NOT AVAILABLE | DATA NOT AVAILABLE | DATA NOT AVAILABLE | DATA NOT AVAILABLE | DATA NOT AVAILABLE | DATA NOT AVAILABLE | DATA NOT AVAILABLE | DATA NOT AVAILABLE | ACCEPTED TO CONNECT | DATA NOT AVAILABLE | DATA NOT AVAILABLE | DATA NOT AVAILABLE | DATA NOT AVAILABLE | DATA NOT AVAILABLE | DATA NOT AVAILABLE | 0.1 | 0.1 | 0.10526 | 0 | 0 | 2023-06-05 | DATA NOT AVAILABLE | N | DATA NOT AVAILABLE | DATA NOT AVAILABLE | DATA NOT AVAILABLE | DATA NOT AVAILABLE | DATA NOT AVAILABLE | 2023-08-10
DATA NOT AVAILABLE | DATA NOT AVAILABLE | CLAYMORE HOMES LTD | GENERATION | PLOT 1 - 37, THE GLEBE | OFF URQUHART ROAD OLDMELDRUM | INVERURIE | ABERDEENSHIRE | AB51 0EX | SCOTLAND | 381010 | 827498 | KINTORE | DATA NOT APPLICABLE | OLDMELDRUM | 11 | SCOTTISH HYDRO ELECTRIC POWER DISTRIBUTION PLC | SOLAR | PHOTOVOLTAIC | DATA NOT AVAILABLE | DATA NOT AVAILABLE | DATA NOT AVAILABLE | 0.085 | DATA NOT AVAILABLE | DATA NOT AVAILABLE | DATA NOT AVAILABLE | DATA NOT AVAILABLE | DATA NOT AVAILABLE | DATA NOT AVAILABLE | DATA NOT AVAILABLE | DATA NOT AVAILABLE | DATA NOT AVAILABLE | DATA NOT AVAILABLE | DATA NOT AVAILABLE | DATA NOT AVAILABLE | DATA NOT AVAILABLE | ACCEPTED TO CONNECT | DATA NOT AVAILABLE | DATA NOT AVAILABLE | DATA NOT AVAILABLE | DATA NOT AVAILABLE | DATA NOT AVAILABLE | DATA NOT AVAILABLE | 0.085 | 0.085 | 0.089474 | 0.11579 | 0.11 | 2023-07-18 | DATA NOT AVAILABLE | N | DATA NOT AVAILABLE | DATA NOT AVAILABLE | DATA NOT AVAILABLE | DATA NOT AVAILABLE | DATA NOT AVAILABLE | 2023-09-07
DATA NOT AVAILABLE | DATA NOT AVAILABLE | ABSOLUTE SOLAR AND WIND LTD | 100KW PV | MAINS OF HAULKERTON FARM | DATA NOT AVAILABLE | LAURENCEKIRK | ABERDIEENSHIRE | AB30 1EL | SCOTLAND | 371187 | 772849 | FIDDES | DATA NOT APPLICABLE | LAURENCEKIRK | 11 | SCOTTISH HYDRO ELECTRIC POWER DISTRIBUTION PLC | SOLAR | PHOTOVOLTAIC | DATA NOT AVAILABLE | DATA NOT AVAILABLE | DATA NOT AVAILABLE | 0.1 | DATA NOT AVAILABLE | DATA NOT AVAILABLE | DATA NOT AVAILABLE | DATA NOT AVAILABLE | DATA NOT AVAILABLE | DATA NOT AVAILABLE | DATA NOT AVAILABLE | DATA NOT AVAILABLE | DATA NOT AVAILABLE | DATA NOT AVAILABLE | DATA NOT AVAILABLE | DATA NOT AVAILABLE | DATA NOT AVAILABLE | ACCEPTED TO CONNECT | DATA NOT AVAILABLE | DATA NOT AVAILABLE | DATA NOT AVAILABLE | DATA NOT AVAILABLE | DATA NOT AVAILABLE | DATA NOT AVAILABLE | 0.1 | 0 | 0 | 0 | 0 | 2023-08-15 | DATA NOT AVAILABLE | N | DATA NOT AVAILABLE | DATA NOT AVAILABLE | DATA NOT AVAILABLE | DATA NOT AVAILABLE | DATA NOT AVAILABLE | 2023-09-07
DATA NOT AVAILABLE | DATA NOT AVAILABLE | HORTUS LOCI LTD | INC IN LOAD & 35KW PV | HORTUS LOCI LTD | HOUND GREEN | HOOK | HAMPSHIRE | RG27 8LQ | ENGLAND | 472949 | 159278 | BRAMLEY (BASI) | BASINGSTOKE | BRAMLEY GREEN | 11 | SOUTHERN ELECTRIC POWER DISTRIBUTION PLC | SOLAR | PHOTOVOLTAIC | DATA NOT AVAILABLE | DATA NOT AVAILABLE | DATA NOT AVAILABLE | 0.035 | DATA NOT AVAILABLE | DATA NOT AVAILABLE | DATA NOT AVAILABLE | DATA NOT AVAILABLE | DATA NOT AVAILABLE | DATA NOT AVAILABLE | DATA NOT AVAILABLE | DATA NOT AVAILABLE | DATA NOT AVAILABLE | DATA NOT AVAILABLE | DATA NOT AVAILABLE | DATA NOT AVAILABLE | DATA NOT AVAILABLE | ACCEPTED TO CONNECT | DATA NOT AVAILABLE | DATA NOT AVAILABLE | DATA NOT AVAILABLE | DATA NOT AVAILABLE | DATA NOT AVAILABLE | DATA NOT AVAILABLE | 0.035 | 0.035 | 0.036842 | 0.15789 | 0.15 | 2023-08-08 | DATA NOT AVAILABLE | N | DATA NOT AVAILABLE | DATA NOT AVAILABLE | DATA NOT AVAILABLE | DATA NOT AVAILABLE | DATA NOT AVAILABLE | 2023-09-07
DATA NOT AVAILABLE | DATA NOT AVAILABLE | SPARKS COMMERCIALS SWINDON LTD | DG READY TO QUOTE | UNIT 15 | HUNTS RISE | SWINDON | WILTSHIRE | SN3 4TG | ENGLAND | 418090 | 189054 | MINETY GSP | STRATTON | STANTON FITZWARREN | 11 | SOUTHERN ELECTRIC POWER DISTRIBUTION PLC | SOLAR | PHOTOVOLTAIC | DATA NOT AVAILABLE | DATA NOT AVAILABLE | DATA NOT AVAILABLE | 0.3 | DATA NOT AVAILABLE | DATA NOT AVAILABLE | DATA NOT AVAILABLE | DATA NOT AVAILABLE | DATA NOT AVAILABLE | DATA NOT AVAILABLE | DATA NOT AVAILABLE | DATA NOT AVAILABLE | DATA NOT AVAILABLE | DATA NOT AVAILABLE | DATA NOT AVAILABLE | DATA NOT AVAILABLE | DATA NOT AVAILABLE | ACCEPTED TO CONNECT | DATA NOT AVAILABLE | DATA NOT AVAILABLE | DATA NOT AVAILABLE | DATA NOT AVAILABLE | DATA NOT AVAILABLE | DATA NOT AVAILABLE | 0.3 | 0.2 | 0.21053 | 0.25368 | 0.241 | 2023-08-01 | DATA NOT AVAILABLE | N | DATA NOT AVAILABLE | DATA NOT AVAILABLE | DATA NOT AVAILABLE | DATA NOT AVAILABLE | DATA NOT AVAILABLE | 2023-09-07
DATA NOT AVAILABLE | DATA NOT AVAILABLE | ESD LTD | 250KW PV & 300KW DIESEL GENERATOR | SITE LOCATION HERRICKS (, TARNASH | NEW KEITH KEITH | ELGIN | MORAY | AB55 5NT | SCOTLAND | 345797 | 849418 | KEITH | DATA NOT APPLICABLE | KEITH | 11 | SCOTTISH HYDRO ELECTRIC POWER DISTRIBUTION PLC | OTHER | OTHER | DATA NOT AVAILABLE | DATA NOT AVAILABLE | DATA NOT AVAILABLE | 0.25 | DATA NOT AVAILABLE | DATA NOT AVAILABLE | DATA NOT AVAILABLE | DATA NOT AVAILABLE | DATA NOT AVAILABLE | DATA NOT AVAILABLE | DATA NOT AVAILABLE | DATA NOT AVAILABLE | DATA NOT AVAILABLE | DATA NOT AVAILABLE | DATA NOT AVAILABLE | DATA NOT AVAILABLE | DATA NOT AVAILABLE | ACCEPTED TO CONNECT | DATA NOT AVAILABLE | DATA NOT AVAILABLE | DATA NOT AVAILABLE | DATA NOT AVAILABLE | DATA NOT AVAILABLE | DATA NOT AVAILABLE | 0.25 | 0.2 | 0.21053 | 0.18 | 0.171 | 2023-07-10 | DATA NOT AVAILABLE | N | DATA NOT AVAILABLE | DATA NOT AVAILABLE | DATA NOT AVAILABLE | DATA NOT AVAILABLE | DATA NOT AVAILABLE | 2023-09-07
DATA NOT AVAILABLE | DATA NOT AVAILABLE | MACKIES OF SCOTLAND | HILL OF EASTERTOWN WIND ADDCAP | WESTERTOWN | U49S FROM C49S TO WESTERTOWN FARM | INVERURIE | ABERDEENSHIRE | AB51 8US | SCOTLAND | 375965 | 831303 | KINTORE | DATA NOT APPLICABLE | KINTORE GRID | 33 | SCOTTISH HYDRO ELECTRIC POWER DISTRIBUTION PLC | SOLAR | PHOTOVOLTAIC | DATA NOT AVAILABLE | DATA NOT AVAILABLE | DATA NOT AVAILABLE | 0.575 | DATA NOT AVAILABLE | DATA NOT AVAILABLE | DATA NOT AVAILABLE | DATA NOT AVAILABLE | DATA NOT AVAILABLE | DATA NOT AVAILABLE | DATA NOT AVAILABLE | DATA NOT AVAILABLE | DATA NOT AVAILABLE | DATA NOT AVAILABLE | DATA NOT AVAILABLE | DATA NOT AVAILABLE | DATA NOT AVAILABLE | ACCEPTED TO CONNECT | DATA NOT AVAILABLE | DATA NOT AVAILABLE | DATA NOT AVAILABLE | DATA NOT AVAILABLE | DATA NOT AVAILABLE | DATA NOT AVAILABLE | 0.575 | 0 | 0 | 0 | 0 | 2023-08-04 | DATA NOT AVAILABLE | N | DATA NOT AVAILABLE | DATA NOT AVAILABLE | DATA NOT AVAILABLE | DATA NOT AVAILABLE | DATA NOT AVAILABLE | 2023-09-07
DATA NOT AVAILABLE | DATA NOT AVAILABLE | ADRIAN LAYCOCK LTD | 160KW HYDRO (ADDCAP) | COUR BURN HYDRO | DATA NOT AVAILABLE | CAMPBELTOWN | ARGYLL AND BUTE | PA28 6QL | SCOTLAND | 181627 | 645207 | CARRADALE | DATA NOT APPLICABLE | CARRADALE GRID | 33 | SCOTTISH HYDRO ELECTRIC POWER DISTRIBUTION PLC | HYDRO (TO BE CONFIRMED) | HYDRO - OTHER | DATA NOT AVAILABLE | DATA NOT AVAILABLE | DATA NOT AVAILABLE | 0.16 | DATA NOT AVAILABLE | DATA NOT AVAILABLE | DATA NOT AVAILABLE | DATA NOT AVAILABLE | DATA NOT AVAILABLE | DATA NOT AVAILABLE | DATA NOT AVAILABLE | DATA NOT AVAILABLE | DATA NOT AVAILABLE | DATA NOT AVAILABLE | DATA NOT AVAILABLE | DATA NOT AVAILABLE | DATA NOT AVAILABLE | ACCEPTED TO CONNECT | DATA NOT AVAILABLE | DATA NOT AVAILABLE | DATA NOT AVAILABLE | DATA NOT AVAILABLE | DATA NOT AVAILABLE | DATA NOT AVAILABLE | 0.16 | 0.16 | 0.16842 | 0.12632 | 0.12 | 2023-08-04 | DATA NOT AVAILABLE | N | DATA NOT AVAILABLE | DATA NOT AVAILABLE | DATA NOT AVAILABLE | DATA NOT AVAILABLE | DATA NOT AVAILABLE | 2023-09-07
DATA NOT AVAILABLE | DATA NOT AVAILABLE | REDACTED | REDACTED | REDACTED | REDACTED | REDACTED | REDACTED | IV2 7A | SCOTLAND | REDACTED | REDACTED | INVERNESS | DATA NOT APPLICABLE | CULLODEN | 11 | SCOTTISH HYDRO ELECTRIC POWER DISTRIBUTION PLC | SOLAR | PHOTOVOLTAIC | DATA NOT AVAILABLE | DATA NOT AVAILABLE | DATA NOT AVAILABLE | 0.147 | DATA NOT AVAILABLE | DATA NOT AVAILABLE | DATA NOT AVAILABLE | DATA NOT AVAILABLE | DATA NOT AVAILABLE | DATA NOT AVAILABLE | DATA NOT AVAILABLE | DATA NOT AVAILABLE | DATA NOT AVAILABLE | DATA NOT AVAILABLE | DATA NOT AVAILABLE | DATA NOT AVAILABLE | DATA NOT AVAILABLE | ACCEPTED TO CONNECT | DATA NOT AVAILABLE | DATA NOT AVAILABLE | DATA NOT AVAILABLE | DATA NOT AVAILABLE | DATA NOT AVAILABLE | DATA NOT AVAILABLE | 0.147 | 0.147 | 0.15474 | 0.31053 | 0.295 | 2023-07-10 | DATA NOT AVAILABLE | N | DATA NOT AVAILABLE | DATA NOT AVAILABLE | DATA NOT AVAILABLE | DATA NOT AVAILABLE | DATA NOT AVAILABLE | 2023-09-07
DATA NOT AVAILABLE | DATA NOT AVAILABLE | REDACTED | REDACTED | REDACTED | REDACTED | REDACTED | REDACTED | AB23 8 | SCOTLAND | REDACTED | REDACTED | PERSLEY | DATA NOT APPLICABLE | BRIDGE OF DON | 11 | SCOTTISH HYDRO ELECTRIC POWER DISTRIBUTION PLC | SOLAR | PHOTOVOLTAIC | DATA NOT AVAILABLE | DATA NOT AVAILABLE | DATA NOT AVAILABLE | 0.096 | DATA NOT AVAILABLE | DATA NOT AVAILABLE | DATA NOT AVAILABLE | DATA NOT AVAILABLE | DATA NOT AVAILABLE | DATA NOT AVAILABLE | DATA NOT AVAILABLE | DATA NOT AVAILABLE | DATA NOT AVAILABLE | DATA NOT AVAILABLE | DATA NOT AVAILABLE | DATA NOT AVAILABLE | DATA NOT AVAILABLE | ACCEPTED TO CONNECT | DATA NOT AVAILABLE | DATA NOT AVAILABLE | DATA NOT AVAILABLE | DATA NOT AVAILABLE | DATA NOT AVAILABLE | DATA NOT AVAILABLE | 0.096 | 0 | 0 | 0 | 0 | 2023-08-03 | DATA NOT AVAILABLE | N | DATA NOT AVAILABLE | DATA NOT AVAILABLE | DATA NOT AVAILABLE | DATA NOT AVAILABLE | DATA NOT AVAILABLE | 2023-09-07
DATA NOT AVAILABLE | DATA NOT AVAILABLE | REDACTED | REDACTED | REDACTED | REDACTED | REDACTED | REDACTED | AB43 9 | SCOTLAND | REDACTED | REDACTED | FRASERBURGH | DATA NOT APPLICABLE | FRASERBURGH | 11 | SCOTTISH HYDRO ELECTRIC POWER DISTRIBUTION PLC | SOLAR | PHOTOVOLTAIC | DATA NOT AVAILABLE | DATA NOT AVAILABLE | DATA NOT AVAILABLE | 0.99 | DATA NOT AVAILABLE | DATA NOT AVAILABLE | DATA NOT AVAILABLE | DATA NOT AVAILABLE | DATA NOT AVAILABLE | DATA NOT AVAILABLE | DATA NOT AVAILABLE | DATA NOT AVAILABLE | DATA NOT AVAILABLE | DATA NOT AVAILABLE | DATA NOT AVAILABLE | DATA NOT AVAILABLE | DATA NOT AVAILABLE | ACCEPTED TO CONNECT | DATA NOT AVAILABLE | DATA NOT AVAILABLE | DATA NOT AVAILABLE | DATA NOT AVAILABLE | DATA NOT AVAILABLE | DATA NOT AVAILABLE | 0.99 | 0.19 | 0.2 | 0 | 0 | 2023-07-07 | DATA NOT AVAILABLE | N | DATA NOT AVAILABLE | DATA NOT AVAILABLE | DATA NOT AVAILABLE | DATA NOT AVAILABLE | DATA NOT AVAILABLE | 2023-09-07
DATA NOT AVAILABLE | DATA NOT AVAILABLE | REDACTED | REDACTED | REDACTED | REDACTED | REDACTED | REDACTED | SO14 0 | ENGLAND | REDACTED | REDACTED | NURSLING GSP | SOUTHAMPTON | BEVOIS VALLEY | 6.6 | SOUTHERN ELECTRIC POWER DISTRIBUTION PLC | SOLAR | PHOTOVOLTAIC | DATA NOT AVAILABLE | DATA NOT AVAILABLE | DATA NOT AVAILABLE | 0.15 | DATA NOT AVAILABLE | DATA NOT AVAILABLE | DATA NOT AVAILABLE | DATA NOT AVAILABLE | DATA NOT AVAILABLE | DATA NOT AVAILABLE | DATA NOT AVAILABLE | DATA NOT AVAILABLE | DATA NOT AVAILABLE | DATA NOT AVAILABLE | DATA NOT AVAILABLE | DATA NOT AVAILABLE | DATA NOT AVAILABLE | ACCEPTED TO CONNECT | DATA NOT AVAILABLE | DATA NOT AVAILABLE | DATA NOT AVAILABLE | DATA NOT AVAILABLE | DATA NOT AVAILABLE | DATA NOT AVAILABLE | 0.15 | 0.15 | 0.15789 | 0.51579 | 0.49 | 2023-06-16 | DATA NOT AVAILABLE | N | DATA NOT AVAILABLE | DATA NOT AVAILABLE | DATA NOT AVAILABLE | DATA NOT AVAILABLE | DATA NOT AVAILABLE | 2023-09-07
DATA NOT AVAILABLE | DATA NOT AVAILABLE | REDACTED | REDACTED | REDACTED | REDACTED | REDACTED | REDACTED | PO1 3 | ENGLAND | REDACTED | REDACTED | LOVEDEAN GSP | PORTSMOUTH | QUEEN ELIZABETH CARRIER | DATA NOT AVAILABLE | SOUTHERN ELECTRIC POWER DISTRIBUTION PLC | SOLAR | PHOTOVOLTAIC | DATA NOT AVAILABLE | DATA NOT AVAILABLE | DATA NOT AVAILABLE | 0.75 | DATA NOT AVAILABLE | DATA NOT AVAILABLE | DATA NOT AVAILABLE | DATA NOT AVAILABLE | DATA NOT AVAILABLE | DATA NOT AVAILABLE | DATA NOT AVAILABLE | DATA NOT AVAILABLE | DATA NOT AVAILABLE | DATA NOT AVAILABLE | DATA NOT AVAILABLE | DATA NOT AVAILABLE | DATA NOT AVAILABLE | ACCEPTED TO CONNECT | DATA NOT AVAILABLE | DATA NOT AVAILABLE | DATA NOT AVAILABLE | DATA NOT AVAILABLE | DATA NOT AVAILABLE | DATA NOT AVAILABLE | 0.75 | 0 | 0 | 0 | 0 | 2023-06-26 | DATA NOT AVAILABLE | N | DATA NOT AVAILABLE | DATA NOT AVAILABLE | DATA NOT AVAILABLE | DATA NOT AVAILABLE | DATA NOT AVAILABLE | 2023-09-07
DATA NOT AVAILABLE | DATA NOT AVAILABLE | REDACTED | REDACTED | REDACTED | REDACTED | REDACTED | REDACTED | DATA NOT AVAILABLE | ENGLAND | REDACTED | REDACTED | LOVEDEAN GSP | HAVANT | EMSWORTH | 11 | SOUTHERN ELECTRIC POWER DISTRIBUTION PLC | SOLAR | PHOTOVOLTAIC | DATA NOT AVAILABLE | DATA NOT AVAILABLE | DATA NOT AVAILABLE | 0.015 | DATA NOT AVAILABLE | DATA NOT AVAILABLE | DATA NOT AVAILABLE | DATA NOT AVAILABLE | DATA NOT AVAILABLE | DATA NOT AVAILABLE | DATA NOT AVAILABLE | DATA NOT AVAILABLE | DATA NOT AVAILABLE | DATA NOT AVAILABLE | DATA NOT AVAILABLE | DATA NOT AVAILABLE | DATA NOT AVAILABLE | ACCEPTED TO CONNECT | DATA NOT AVAILABLE | DATA NOT AVAILABLE | DATA NOT AVAILABLE | DATA NOT AVAILABLE | DATA NOT AVAILABLE | DATA NOT AVAILABLE | 0.015 | 0.015 | 0.015789 | 0.089474 | 0.085 | 2023-11-24 | DATA NOT AVAILABLE | N | DATA NOT AVAILABLE | DATA NOT AVAILABLE | DATA NOT AVAILABLE | DATA NOT AVAILABLE | DATA NOT AVAILABLE | 2023-09-07
DATA NOT AVAILABLE | DATA NOT AVAILABLE | REDACTED | REDACTED | REDACTED | REDACTED | REDACTED | REDACTED | AB42 0S | SCOTLAND | REDACTED | REDACTED | STRICHEN | DATA NOT APPLICABLE | HATTON | 11 | SCOTTISH HYDRO ELECTRIC POWER DISTRIBUTION PLC | SOLAR | PHOTOVOLTAIC | DATA NOT AVAILABLE | DATA NOT AVAILABLE | DATA NOT AVAILABLE | 0.2 | DATA NOT AVAILABLE | DATA NOT AVAILABLE | DATA NOT AVAILABLE | DATA NOT AVAILABLE | DATA NOT AVAILABLE | DATA NOT AVAILABLE | DATA NOT AVAILABLE | DATA NOT AVAILABLE | DATA NOT AVAILABLE | DATA NOT AVAILABLE | DATA NOT AVAILABLE | DATA NOT AVAILABLE | DATA NOT AVAILABLE | ACCEPTED TO CONNECT | DATA NOT AVAILABLE | DATA NOT AVAILABLE | DATA NOT AVAILABLE | DATA NOT AVAILABLE | DATA NOT AVAILABLE | DATA NOT AVAILABLE | 0.2 | 0.2 | 0.21053 | 0.12316 | 0.117 | 2023-08-28 | DATA NOT AVAILABLE | N | DATA NOT AVAILABLE | DATA NOT AVAILABLE | DATA NOT AVAILABLE | DATA NOT AVAILABLE | DATA NOT AVAILABLE | 2023-09-07
DATA NOT AVAILABLE | DATA NOT AVAILABLE | REDACTED | REDACTED | REDACTED | REDACTED | REDACTED | REDACTED | HP12 3 | ENGLAND | REDACTED | REDACTED | COWLEY GSP | HIGH WYCOMBE | HIGH WYCOMBE | 11 | SOUTHERN ELECTRIC POWER DISTRIBUTION PLC | SOLAR | PHOTOVOLTAIC | DATA NOT AVAILABLE | DATA NOT AVAILABLE | DATA NOT AVAILABLE | 0.7 | DATA NOT AVAILABLE | DATA NOT AVAILABLE | DATA NOT AVAILABLE | DATA NOT AVAILABLE | DATA NOT AVAILABLE | DATA NOT AVAILABLE | DATA NOT AVAILABLE | DATA NOT AVAILABLE | DATA NOT AVAILABLE | DATA NOT AVAILABLE | DATA NOT AVAILABLE | DATA NOT AVAILABLE | DATA NOT AVAILABLE | ACCEPTED TO CONNECT | DATA NOT AVAILABLE | DATA NOT AVAILABLE | DATA NOT AVAILABLE | DATA NOT AVAILABLE | DATA NOT AVAILABLE | DATA NOT AVAILABLE | 0.7 | 0.7 | 0.73684 | 0.73684 | 0.7 | 2023-07-13 | DATA NOT AVAILABLE | N | DATA NOT AVAILABLE | DATA NOT AVAILABLE | DATA NOT AVAILABLE | DATA NOT AVAILABLE | DATA NOT AVAILABLE | 2023-09-07
DATA NOT AVAILABLE | DATA NOT AVAILABLE | REDACTED | REDACTED | REDACTED | REDACTED | REDACTED | REDACTED | AB15 4 | SCOTLAND | REDACTED | REDACTED | WOODHILL | DATA NOT APPLICABLE | QUEENS LANE NORTH | 11 | SCOTTISH HYDRO ELECTRIC POWER DISTRIBUTION PLC | ADVANCED FUEL GASIFICATION OR PYROLYSIS | GAS TURBINE (OCGT) | DATA NOT AVAILABLE | DATA NOT AVAILABLE | DATA NOT AVAILABLE | 0.124 | DATA NOT AVAILABLE | DATA NOT AVAILABLE | DATA NOT AVAILABLE | DATA NOT AVAILABLE | DATA NOT AVAILABLE | DATA NOT AVAILABLE | DATA NOT AVAILABLE | DATA NOT AVAILABLE | DATA NOT AVAILABLE | DATA NOT AVAILABLE | DATA NOT AVAILABLE | DATA NOT AVAILABLE | DATA NOT AVAILABLE | ACCEPTED TO CONNECT | DATA NOT AVAILABLE | DATA NOT AVAILABLE | DATA NOT AVAILABLE | DATA NOT AVAILABLE | DATA NOT AVAILABLE | DATA NOT AVAILABLE | 0.124 | 0 | 0 | 0 | 0 | 2023-08-23 | DATA NOT AVAILABLE | N | DATA NOT AVAILABLE | DATA NOT AVAILABLE | DATA NOT AVAILABLE | DATA NOT AVAILABLE | DATA NOT AVAILABLE | 2023-09-07
DATA NOT AVAILABLE | DATA NOT AVAILABLE | REDACTED | REDACTED | REDACTED | REDACTED | REDACTED | REDACTED | AB23 8 | SCOTLAND | REDACTED | REDACTED | PERSLEY | DATA NOT APPLICABLE | BRIDGE OF DON | 11 | SCOTTISH HYDRO ELECTRIC POWER DISTRIBUTION PLC | BIOFUEL SEWAGE GAS | DATA NOT AVAILABLE | DATA NOT AVAILABLE | DATA NOT AVAILABLE | DATA NOT AVAILABLE | 0.235 | DATA NOT AVAILABLE | DATA NOT AVAILABLE | DATA NOT AVAILABLE | DATA NOT AVAILABLE | DATA NOT AVAILABLE | DATA NOT AVAILABLE | DATA NOT AVAILABLE | DATA NOT AVAILABLE | DATA NOT AVAILABLE | DATA NOT AVAILABLE | DATA NOT AVAILABLE | DATA NOT AVAILABLE | DATA NOT AVAILABLE | ACCEPTED TO CONNECT | DATA NOT AVAILABLE | DATA NOT AVAILABLE | DATA NOT AVAILABLE | DATA NOT AVAILABLE | DATA NOT AVAILABLE | DATA NOT AVAILABLE | 0.235 | 0.235 | 0.24737 | 0 | 0 | 2023-08-08 | DATA NOT AVAILABLE | N | DATA NOT AVAILABLE | DATA NOT AVAILABLE | DATA NOT AVAILABLE | DATA NOT AVAILABLE | DATA NOT AVAILABLE | 2023-09-07
DATA NOT AVAILABLE | DATA NOT AVAILABLE | REDACTED | REDACTED | REDACTED | REDACTED | REDACTED | REDACTED | AB12 3 | SCOTLAND | REDACTED | REDACTED | CLAYHILLS | DATA NOT APPLICABLE | BALNAGASK | 11 | SCOTTISH HYDRO ELECTRIC POWER DISTRIBUTION PLC | SOLAR | PHOTOVOLTAIC | DATA NOT AVAILABLE | DATA NOT AVAILABLE | DATA NOT AVAILABLE | 0.947 | DATA NOT AVAILABLE | DATA NOT AVAILABLE | DATA NOT AVAILABLE | DATA NOT AVAILABLE | DATA NOT AVAILABLE | DATA NOT AVAILABLE | DATA NOT AVAILABLE | DATA NOT AVAILABLE | DATA NOT AVAILABLE | DATA NOT AVAILABLE | DATA NOT AVAILABLE | DATA NOT AVAILABLE | DATA NOT AVAILABLE | ACCEPTED TO CONNECT | DATA NOT AVAILABLE | DATA NOT AVAILABLE | DATA NOT AVAILABLE | DATA NOT AVAILABLE | DATA NOT AVAILABLE | DATA NOT AVAILABLE | 0.947 | 0.947 | 0.99684 | 0 | 0 | 2023-07-28 | DATA NOT AVAILABLE | N | DATA NOT AVAILABLE | DATA NOT AVAILABLE | DATA NOT AVAILABLE | DATA NOT AVAILABLE | DATA NOT AVAILABLE | 2023-09-07
DATA NOT AVAILABLE | DATA NOT AVAILABLE | REDACTED | REDACTED | REDACTED | REDACTED | REDACTED | REDACTED | PH10 6 | SCOTLAND | REDACTED | REDACTED | COUPAR ANGUS | DATA NOT APPLICABLE | BLAIRGOWRIE | 11 | SCOTTISH HYDRO ELECTRIC POWER DISTRIBUTION PLC | SOLAR | PHOTOVOLTAIC | DATA NOT AVAILABLE | DATA NOT AVAILABLE | DATA NOT AVAILABLE | 0.222 | DATA NOT AVAILABLE | DATA NOT AVAILABLE | DATA NOT AVAILABLE | DATA NOT AVAILABLE | DATA NOT AVAILABLE | DATA NOT AVAILABLE | DATA NOT AVAILABLE | DATA NOT AVAILABLE | DATA NOT AVAILABLE | DATA NOT AVAILABLE | DATA NOT AVAILABLE | DATA NOT AVAILABLE | DATA NOT AVAILABLE | ACCEPTED TO CONNECT | DATA NOT AVAILABLE | DATA NOT AVAILABLE | DATA NOT AVAILABLE | DATA NOT AVAILABLE | DATA NOT AVAILABLE | DATA NOT AVAILABLE | 0.222 | 0.222 | 0.23368 | 0.28947 | 0.275 | 2023-08-24 | DATA NOT AVAILABLE | N | DATA NOT AVAILABLE | DATA NOT AVAILABLE | DATA NOT AVAILABLE | DATA NOT AVAILABLE | DATA NOT AVAILABLE | 2023-09-07
DATA NOT AVAILABLE | DATA NOT AVAILABLE | REDACTED | REDACTED | REDACTED | REDACTED | REDACTED | REDACTED | DATA NOT AVAILABLE | ENGLAND | REDACTED | REDACTED | NURSLING GSP | ROWNHAMS | FLETCHWOOD | 11 | SOUTHERN ELECTRIC POWER DISTRIBUTION PLC | SOLAR | PHOTOVOLTAIC | DATA NOT AVAILABLE | DATA NOT AVAILABLE | DATA NOT AVAILABLE | 0.2 | DATA NOT AVAILABLE | DATA NOT AVAILABLE | DATA NOT AVAILABLE | DATA NOT AVAILABLE | DATA NOT AVAILABLE | DATA NOT AVAILABLE | DATA NOT AVAILABLE | DATA NOT AVAILABLE | DATA NOT AVAILABLE | DATA NOT AVAILABLE | DATA NOT AVAILABLE | DATA NOT AVAILABLE | DATA NOT AVAILABLE | ACCEPTED TO CONNECT | DATA NOT AVAILABLE | DATA NOT AVAILABLE | DATA NOT AVAILABLE | DATA NOT AVAILABLE | DATA NOT AVAILABLE | DATA NOT AVAILABLE | 0.2 | 0.1 | 0.10526 | 0.076842 | 0.073 | 2023-10-23 | DATA NOT AVAILABLE | N | DATA NOT AVAILABLE | DATA NOT AVAILABLE | DATA NOT AVAILABLE | DATA NOT AVAILABLE | DATA NOT AVAILABLE | 2023-09-07
DATA NOT AVAILABLE | DATA NOT AVAILABLE | REDACTED | REDACTED | REDACTED | REDACTED | REDACTED | REDACTED | BA13 4 | ENGLAND | REDACTED | REDACTED | MELKSHAM GSP | FROME | WESTBURY | 11 | SOUTHERN ELECTRIC POWER DISTRIBUTION PLC | SOLAR | PHOTOVOLTAIC | DATA NOT AVAILABLE | DATA NOT AVAILABLE | DATA NOT AVAILABLE | 0.155 | DATA NOT AVAILABLE | DATA NOT AVAILABLE | DATA NOT AVAILABLE | DATA NOT AVAILABLE | DATA NOT AVAILABLE | DATA NOT AVAILABLE | DATA NOT AVAILABLE | DATA NOT AVAILABLE | DATA NOT AVAILABLE | DATA NOT AVAILABLE | DATA NOT AVAILABLE | DATA NOT AVAILABLE | DATA NOT AVAILABLE | ACCEPTED TO CONNECT | DATA NOT AVAILABLE | DATA NOT AVAILABLE | DATA NOT AVAILABLE | DATA NOT AVAILABLE | DATA NOT AVAILABLE | DATA NOT AVAILABLE | 0.155 | 0.155 | 0.16316 | 0 | 0 | 2023-08-25 | DATA NOT AVAILABLE | N | DATA NOT AVAILABLE | DATA NOT AVAILABLE | DATA NOT AVAILABLE | DATA NOT AVAILABLE | DATA NOT AVAILABLE | 2023-09-07
DATA NOT AVAILABLE | DATA NOT AVAILABLE | REDACTED | REDACTED | REDACTED | REDACTED | REDACTED | REDACTED | AB42 3 | SCOTLAND | REDACTED | REDACTED | STRICHEN | DATA NOT APPLICABLE | BODDAM | 11 | SCOTTISH HYDRO ELECTRIC POWER DISTRIBUTION PLC | SOLAR | PHOTOVOLTAIC | DATA NOT AVAILABLE | DATA NOT AVAILABLE | DATA NOT AVAILABLE | 0.497 | DATA NOT AVAILABLE | DATA NOT AVAILABLE | DATA NOT AVAILABLE | DATA NOT AVAILABLE | DATA NOT AVAILABLE | DATA NOT AVAILABLE | DATA NOT AVAILABLE | DATA NOT AVAILABLE | DATA NOT AVAILABLE | DATA NOT AVAILABLE | DATA NOT AVAILABLE | DATA NOT AVAILABLE | DATA NOT AVAILABLE | ACCEPTED TO CONNECT | DATA NOT AVAILABLE | DATA NOT AVAILABLE | DATA NOT AVAILABLE | DATA NOT AVAILABLE | DATA NOT AVAILABLE | DATA NOT AVAILABLE | 0.497 | 0.05 | 0.052632 | 0 | 0 | 2023-07-28 | DATA NOT AVAILABLE | N | DATA NOT AVAILABLE | DATA NOT AVAILABLE | DATA NOT AVAILABLE | DATA NOT AVAILABLE | DATA NOT AVAILABLE | 2023-09-07
DATA NOT AVAILABLE | DATA NOT AVAILABLE | REDACTED | REDACTED | REDACTED | REDACTED | REDACTED | REDACTED | AB51 0 | SCOTLAND | REDACTED | REDACTED | KINTORE | DATA NOT APPLICABLE | TORRYBURN | 11 | SCOTTISH HYDRO ELECTRIC POWER DISTRIBUTION PLC | SOLAR | PHOTOVOLTAIC | DATA NOT AVAILABLE | DATA NOT AVAILABLE | DATA NOT AVAILABLE | 0.592 | DATA NOT AVAILABLE | DATA NOT AVAILABLE | DATA NOT AVAILABLE | DATA NOT AVAILABLE | DATA NOT AVAILABLE | DATA NOT AVAILABLE | DATA NOT AVAILABLE | DATA NOT AVAILABLE | DATA NOT AVAILABLE | DATA NOT AVAILABLE | DATA NOT AVAILABLE | DATA NOT AVAILABLE | DATA NOT AVAILABLE | ACCEPTED TO CONNECT | DATA NOT AVAILABLE | DATA NOT AVAILABLE | DATA NOT AVAILABLE | DATA NOT AVAILABLE | DATA NOT AVAILABLE | DATA NOT AVAILABLE | 0.592 | 0.592 | 0.62316 | 0.37895 | 0.36 | 2023-08-07 | DATA NOT AVAILABLE | N | DATA NOT AVAILABLE | DATA NOT AVAILABLE | DATA NOT AVAILABLE | DATA NOT AVAILABLE | DATA NOT AVAILABLE | 2023-09-07
DATA NOT AVAILABLE | DATA NOT AVAILABLE | CAIRNROWAN CUSTOM HOMES LTD | DATA NOT AVAILABLE | PHASE 2, MELDRUM HOUSE | OLD MELDRUM | ABERDEEN | ABERDEENSHIRE | AB51 0AE | SCOTLAND | 380448 | 829073 | KINTORE | DATA NOT APPLICABLE | OLDMELDRUM | 11 | SCOTTISH HYDRO ELECTRIC POWER DISTRIBUTION PLC | SOLAR | PHOTOVOLTAIC | DATA NOT AVAILABLE | DATA NOT AVAILABLE | DATA NOT AVAILABLE | 0.03 | DATA NOT AVAILABLE | DATA NOT AVAILABLE | DATA NOT AVAILABLE | DATA NOT AVAILABLE | DATA NOT AVAILABLE | DATA NOT AVAILABLE | DATA NOT AVAILABLE | DATA NOT AVAILABLE | DATA NOT AVAILABLE | DATA NOT AVAILABLE | DATA NOT AVAILABLE | DATA NOT AVAILABLE | DATA NOT AVAILABLE | ACCEPTED TO CONNECT | DATA NOT AVAILABLE | DATA NOT AVAILABLE | DATA NOT AVAILABLE | DATA NOT AVAILABLE | DATA NOT AVAILABLE | DATA NOT AVAILABLE | 0.03 | 0.03 | 0.031579 | 0.065 | 0.068421 | 2023-09-19 | DATA NOT AVAILABLE | N | DATA NOT AVAILABLE | DATA NOT AVAILABLE | DATA NOT AVAILABLE | DATA NOT AVAILABLE | DATA NOT AVAILABLE | 2023-12-11
DATA NOT AVAILABLE | DATA NOT AVAILABLE | ABERDEENSHIRE COUNCIL | 204KVA LOAD, 168KW PV TOTAL | NETHERADEN | NEWLANDS ROAD | MINTLAW | ABERDEENSHIRE | AB42 5GT | SCOTLAND | 399052 | 848189 | STRICHEN | DATA NOT APPLICABLE | DATA NOT AVAILABLE | LV | SCOTTISH HYDRO ELECTRIC POWER DISTRIBUTION PLC | SOLAR | PHOTOVOLTAIC | DATA NOT AVAILABLE | DATA NOT AVAILABLE | DATA NOT AVAILABLE | 0.168 | DATA NOT AVAILABLE | DATA NOT AVAILABLE | DATA NOT AVAILABLE | DATA NOT AVAILABLE | DATA NOT AVAILABLE | DATA NOT AVAILABLE | DATA NOT AVAILABLE | DATA NOT AVAILABLE | DATA NOT AVAILABLE | DATA NOT AVAILABLE | DATA NOT AVAILABLE | DATA NOT AVAILABLE | DATA NOT AVAILABLE | ACCEPTED TO CONNECT | DATA NOT AVAILABLE | DATA NOT AVAILABLE | DATA NOT AVAILABLE | DATA NOT AVAILABLE | DATA NOT AVAILABLE | DATA NOT AVAILABLE | 0.168 | 0.168 | 0.17684 | 0.204 | 0.21474 | 2023-11-29 | DATA NOT AVAILABLE | N | DATA NOT AVAILABLE | DATA NOT AVAILABLE | DATA NOT AVAILABLE | DATA NOT AVAILABLE | DATA NOT AVAILABLE | 2023-12-11
DATA NOT AVAILABLE | DATA NOT AVAILABLE | UPUK | 220KW PV/BATTERY | CARE HOME | THE FILBERTS CALCOT | READING | BERKSHIRE | RG31 7RB | ENGLAND | 467014 | 171902 | BRAMLEY (FLEE) | BURGHFIELD RESERVE | DATA NOT AVAILABLE | LV | SOUTHERN ELECTRIC POWER DISTRIBUTION PLC | SOLAR | PHOTOVOLTAIC | DATA NOT AVAILABLE | DATA NOT AVAILABLE | DATA NOT AVAILABLE | 0.22 | STORED ENERGY (ALL STORED ENERGY IRRESPECTVE OF THE ORIGINAL ENERGY SOURCE) | STORAGE - ELECTROCHEMICAL (BATTERIES) | DATA NOT AVAILABLE | DATA NOT AVAILABLE | DATA NOT AVAILABLE | 0.22 | DATA NOT AVAILABLE | DATA NOT AVAILABLE | DATA NOT AVAILABLE | DATA NOT AVAILABLE | DATA NOT AVAILABLE | DATA NOT AVAILABLE | DATA NOT AVAILABLE | ACCEPTED TO CONNECT | DATA NOT AVAILABLE | DATA NOT AVAILABLE | DATA NOT AVAILABLE | DATA NOT AVAILABLE | DATA NOT AVAILABLE | DATA NOT AVAILABLE | 0.22 | 0.22 | 0.23158 | 0.14 | 0.14737 | 2023-11-21 | DATA NOT AVAILABLE | N | DATA NOT AVAILABLE | DATA NOT AVAILABLE | DATA NOT AVAILABLE | DATA NOT AVAILABLE | DATA NOT AVAILABLE | 2023-12-11
DATA NOT AVAILABLE | DATA NOT AVAILABLE | ENERGY NETWORK SERVICES | 500KVA EVCP & 166.6KW PV | BMW LOVETT | CHARNHAM STREET | HUNGERFORD | BERKSHIRE | RG17 0EJ | ENGLAND | 433872 | 168955 | BRAMLEY (ANDO-THAT) | THATCHAM | HUNGERFORD | 11 | SOUTHERN ELECTRIC POWER DISTRIBUTION PLC | SOLAR | PHOTOVOLTAIC | DATA NOT AVAILABLE | DATA NOT AVAILABLE | DATA NOT AVAILABLE | 0.167 | DATA NOT AVAILABLE | DATA NOT AVAILABLE | DATA NOT AVAILABLE | DATA NOT AVAILABLE | DATA NOT AVAILABLE | DATA NOT AVAILABLE | DATA NOT AVAILABLE | DATA NOT AVAILABLE | DATA NOT AVAILABLE | DATA NOT AVAILABLE | DATA NOT AVAILABLE | DATA NOT AVAILABLE | DATA NOT AVAILABLE | ACCEPTED TO CONNECT | DATA NOT AVAILABLE | DATA NOT AVAILABLE | DATA NOT AVAILABLE | DATA NOT AVAILABLE | DATA NOT AVAILABLE | DATA NOT AVAILABLE | 0.167 | 0.167 | 0.17579 | 0.5 | 0.52632 | 2023-11-28 | DATA NOT AVAILABLE | N | DATA NOT AVAILABLE | DATA NOT AVAILABLE | DATA NOT AVAILABLE | DATA NOT AVAILABLE | DATA NOT AVAILABLE | 2023-12-11
DATA NOT AVAILABLE | DATA NOT AVAILABLE | JONATHON HOGGARTH | PILGRIM CORSHAM 717.6KW PV ZERO EXPORT | NEW SITE | LEAFIELD WAY | CORSHAM | WILTSHIRE | SN13 9RS | ENGLAND | 386157 | 169212 | MELKSHAM GSP | NORRINGTON | CORSHAM | 11 | SOUTHERN ELECTRIC POWER DISTRIBUTION PLC | SOLAR | PHOTOVOLTAIC | DATA NOT AVAILABLE | DATA NOT AVAILABLE | DATA NOT AVAILABLE | 0.718 | DATA NOT AVAILABLE | DATA NOT AVAILABLE | DATA NOT AVAILABLE | DATA NOT AVAILABLE | DATA NOT AVAILABLE | DATA NOT AVAILABLE | DATA NOT AVAILABLE | DATA NOT AVAILABLE | DATA NOT AVAILABLE | DATA NOT AVAILABLE | DATA NOT AVAILABLE | DATA NOT AVAILABLE | DATA NOT AVAILABLE | ACCEPTED TO CONNECT | DATA NOT AVAILABLE | DATA NOT AVAILABLE | DATA NOT AVAILABLE | DATA NOT AVAILABLE | DATA NOT AVAILABLE | DATA NOT AVAILABLE | 0.718 | 0 | 0 | 0 | 0 | 2023-02-08 | DATA NOT AVAILABLE | N | DATA NOT AVAILABLE | DATA NOT AVAILABLE | DATA NOT AVAILABLE | DATA NOT AVAILABLE | DATA NOT AVAILABLE | 2023-12-11
DATA NOT AVAILABLE | DATA NOT AVAILABLE | SCOTIA HOMES LTD | THE MEADOWS BRIDGE OF EARN | THE MEADOWS | BRIDGE OF EARN | PERTH | PERTHSHIRE AND KINROSS | PH2 9AL | SCOTLAND | 313433 | 717411 | ABERNETHY | DATA NOT APPLICABLE | BRIDGE OF EARN | 11 | SCOTTISH HYDRO ELECTRIC POWER DISTRIBUTION PLC | SOLAR | PHOTOVOLTAIC | DATA NOT AVAILABLE | DATA NOT AVAILABLE | DATA NOT AVAILABLE | 0.27 | DATA NOT AVAILABLE | DATA NOT AVAILABLE | DATA NOT AVAILABLE | DATA NOT AVAILABLE | DATA NOT AVAILABLE | DATA NOT AVAILABLE | DATA NOT AVAILABLE | DATA NOT AVAILABLE | DATA NOT AVAILABLE | DATA NOT AVAILABLE | DATA NOT AVAILABLE | DATA NOT AVAILABLE | DATA NOT AVAILABLE | ACCEPTED TO CONNECT | DATA NOT AVAILABLE | DATA NOT AVAILABLE | DATA NOT AVAILABLE | DATA NOT AVAILABLE | DATA NOT AVAILABLE | DATA NOT AVAILABLE | 0.27 | 0.27 | 0.28421 | 0.247 | 0.26 | 2023-09-26 | DATA NOT AVAILABLE | N | DATA NOT AVAILABLE | DATA NOT AVAILABLE | DATA NOT AVAILABLE | DATA NOT AVAILABLE | DATA NOT AVAILABLE | 2023-12-11
DATA NOT AVAILABLE | DATA NOT AVAILABLE | ESP ELECTRICITY LTD | CCM 50KW MPAN 25 AND ESP HAVE SENT BCA ETZ444 | NEW SITE | CARTBOLASS, POTKILN LANE, JORDANS | GERRARDS CROSS | BUCKINGHAMSHIRE | HP9 2XB | ENGLAND | 496702 | 189995 | IVER 132KV | DENHAM | GERRARDS CROSS | 6.6 | SOUTHERN ELECTRIC POWER DISTRIBUTION PLC | SOLAR | PHOTOVOLTAIC | DATA NOT AVAILABLE | DATA NOT AVAILABLE | DATA NOT AVAILABLE | 0.08 | DATA NOT AVAILABLE | DATA NOT AVAILABLE | DATA NOT AVAILABLE | DATA NOT AVAILABLE | DATA NOT AVAILABLE | DATA NOT AVAILABLE | DATA NOT AVAILABLE | DATA NOT AVAILABLE | DATA NOT AVAILABLE | DATA NOT AVAILABLE | DATA NOT AVAILABLE | DATA NOT AVAILABLE | DATA NOT AVAILABLE | ACCEPTED TO CONNECT | DATA NOT AVAILABLE | DATA NOT AVAILABLE | DATA NOT AVAILABLE | DATA NOT AVAILABLE | DATA NOT AVAILABLE | DATA NOT AVAILABLE | 0.08 | 0.05 | 0.052632 | 0 | 0 | 2023-08-24 | DATA NOT AVAILABLE | N | DATA NOT AVAILABLE | DATA NOT AVAILABLE | DATA NOT AVAILABLE | DATA NOT AVAILABLE | DATA NOT AVAILABLE | 2023-12-11
DATA NOT AVAILABLE | DATA NOT AVAILABLE | THAMES WATER | SENT TO COMMERCIAL CONTRACTS | THAMES WATER, CIRENCESTER TWUL PV | EWEN ROAD CIRENCESTER STW | CIRENCESTER | GLOUCESTERSHIRE | GL7 6DA | ENGLAND | 403440 | 197162 | MINETY GSP | CIRENCESTER | CIRENCESTER TOWN | 11 | SOUTHERN ELECTRIC POWER DISTRIBUTION PLC | SOLAR | PHOTOVOLTAIC | DATA NOT AVAILABLE | DATA NOT AVAILABLE | DATA NOT AVAILABLE | 0.6 | DATA NOT AVAILABLE | DATA NOT AVAILABLE | DATA NOT AVAILABLE | DATA NOT AVAILABLE | DATA NOT AVAILABLE | DATA NOT AVAILABLE | DATA NOT AVAILABLE | DATA NOT AVAILABLE | DATA NOT AVAILABLE | DATA NOT AVAILABLE | DATA NOT AVAILABLE | DATA NOT AVAILABLE | DATA NOT AVAILABLE | ACCEPTED TO CONNECT | DATA NOT AVAILABLE | DATA NOT AVAILABLE | DATA NOT AVAILABLE | DATA NOT AVAILABLE | DATA NOT AVAILABLE | DATA NOT AVAILABLE | 0.6 | 0.6 | 0.63158 | 0.375 | 0.39474 | 2023-10-27 | DATA NOT AVAILABLE | N | DATA NOT AVAILABLE | DATA NOT AVAILABLE | DATA NOT AVAILABLE | DATA NOT AVAILABLE | DATA NOT AVAILABLE | 2023-12-11
DATA NOT AVAILABLE | DATA NOT AVAILABLE | REDACTED | REDACTED | REDACTED | REDACTED | REDACTED | REDACTED | RG24 8 | ENGLAND | REDACTED | REDACTED | BRAMLEY (BASI) | BASINGSTOKE | CHINEHAM | 11 | SOUTHERN ELECTRIC POWER DISTRIBUTION PLC | BIOFUEL SEWAGE GAS | DATA NOT AVAILABLE | DATA NOT AVAILABLE | DATA NOT AVAILABLE | DATA NOT AVAILABLE | 0.001 | DATA NOT AVAILABLE | DATA NOT AVAILABLE | DATA NOT AVAILABLE | DATA NOT AVAILABLE | DATA NOT AVAILABLE | DATA NOT AVAILABLE | DATA NOT AVAILABLE | DATA NOT AVAILABLE | DATA NOT AVAILABLE | DATA NOT AVAILABLE | DATA NOT AVAILABLE | DATA NOT AVAILABLE | DATA NOT AVAILABLE | ACCEPTED TO CONNECT | DATA NOT AVAILABLE | DATA NOT AVAILABLE | DATA NOT AVAILABLE | DATA NOT AVAILABLE | DATA NOT AVAILABLE | DATA NOT AVAILABLE | 0.001 | 0.7 | 0.73684 | 0 | 0 | 2023-09-05 | DATA NOT AVAILABLE | N | DATA NOT AVAILABLE | DATA NOT AVAILABLE | DATA NOT AVAILABLE | DATA NOT AVAILABLE | DATA NOT AVAILABLE | 2023-12-11
DATA NOT AVAILABLE | DATA NOT AVAILABLE | REDACTED | REDACTED | REDACTED | REDACTED | REDACTED | REDACTED | DD10 9 | SCOTLAND | REDACTED | REDACTED | BRIDGE OF DUN | DATA NOT APPLICABLE | MONTROSE NORTH | 11 | SCOTTISH HYDRO ELECTRIC POWER DISTRIBUTION PLC | SOLAR | PHOTOVOLTAIC | DATA NOT AVAILABLE | DATA NOT AVAILABLE | DATA NOT AVAILABLE | 0.05 | DATA NOT AVAILABLE | DATA NOT AVAILABLE | DATA NOT AVAILABLE | DATA NOT AVAILABLE | DATA NOT AVAILABLE | DATA NOT AVAILABLE | DATA NOT AVAILABLE | DATA NOT AVAILABLE | DATA NOT AVAILABLE | DATA NOT AVAILABLE | DATA NOT AVAILABLE | DATA NOT AVAILABLE | DATA NOT AVAILABLE | ACCEPTED TO CONNECT | DATA NOT AVAILABLE | DATA NOT AVAILABLE | DATA NOT AVAILABLE | DATA NOT AVAILABLE | DATA NOT AVAILABLE | DATA NOT AVAILABLE | 0.05 | 0.05 | 0.052632 | 0.247 | 0.26 | 2023-09-27 | DATA NOT AVAILABLE | N | DATA NOT AVAILABLE | DATA NOT AVAILABLE | DATA NOT AVAILABLE | DATA NOT AVAILABLE | DATA NOT AVAILABLE | 2023-12-11
DATA NOT AVAILABLE | DATA NOT AVAILABLE | DATA NOT AVAILABLE | 490KW | GLENMASSAN FARM | GLENMASSON ROAD FROM DEARGACHY COTTAGE T | GLEN MASSAN | ARGYLL AND BUTE | PA23 8RA | SCOTLAND | 213128 | 684968 | DUNOON | DATA NOT APPLICABLE | DATA NOT AVAILABLE | HV | SCOTTISH HYDRO ELECTRIC POWER DISTRIBUTION PLC | HYDRO (TO BE CONFIRMED) | HYDRO POWER SYSTEM | DATA NOT AVAILABLE | DATA NOT AVAILABLE | DATA NOT AVAILABLE | 0.49 | DATA NOT AVAILABLE | DATA NOT AVAILABLE | DATA NOT AVAILABLE | DATA NOT AVAILABLE | DATA NOT AVAILABLE | DATA NOT AVAILABLE | DATA NOT AVAILABLE | DATA NOT AVAILABLE | DATA NOT AVAILABLE | DATA NOT AVAILABLE | DATA NOT AVAILABLE | DATA NOT AVAILABLE | DATA NOT AVAILABLE | ACCEPTED TO CONNECT | DATA NOT AVAILABLE | DATA NOT AVAILABLE | DATA NOT AVAILABLE | DATA NOT AVAILABLE | DATA NOT AVAILABLE | DATA NOT AVAILABLE | 0.49 | 0.49 | 0.51579 | 0.075 | 0.078947 | 2023-09-11 | DATA NOT AVAILABLE | N | DATA NOT AVAILABLE | DATA NOT AVAILABLE | DATA NOT AVAILABLE | DATA NOT AVAILABLE | DATA NOT AVAILABLE | 2023-12-11
DATA NOT AVAILABLE | DATA NOT AVAILABLE | REDACTED | REDACTED | REDACTED | REDACTED | REDACTED | REDACTED | DT10 2 | ENGLAND | REDACTED | REDACTED | AXMINSTER | YEOVIL | HENSTRIDGE | 11 | SOUTHERN ELECTRIC POWER DISTRIBUTION PLC | SOLAR | PHOTOVOLTAIC | DATA NOT AVAILABLE | DATA NOT AVAILABLE | DATA NOT AVAILABLE | 0.02 | DATA NOT AVAILABLE | DATA NOT AVAILABLE | DATA NOT AVAILABLE | DATA NOT AVAILABLE | DATA NOT AVAILABLE | DATA NOT AVAILABLE | DATA NOT AVAILABLE | DATA NOT AVAILABLE | DATA NOT AVAILABLE | DATA NOT AVAILABLE | DATA NOT AVAILABLE | DATA NOT AVAILABLE | DATA NOT AVAILABLE | ACCEPTED TO CONNECT | DATA NOT AVAILABLE | DATA NOT AVAILABLE | DATA NOT AVAILABLE | DATA NOT AVAILABLE | DATA NOT AVAILABLE | DATA NOT AVAILABLE | 0.02 | 0.02 | 0.021053 | 0.059 | 0.062105 | 2023-11-02 | DATA NOT AVAILABLE | N | DATA NOT AVAILABLE | DATA NOT AVAILABLE | DATA NOT AVAILABLE | DATA NOT AVAILABLE | DATA NOT AVAILABLE | 2023-12-11
DATA NOT AVAILABLE | DATA NOT AVAILABLE | REDACTED | REDACTED | REDACTED | REDACTED | REDACTED | REDACTED | BA11 5 | ENGLAND | REDACTED | REDACTED | MELKSHAM GSP | FROME | FROME | LV | SOUTHERN ELECTRIC POWER DISTRIBUTION PLC | SOLAR | PHOTOVOLTAIC | DATA NOT AVAILABLE | DATA NOT AVAILABLE | DATA NOT AVAILABLE | 0.09 | DATA NOT AVAILABLE | DATA NOT AVAILABLE | DATA NOT AVAILABLE | DATA NOT AVAILABLE | DATA NOT AVAILABLE | DATA NOT AVAILABLE | DATA NOT AVAILABLE | DATA NOT AVAILABLE | DATA NOT AVAILABLE | DATA NOT AVAILABLE | DATA NOT AVAILABLE | DATA NOT AVAILABLE | DATA NOT AVAILABLE | ACCEPTED TO CONNECT | DATA NOT AVAILABLE | DATA NOT AVAILABLE | DATA NOT AVAILABLE | DATA NOT AVAILABLE | DATA NOT AVAILABLE | DATA NOT AVAILABLE | 0.09 | 0.069 | 0.072632 | 0 | 0 | 2023-07-06 | DATA NOT AVAILABLE | N | DATA NOT AVAILABLE | DATA NOT AVAILABLE | DATA NOT AVAILABLE | DATA NOT AVAILABLE | DATA NOT AVAILABLE | 2023-12-11
DATA NOT AVAILABLE | DATA NOT AVAILABLE | REDACTED | REDACTED | REDACTED | REDACTED | REDACTED | REDACTED | PH33 7 | SCOTLAND | REDACTED | REDACTED | FORT WILLIAM | DATA NOT APPLICABLE | INVERLOCHY | 11 | SCOTTISH HYDRO ELECTRIC POWER DISTRIBUTION PLC | SOLAR | PHOTOVOLTAIC | DATA NOT AVAILABLE | DATA NOT AVAILABLE | DATA NOT AVAILABLE | 0.07 | DATA NOT AVAILABLE | DATA NOT AVAILABLE | DATA NOT AVAILABLE | DATA NOT AVAILABLE | DATA NOT AVAILABLE | DATA NOT AVAILABLE | DATA NOT AVAILABLE | DATA NOT AVAILABLE | DATA NOT AVAILABLE | DATA NOT AVAILABLE | DATA NOT AVAILABLE | DATA NOT AVAILABLE | DATA NOT AVAILABLE | ACCEPTED TO CONNECT | DATA NOT AVAILABLE | DATA NOT AVAILABLE | DATA NOT AVAILABLE | DATA NOT AVAILABLE | DATA NOT AVAILABLE | DATA NOT AVAILABLE | 0.07 | 0.07 | 0.073684 | 0.625 | 0.65789 | 2023-09-06 | DATA NOT AVAILABLE | N | DATA NOT AVAILABLE | DATA NOT AVAILABLE | DATA NOT AVAILABLE | DATA NOT AVAILABLE | DATA NOT AVAILABLE | 2023-12-11
DATA NOT AVAILABLE | DATA NOT AVAILABLE | REDACTED | REDACTED | REDACTED | REDACTED | REDACTED | REDACTED | IV54 8 | SCOTLAND | REDACTED | REDACTED | BROADFORD | DATA NOT APPLICABLE | KISHORNHILL | 11 | SCOTTISH HYDRO ELECTRIC POWER DISTRIBUTION PLC | HYDRO (TO BE CONFIRMED) | HYDRO POWER SYSTEM | DATA NOT AVAILABLE | DATA NOT AVAILABLE | DATA NOT AVAILABLE | 0.59 | DATA NOT AVAILABLE | DATA NOT AVAILABLE | DATA NOT AVAILABLE | DATA NOT AVAILABLE | DATA NOT AVAILABLE | DATA NOT AVAILABLE | DATA NOT AVAILABLE | DATA NOT AVAILABLE | DATA NOT AVAILABLE | DATA NOT AVAILABLE | DATA NOT AVAILABLE | DATA NOT AVAILABLE | DATA NOT AVAILABLE | ACCEPTED TO CONNECT | DATA NOT AVAILABLE | DATA NOT AVAILABLE | DATA NOT AVAILABLE | DATA NOT AVAILABLE | DATA NOT AVAILABLE | DATA NOT AVAILABLE | 0.59 | 0 | 0 | 0.59 | 0.62105 | 2023-10-27 | DATA NOT AVAILABLE | N | DATA NOT AVAILABLE | DATA NOT AVAILABLE | DATA NOT AVAILABLE | DATA NOT AVAILABLE | DATA NOT AVAILABLE | 2023-12-11
DATA NOT AVAILABLE | DATA NOT AVAILABLE | REDACTED | REDACTED | REDACTED | REDACTED | REDACTED | REDACTED | NW10 7 | ENGLAND | REDACTED | REDACTED | WILLESDEN GSP | DATA NOT AVAILABLE | PERIVALE | 11 | SOUTHERN ELECTRIC POWER DISTRIBUTION PLC | SOLAR | PHOTOVOLTAIC | DATA NOT AVAILABLE | DATA NOT AVAILABLE | DATA NOT AVAILABLE | 0.15 | DATA NOT AVAILABLE | DATA NOT AVAILABLE | DATA NOT AVAILABLE | DATA NOT AVAILABLE | DATA NOT AVAILABLE | DATA NOT AVAILABLE | DATA NOT AVAILABLE | DATA NOT AVAILABLE | DATA NOT AVAILABLE | DATA NOT AVAILABLE | DATA NOT AVAILABLE | DATA NOT AVAILABLE | DATA NOT AVAILABLE | ACCEPTED TO CONNECT | DATA NOT AVAILABLE | DATA NOT AVAILABLE | DATA NOT AVAILABLE | DATA NOT AVAILABLE | DATA NOT AVAILABLE | DATA NOT AVAILABLE | 0.15 | 0.15 | 0.15789 | 0 | 0 | 2023-09-06 | DATA NOT AVAILABLE | N | DATA NOT AVAILABLE | DATA NOT AVAILABLE | DATA NOT AVAILABLE | DATA NOT AVAILABLE | DATA NOT AVAILABLE | 2023-12-11
DATA NOT AVAILABLE | DATA NOT AVAILABLE | REDACTED | REDACTED | REDACTED | REDACTED | REDACTED | REDACTED | GL7 6 | ENGLAND | REDACTED | REDACTED | MINETY GSP | CIRENCESTER | CIRENCESTER TOWN | 11 | SOUTHERN ELECTRIC POWER DISTRIBUTION PLC | SOLAR | PHOTOVOLTAIC | DATA NOT AVAILABLE | DATA NOT AVAILABLE | DATA NOT AVAILABLE | 0.3 | DATA NOT AVAILABLE | DATA NOT AVAILABLE | DATA NOT AVAILABLE | DATA NOT AVAILABLE | DATA NOT AVAILABLE | DATA NOT AVAILABLE | DATA NOT AVAILABLE | DATA NOT AVAILABLE | DATA NOT AVAILABLE | DATA NOT AVAILABLE | DATA NOT AVAILABLE | DATA NOT AVAILABLE | DATA NOT AVAILABLE | ACCEPTED TO CONNECT | DATA NOT AVAILABLE | DATA NOT AVAILABLE | DATA NOT AVAILABLE | DATA NOT AVAILABLE | DATA NOT AVAILABLE | DATA NOT AVAILABLE | 0.3 | 0.3 | 0.31579 | 0 | 0 | 2023-11-03 | DATA NOT AVAILABLE | N | DATA NOT AVAILABLE | DATA NOT AVAILABLE | DATA NOT AVAILABLE | DATA NOT AVAILABLE | DATA NOT AVAILABLE | 2023-12-11
DATA NOT AVAILABLE | DATA NOT AVAILABLE | REDACTED | REDACTED | REDACTED | REDACTED | REDACTED | REDACTED | RG40 3 | ENGLAND | REDACTED | REDACTED | BRAMLEY (FLEE) | CAMBERLEY MAIN | CROWTHORNE | 11 | SOUTHERN ELECTRIC POWER DISTRIBUTION PLC | SOLAR | PHOTOVOLTAIC | DATA NOT AVAILABLE | DATA NOT AVAILABLE | DATA NOT AVAILABLE | 0.7 | DATA NOT AVAILABLE | DATA NOT AVAILABLE | DATA NOT AVAILABLE | DATA NOT AVAILABLE | DATA NOT AVAILABLE | DATA NOT AVAILABLE | DATA NOT AVAILABLE | DATA NOT AVAILABLE | DATA NOT AVAILABLE | DATA NOT AVAILABLE | DATA NOT AVAILABLE | DATA NOT AVAILABLE | DATA NOT AVAILABLE | ACCEPTED TO CONNECT | DATA NOT AVAILABLE | DATA NOT AVAILABLE | DATA NOT AVAILABLE | DATA NOT AVAILABLE | DATA NOT AVAILABLE | DATA NOT AVAILABLE | 0.7 | 0.7 | 0.73684 | 0 | 0 | 2023-10-10 | DATA NOT AVAILABLE | N | DATA NOT AVAILABLE | DATA NOT AVAILABLE | DATA NOT AVAILABLE | DATA NOT AVAILABLE | DATA NOT AVAILABLE | 2023-12-11
DATA NOT AVAILABLE | DATA NOT AVAILABLE | REDACTED | REDACTED | REDACTED | REDACTED | REDACTED | REDACTED | TW3 3 | ENGLAND | REDACTED | REDACTED | EALING GSP | DATA NOT AVAILABLE | BRIDGE ROAD | 11 | SOUTHERN ELECTRIC POWER DISTRIBUTION PLC | SOLAR | PHOTOVOLTAIC | DATA NOT AVAILABLE | DATA NOT AVAILABLE | DATA NOT AVAILABLE | 0.14 | DATA NOT AVAILABLE | DATA NOT AVAILABLE | DATA NOT AVAILABLE | DATA NOT AVAILABLE | DATA NOT AVAILABLE | DATA NOT AVAILABLE | DATA NOT AVAILABLE | DATA NOT AVAILABLE | DATA NOT AVAILABLE | DATA NOT AVAILABLE | DATA NOT AVAILABLE | DATA NOT AVAILABLE | DATA NOT AVAILABLE | ACCEPTED TO CONNECT | DATA NOT AVAILABLE | DATA NOT AVAILABLE | DATA NOT AVAILABLE | DATA NOT AVAILABLE | DATA NOT AVAILABLE | DATA NOT AVAILABLE | 0.14 | 0.14 | 0.14737 | 0 | 0 | 2023-09-11 | DATA NOT AVAILABLE | N | DATA NOT AVAILABLE | DATA NOT AVAILABLE | DATA NOT AVAILABLE | DATA NOT AVAILABLE | DATA NOT AVAILABLE | 2023-12-11
DATA NOT AVAILABLE | DATA NOT AVAILABLE | REDACTED | REDACTED | REDACTED | REDACTED | REDACTED | REDACTED | BH17 7 | ENGLAND | REDACTED | REDACTED | MANNINGTON GSP | LYTCHETT | CREEKMOOR | 11 | SOUTHERN ELECTRIC POWER DISTRIBUTION PLC | SOLAR | PHOTOVOLTAIC | DATA NOT AVAILABLE | DATA NOT AVAILABLE | DATA NOT AVAILABLE | 0.55 | DATA NOT AVAILABLE | DATA NOT AVAILABLE | DATA NOT AVAILABLE | DATA NOT AVAILABLE | DATA NOT AVAILABLE | DATA NOT AVAILABLE | DATA NOT AVAILABLE | DATA NOT AVAILABLE | DATA NOT AVAILABLE | DATA NOT AVAILABLE | DATA NOT AVAILABLE | DATA NOT AVAILABLE | DATA NOT AVAILABLE | ACCEPTED TO CONNECT | DATA NOT AVAILABLE | DATA NOT AVAILABLE | DATA NOT AVAILABLE | DATA NOT AVAILABLE | DATA NOT AVAILABLE | DATA NOT AVAILABLE | 0.55 | 0.55 | 0.57895 | 0 | 0 | 2023-11-03 | DATA NOT AVAILABLE | N | DATA NOT AVAILABLE | DATA NOT AVAILABLE | DATA NOT AVAILABLE | DATA NOT AVAILABLE | DATA NOT AVAILABLE | 2023-12-11
DATA NOT AVAILABLE | DATA NOT AVAILABLE | REDACTED | REDACTED | REDACTED | REDACTED | REDACTED | REDACTED | UB6 0 | ENGLAND | REDACTED | REDACTED | WILLESDEN GSP | DATA NOT AVAILABLE | GREENFORD | 11 | SOUTHERN ELECTRIC POWER DISTRIBUTION PLC | SOLAR | PHOTOVOLTAIC | DATA NOT AVAILABLE | DATA NOT AVAILABLE | DATA NOT AVAILABLE | 0.5 | DATA NOT AVAILABLE | DATA NOT AVAILABLE | DATA NOT AVAILABLE | DATA NOT AVAILABLE | DATA NOT AVAILABLE | DATA NOT AVAILABLE | DATA NOT AVAILABLE | DATA NOT AVAILABLE | DATA NOT AVAILABLE | DATA NOT AVAILABLE | DATA NOT AVAILABLE | DATA NOT AVAILABLE | DATA NOT AVAILABLE | ACCEPTED TO CONNECT | DATA NOT AVAILABLE | DATA NOT AVAILABLE | DATA NOT AVAILABLE | DATA NOT AVAILABLE | DATA NOT AVAILABLE | DATA NOT AVAILABLE | 0.5 | 0.5 | 0.52632 | 0 | 0 | 2023-10-19 | DATA NOT AVAILABLE | N | DATA NOT AVAILABLE | DATA NOT AVAILABLE | DATA NOT AVAILABLE | DATA NOT AVAILABLE | DATA NOT AVAILABLE | 2023-12-11
DATA NOT AVAILABLE | DATA NOT AVAILABLE | REDACTED | REDACTED | REDACTED | REDACTED | REDACTED | REDACTED | P01 3 | ENGLAND | REDACTED | REDACTED | LOVEDEAN GSP | PORTSMOUTH | QUEEN ELIZABETH CARRIER | DATA NOT AVAILABLE | SOUTHERN ELECTRIC POWER DISTRIBUTION PLC | SOLAR | PHOTOVOLTAIC | DATA NOT AVAILABLE | DATA NOT AVAILABLE | DATA NOT AVAILABLE | 0.4 | DATA NOT AVAILABLE | DATA NOT AVAILABLE | DATA NOT AVAILABLE | DATA NOT AVAILABLE | DATA NOT AVAILABLE | DATA NOT AVAILABLE | DATA NOT AVAILABLE | DATA NOT AVAILABLE | DATA NOT AVAILABLE | DATA NOT AVAILABLE | DATA NOT AVAILABLE | DATA NOT AVAILABLE | DATA NOT AVAILABLE | ACCEPTED TO CONNECT | DATA NOT AVAILABLE | DATA NOT AVAILABLE | DATA NOT AVAILABLE | DATA NOT AVAILABLE | DATA NOT AVAILABLE | DATA NOT AVAILABLE | 0.4 | 0 | 0 | 0 | 0 | 2023-11-16 | DATA NOT AVAILABLE | N | DATA NOT AVAILABLE | DATA NOT AVAILABLE | DATA NOT AVAILABLE | DATA NOT AVAILABLE | DATA NOT AVAILABLE | 2023-12-11
DATA NOT AVAILABLE | DATA NOT AVAILABLE | REDACTED | REDACTED | REDACTED | REDACTED | REDACTED | REDACTED | BA4 6 | ENGLAND | REDACTED | REDACTED | MELKSHAM GSP | FROME | BRUTON | 11 | SOUTHERN ELECTRIC POWER DISTRIBUTION PLC | SOLAR | PHOTOVOLTAIC | DATA NOT AVAILABLE | DATA NOT AVAILABLE | DATA NOT AVAILABLE | 0.02 | DATA NOT AVAILABLE | DATA NOT AVAILABLE | DATA NOT AVAILABLE | DATA NOT AVAILABLE | DATA NOT AVAILABLE | DATA NOT AVAILABLE | DATA NOT AVAILABLE | DATA NOT AVAILABLE | DATA NOT AVAILABLE | DATA NOT AVAILABLE | DATA NOT AVAILABLE | DATA NOT AVAILABLE | DATA NOT AVAILABLE | ACCEPTED TO CONNECT | DATA NOT AVAILABLE | DATA NOT AVAILABLE | DATA NOT AVAILABLE | DATA NOT AVAILABLE | DATA NOT AVAILABLE | DATA NOT AVAILABLE | 0.02 | 0.02 | 0.021053 | 0.104 | 0.10947 | 2023-10-16 | DATA NOT AVAILABLE | N | DATA NOT AVAILABLE | DATA NOT AVAILABLE | DATA NOT AVAILABLE | DATA NOT AVAILABLE | DATA NOT AVAILABLE | 2023-12-11
DATA NOT AVAILABLE | DATA NOT AVAILABLE | REDACTED | REDACTED | REDACTED | REDACTED | REDACTED | REDACTED | DD9 6 | SCOTLAND | REDACTED | REDACTED | BRIDGE OF DUN | DATA NOT APPLICABLE | BRECHIN | 11 | SCOTTISH HYDRO ELECTRIC POWER DISTRIBUTION PLC | SOLAR | PHOTOVOLTAIC | DATA NOT AVAILABLE | DATA NOT AVAILABLE | DATA NOT AVAILABLE | 0.2 | DATA NOT AVAILABLE | DATA NOT AVAILABLE | DATA NOT AVAILABLE | DATA NOT AVAILABLE | DATA NOT AVAILABLE | DATA NOT AVAILABLE | DATA NOT AVAILABLE | DATA NOT AVAILABLE | DATA NOT AVAILABLE | DATA NOT AVAILABLE | DATA NOT AVAILABLE | DATA NOT AVAILABLE | DATA NOT AVAILABLE | ACCEPTED TO CONNECT | DATA NOT AVAILABLE | DATA NOT AVAILABLE | DATA NOT AVAILABLE | DATA NOT AVAILABLE | DATA NOT AVAILABLE | DATA NOT AVAILABLE | 0.2 | 0 | 0 | 0.2 | 0.21053 | 2023-09-27 | DATA NOT AVAILABLE | N | DATA NOT AVAILABLE | DATA NOT AVAILABLE | DATA NOT AVAILABLE | DATA NOT AVAILABLE | DATA NOT AVAILABLE | 2023-12-11
DATA NOT AVAILABLE | DATA NOT AVAILABLE | REDACTED | REDACTED | REDACTED | REDACTED | REDACTED | REDACTED | PH5 2 | SCOTLAND | REDACTED | REDACTED | BRACO | DATA NOT APPLICABLE | DATA NOT AVAILABLE | HV | SCOTTISH HYDRO ELECTRIC POWER DISTRIBUTION PLC | SOLAR | PHOTOVOLTAIC | DATA NOT AVAILABLE | DATA NOT AVAILABLE | DATA NOT AVAILABLE | 0.3 | DATA NOT AVAILABLE | DATA NOT AVAILABLE | DATA NOT AVAILABLE | DATA NOT AVAILABLE | DATA NOT AVAILABLE | DATA NOT AVAILABLE | DATA NOT AVAILABLE | DATA NOT AVAILABLE | DATA NOT AVAILABLE | DATA NOT AVAILABLE | DATA NOT AVAILABLE | DATA NOT AVAILABLE | DATA NOT AVAILABLE | ACCEPTED TO CONNECT | DATA NOT AVAILABLE | DATA NOT AVAILABLE | DATA NOT AVAILABLE | DATA NOT AVAILABLE | DATA NOT AVAILABLE | DATA NOT AVAILABLE | 0.3 | 0.3 | 0.31579 | 0.18 | 0.18947 | 2023-11-01 | DATA NOT AVAILABLE | N | DATA NOT AVAILABLE | DATA NOT AVAILABLE | DATA NOT AVAILABLE | DATA NOT AVAILABLE | DATA NOT AVAILABLE | 2023-12-11
DATA NOT AVAILABLE | DATA NOT AVAILABLE | REDACTED | REDACTED | REDACTED | REDACTED | REDACTED | REDACTED | DD11 2 | SCOTLAND | REDACTED | REDACTED | ARBROATH | DATA NOT APPLICABLE | DATA NOT AVAILABLE | HV | SCOTTISH HYDRO ELECTRIC POWER DISTRIBUTION PLC | SOLAR | PHOTOVOLTAIC | DATA NOT AVAILABLE | DATA NOT AVAILABLE | DATA NOT AVAILABLE | 0.158 | DATA NOT AVAILABLE | DATA NOT AVAILABLE | DATA NOT AVAILABLE | DATA NOT AVAILABLE | DATA NOT AVAILABLE | DATA NOT AVAILABLE | DATA NOT AVAILABLE | DATA NOT AVAILABLE | DATA NOT AVAILABLE | DATA NOT AVAILABLE | DATA NOT AVAILABLE | DATA NOT AVAILABLE | DATA NOT AVAILABLE | ACCEPTED TO CONNECT | DATA NOT AVAILABLE | DATA NOT AVAILABLE | DATA NOT AVAILABLE | DATA NOT AVAILABLE | DATA NOT AVAILABLE | DATA NOT AVAILABLE | 0.158 | 0.158 | 0.16632 | 0 | 0 | 2023-09-20 | DATA NOT AVAILABLE | N | DATA NOT AVAILABLE | DATA NOT AVAILABLE | DATA NOT AVAILABLE | DATA NOT AVAILABLE | DATA NOT AVAILABLE | 2023-12-11
DATA NOT AVAILABLE | DATA NOT AVAILABLE | REDACTED | REDACTED | REDACTED | REDACTED | REDACTED | REDACTED | PH2 9 | SCOTLAND | REDACTED | REDACTED | ABERNETHY | DATA NOT APPLICABLE | BRIDGE OF EARN | 11 | SCOTTISH HYDRO ELECTRIC POWER DISTRIBUTION PLC | SOLAR | PHOTOVOLTAIC | DATA NOT AVAILABLE | DATA NOT AVAILABLE | DATA NOT AVAILABLE | 0.023 | DATA NOT AVAILABLE | DATA NOT AVAILABLE | DATA NOT AVAILABLE | DATA NOT AVAILABLE | DATA NOT AVAILABLE | DATA NOT AVAILABLE | DATA NOT AVAILABLE | DATA NOT AVAILABLE | DATA NOT AVAILABLE | DATA NOT AVAILABLE | DATA NOT AVAILABLE | DATA NOT AVAILABLE | DATA NOT AVAILABLE | ACCEPTED TO CONNECT | DATA NOT AVAILABLE | DATA NOT AVAILABLE | DATA NOT AVAILABLE | DATA NOT AVAILABLE | DATA NOT AVAILABLE | DATA NOT AVAILABLE | 0.023 | 0.023 | 0.024211 | 0.065 | 0.068421 | 2023-09-12 | DATA NOT AVAILABLE | N | DATA NOT AVAILABLE | DATA NOT AVAILABLE | DATA NOT AVAILABLE | DATA NOT AVAILABLE | DATA NOT AVAILABLE | 2023-12-11
DATA NOT AVAILABLE | DATA NOT AVAILABLE | SMART ELECTRONIC TECHNOLOGIES T/A ENERGY | (AM) 125KW PV | DATA NOT AVAILABLE | NORTH STAR AVENUE | SWINDON | WILTSHIRE | SN2 1DY | ENGLAND | 414823 | 185525 | MINETY GSP | SWINDON | MANCHESTER ROAD | 11 | SOUTHERN ELECTRIC POWER DISTRIBUTION PLC | SOLAR | PHOTOVOLTAIC | DATA NOT AVAILABLE | DATA NOT AVAILABLE | DATA NOT AVAILABLE | 0.125 | DATA NOT AVAILABLE | DATA NOT AVAILABLE | DATA NOT AVAILABLE | DATA NOT AVAILABLE | DATA NOT AVAILABLE | DATA NOT AVAILABLE | DATA NOT AVAILABLE | DATA NOT AVAILABLE | DATA NOT AVAILABLE | DATA NOT AVAILABLE | DATA NOT AVAILABLE | DATA NOT AVAILABLE | DATA NOT AVAILABLE | ACCEPTED TO CONNECT | DATA NOT AVAILABLE | DATA NOT AVAILABLE | DATA NOT AVAILABLE | DATA NOT AVAILABLE | DATA NOT AVAILABLE | DATA NOT AVAILABLE | 0.125 | 0.125 | 0.13158 | 0 | 0 | 2023-11-14 | DATA NOT AVAILABLE | N | DATA NOT AVAILABLE | DATA NOT AVAILABLE | DATA NOT AVAILABLE | DATA NOT AVAILABLE | DATA NOT AVAILABLE | 2023-12-11
DATA NOT AVAILABLE | DATA NOT AVAILABLE | JIMMY MARSH LST PROJECTS | DATA NOT AVAILABLE | KGV NEW SPORTS PAVILION | NORTHERN ROAD | COSHAM | WILTSHIRE | PO6 2TA | ENGLAND | 465633 | 105085 | LOVEDEAN GSP | WYMERING | COLLEGE PARK | 11 | SOUTHERN ELECTRIC POWER DISTRIBUTION PLC | SOLAR | PHOTOVOLTAIC | DATA NOT AVAILABLE | DATA NOT AVAILABLE | DATA NOT AVAILABLE | 0.04 | DATA NOT AVAILABLE | DATA NOT AVAILABLE | DATA NOT AVAILABLE | DATA NOT AVAILABLE | DATA NOT AVAILABLE | DATA NOT AVAILABLE | DATA NOT AVAILABLE | DATA NOT AVAILABLE | DATA NOT AVAILABLE | DATA NOT AVAILABLE | DATA NOT AVAILABLE | DATA NOT AVAILABLE | DATA NOT AVAILABLE | ACCEPTED TO CONNECT | DATA NOT AVAILABLE | DATA NOT AVAILABLE | DATA NOT AVAILABLE | DATA NOT AVAILABLE | DATA NOT AVAILABLE | DATA NOT AVAILABLE | 0.04 | 0.04 | 0.042105 | 0.388 | 0.40842 | 2023-10-24 | DATA NOT AVAILABLE | N | DATA NOT AVAILABLE | DATA NOT AVAILABLE | DATA NOT AVAILABLE | DATA NOT AVAILABLE | DATA NOT AVAILABLE | 2023-12-11
DATA NOT AVAILABLE | DATA NOT AVAILABLE | REDACTED | REDACTED | REDACTED | REDACTED | REDACTED | REDACTED | BH21 2 | ENGLAND | REDACTED | REDACTED | MANNINGTON GSP | MANNINGTON | WIMBORNE | 11 | SOUTHERN ELECTRIC POWER DISTRIBUTION PLC | SOLAR | PHOTOVOLTAIC | DATA NOT AVAILABLE | DATA NOT AVAILABLE | DATA NOT AVAILABLE | 0.119 | DATA NOT AVAILABLE | DATA NOT AVAILABLE | DATA NOT AVAILABLE | DATA NOT AVAILABLE | DATA NOT AVAILABLE | DATA NOT AVAILABLE | DATA NOT AVAILABLE | DATA NOT AVAILABLE | DATA NOT AVAILABLE | DATA NOT AVAILABLE | DATA NOT AVAILABLE | DATA NOT AVAILABLE | DATA NOT AVAILABLE | ACCEPTED TO CONNECT | DATA NOT AVAILABLE | DATA NOT AVAILABLE | DATA NOT AVAILABLE | DATA NOT AVAILABLE | DATA NOT AVAILABLE | DATA NOT AVAILABLE | 0.119 | 0.119 | 0.12526 | 0 | 0 | 2023-10-19 | DATA NOT AVAILABLE | N | DATA NOT AVAILABLE | DATA NOT AVAILABLE | DATA NOT AVAILABLE | DATA NOT AVAILABLE | DATA NOT AVAILABLE | 2023-12-11
DATA NOT AVAILABLE | DATA NOT AVAILABLE | REDACTED | REDACTED | REDACTED | REDACTED | REDACTED | REDACTED | AB12 3 | SCOTLAND | REDACTED | REDACTED | REDMOSS | DATA NOT APPLICABLE | KINCORTH | 11 | SCOTTISH HYDRO ELECTRIC POWER DISTRIBUTION PLC | SOLAR | PHOTOVOLTAIC | DATA NOT AVAILABLE | DATA NOT AVAILABLE | DATA NOT AVAILABLE | 0.314 | DATA NOT AVAILABLE | DATA NOT AVAILABLE | DATA NOT AVAILABLE | DATA NOT AVAILABLE | DATA NOT AVAILABLE | DATA NOT AVAILABLE | DATA NOT AVAILABLE | DATA NOT AVAILABLE | DATA NOT AVAILABLE | DATA NOT AVAILABLE | DATA NOT AVAILABLE | DATA NOT AVAILABLE | DATA NOT AVAILABLE | ACCEPTED TO CONNECT | DATA NOT AVAILABLE | DATA NOT AVAILABLE | DATA NOT AVAILABLE | DATA NOT AVAILABLE | DATA NOT AVAILABLE | DATA NOT AVAILABLE | 0.314 | 0 | 0 | 0 | 0 | 2023-11-16 | DATA NOT AVAILABLE | N | DATA NOT AVAILABLE | DATA NOT AVAILABLE | DATA NOT AVAILABLE | DATA NOT AVAILABLE | DATA NOT AVAILABLE | 2023-12-11
DATA NOT AVAILABLE | DATA NOT AVAILABLE | REDACTED | REDACTED | REDACTED | REDACTED | REDACTED | REDACTED | SP1 3 | ENGLAND | REDACTED | REDACTED | MANNINGTON GSP | SALISBURY | SALISBURY CENTRAL | 11 | SOUTHERN ELECTRIC POWER DISTRIBUTION PLC | SOLAR | PHOTOVOLTAIC | DATA NOT AVAILABLE | DATA NOT AVAILABLE | DATA NOT AVAILABLE | 0.033 | DATA NOT AVAILABLE | DATA NOT AVAILABLE | DATA NOT AVAILABLE | DATA NOT AVAILABLE | DATA NOT AVAILABLE | DATA NOT AVAILABLE | DATA NOT AVAILABLE | DATA NOT AVAILABLE | DATA NOT AVAILABLE | DATA NOT AVAILABLE | DATA NOT AVAILABLE | DATA NOT AVAILABLE | DATA NOT AVAILABLE | ACCEPTED TO CONNECT | DATA NOT AVAILABLE | DATA NOT AVAILABLE | DATA NOT AVAILABLE | DATA NOT AVAILABLE | DATA NOT AVAILABLE | DATA NOT AVAILABLE | 0.033 | 0.033 | 0.034737 | 0.195 | 0.20526 | 2023-11-10 | DATA NOT AVAILABLE | N | DATA NOT AVAILABLE | DATA NOT AVAILABLE | DATA NOT AVAILABLE | DATA NOT AVAILABLE | DATA NOT AVAILABLE | 2023-12-11
DATA NOT AVAILABLE | DATA NOT AVAILABLE | REDACTED | REDACTED | REDACTED | REDACTED | REDACTED | REDACTED | RG41 1 | ENGLAND | REDACTED | REDACTED | BRAMLEY (FLEE) | WOKINGHAM | ELMS ROAD | 11 | SOUTHERN ELECTRIC POWER DISTRIBUTION PLC | SOLAR | PHOTOVOLTAIC | DATA NOT AVAILABLE | DATA NOT AVAILABLE | DATA NOT AVAILABLE | 0.08 | DATA NOT AVAILABLE | DATA NOT AVAILABLE | DATA NOT AVAILABLE | DATA NOT AVAILABLE | DATA NOT AVAILABLE | DATA NOT AVAILABLE | DATA NOT AVAILABLE | DATA NOT AVAILABLE | DATA NOT AVAILABLE | DATA NOT AVAILABLE | DATA NOT AVAILABLE | DATA NOT AVAILABLE | DATA NOT AVAILABLE | ACCEPTED TO CONNECT | DATA NOT AVAILABLE | DATA NOT AVAILABLE | DATA NOT AVAILABLE | DATA NOT AVAILABLE | DATA NOT AVAILABLE | DATA NOT AVAILABLE | 0.08 | 0.08 | 0.084211 | 0 | 0 | 2023-10-18 | DATA NOT AVAILABLE | N | DATA NOT AVAILABLE | DATA NOT AVAILABLE | DATA NOT AVAILABLE | DATA NOT AVAILABLE | DATA NOT AVAILABLE | 2023-12-11
DATA NOT AVAILABLE | DATA NOT AVAILABLE | REDACTED | REDACTED | REDACTED | REDACTED | REDACTED | REDACTED | GU27 2 | ENGLAND | REDACTED | REDACTED | BRAMLEY (FLEE) | FERNHURST | HASLEMERE | 11 | SOUTHERN ELECTRIC POWER DISTRIBUTION PLC | SOLAR | PHOTOVOLTAIC | DATA NOT AVAILABLE | DATA NOT AVAILABLE | DATA NOT AVAILABLE | 0.076 | DATA NOT AVAILABLE | DATA NOT AVAILABLE | DATA NOT AVAILABLE | DATA NOT AVAILABLE | DATA NOT AVAILABLE | DATA NOT AVAILABLE | DATA NOT AVAILABLE | DATA NOT AVAILABLE | DATA NOT AVAILABLE | DATA NOT AVAILABLE | DATA NOT AVAILABLE | DATA NOT AVAILABLE | DATA NOT AVAILABLE | ACCEPTED TO CONNECT | DATA NOT AVAILABLE | DATA NOT AVAILABLE | DATA NOT AVAILABLE | DATA NOT AVAILABLE | DATA NOT AVAILABLE | DATA NOT AVAILABLE | 0.076 | 0.04 | 0.042105 | 0.24 | 0.25263 | 2023-11-27 | DATA NOT AVAILABLE | N | DATA NOT AVAILABLE | DATA NOT AVAILABLE | DATA NOT AVAILABLE | DATA NOT AVAILABLE | DATA NOT AVAILABLE | 2023-12-11
DATA NOT AVAILABLE | DATA NOT AVAILABLE | REDACTED | REDACTED | REDACTED | REDACTED | REDACTED | REDACTED | BD17 | ENGLAND | REDACTED | REDACTED | DATA NOT AVAILABLE | DATA NOT AVAILABLE | DATA NOT AVAILABLE | LV | SOUTHERN ELECTRIC POWER DISTRIBUTION PLC | SOLAR | PHOTOVOLTAIC | DATA NOT AVAILABLE | DATA NOT AVAILABLE | DATA NOT AVAILABLE | 0.22 | DATA NOT AVAILABLE | DATA NOT AVAILABLE | DATA NOT AVAILABLE | DATA NOT AVAILABLE | DATA NOT AVAILABLE | DATA NOT AVAILABLE | DATA NOT AVAILABLE | DATA NOT AVAILABLE | DATA NOT AVAILABLE | DATA NOT AVAILABLE | DATA NOT AVAILABLE | DATA NOT AVAILABLE | DATA NOT AVAILABLE | ACCEPTED TO CONNECT | DATA NOT AVAILABLE | DATA NOT AVAILABLE | DATA NOT AVAILABLE | DATA NOT AVAILABLE | DATA NOT AVAILABLE | DATA NOT AVAILABLE | 0.22 | 0.22 | 0.23158 | 0 | 0 | 2023-06-29 | DATA NOT AVAILABLE | N | DATA NOT AVAILABLE | DATA NOT AVAILABLE | DATA NOT AVAILABLE | DATA NOT AVAILABLE | DATA NOT AVAILABLE | 2023-01-12
DATA NOT AVAILABLE | DATA NOT AVAILABLE | REDACTED | REDACTED | REDACTED | REDACTED | REDACTED | REDACTED | IV27 | SCOTLAND | REDACTED | REDACTED | LAIRG | DATA NOT APPLICABLE | LAIRG GRID | 33 | SCOTTISH HYDRO ELECTRIC POWER DISTRIBUTION PLC | SOLAR | PHOTOVOLTAIC | DATA NOT AVAILABLE | DATA NOT AVAILABLE | DATA NOT AVAILABLE | 0.17 | DATA NOT AVAILABLE | DATA NOT AVAILABLE | DATA NOT AVAILABLE | DATA NOT AVAILABLE | DATA NOT AVAILABLE | DATA NOT AVAILABLE | DATA NOT AVAILABLE | DATA NOT AVAILABLE | DATA NOT AVAILABLE | DATA NOT AVAILABLE | DATA NOT AVAILABLE | DATA NOT AVAILABLE | DATA NOT AVAILABLE | ACCEPTED TO CONNECT | DATA NOT AVAILABLE | DATA NOT AVAILABLE | DATA NOT AVAILABLE | DATA NOT AVAILABLE | DATA NOT AVAILABLE | DATA NOT AVAILABLE | 0.17 | 0.17 | 0.17895 | 0 | 0 | 2023-12-13 | DATA NOT AVAILABLE | N | DATA NOT AVAILABLE | DATA NOT AVAILABLE | DATA NOT AVAILABLE | DATA NOT AVAILABLE | DATA NOT AVAILABLE | 2023-01-12
DATA NOT AVAILABLE | DATA NOT AVAILABLE | REDACTED | REDACTED | REDACTED | REDACTED | REDACTED | REDACTED | SP7 9 | ENGLAND | REDACTED | REDACTED | MANNINGTON GSP | SHAFTESBURY | LITTLEDOWN PV GEN | 33 | SOUTHERN ELECTRIC POWER DISTRIBUTION PLC | SOLAR | PHOTOVOLTAIC | DATA NOT AVAILABLE | DATA NOT AVAILABLE | DATA NOT AVAILABLE | 0.813 | DATA NOT AVAILABLE | DATA NOT AVAILABLE | DATA NOT AVAILABLE | DATA NOT AVAILABLE | DATA NOT AVAILABLE | DATA NOT AVAILABLE | DATA NOT AVAILABLE | DATA NOT AVAILABLE | DATA NOT AVAILABLE | DATA NOT AVAILABLE | DATA NOT AVAILABLE | DATA NOT AVAILABLE | DATA NOT AVAILABLE | ACCEPTED TO CONNECT | DATA NOT AVAILABLE | DATA NOT AVAILABLE | DATA NOT AVAILABLE | DATA NOT AVAILABLE | DATA NOT AVAILABLE | DATA NOT AVAILABLE | 0.813 | 0.813 | 0.85579 | 0.19 | 0.2 | 2023-12-15 | DATA NOT AVAILABLE | N | DATA NOT AVAILABLE | DATA NOT AVAILABLE | DATA NOT AVAILABLE | DATA NOT AVAILABLE | DATA NOT AVAILABLE | 2023-01-12
DATA NOT AVAILABLE | DATA NOT AVAILABLE | REDACTED | REDACTED | REDACTED | REDACTED | REDACTED | REDACTED | AB51 | SCOTLAND | REDACTED | REDACTED | KINTORE | DATA NOT APPLICABLE | TORRYBURN | 11 | SCOTTISH HYDRO ELECTRIC POWER DISTRIBUTION PLC | SOLAR | PHOTOVOLTAIC | DATA NOT AVAILABLE | DATA NOT AVAILABLE | DATA NOT AVAILABLE | 0.66 | DATA NOT AVAILABLE | DATA NOT AVAILABLE | DATA NOT AVAILABLE | DATA NOT AVAILABLE | DATA NOT AVAILABLE | DATA NOT AVAILABLE | DATA NOT AVAILABLE | DATA NOT AVAILABLE | DATA NOT AVAILABLE | DATA NOT AVAILABLE | DATA NOT AVAILABLE | DATA NOT AVAILABLE | DATA NOT AVAILABLE | ACCEPTED TO CONNECT | DATA NOT AVAILABLE | DATA NOT AVAILABLE | DATA NOT AVAILABLE | DATA NOT AVAILABLE | DATA NOT AVAILABLE | DATA NOT AVAILABLE | 0.66 | 0.2 | 0.21053 | 0 | 0 | 2023-12-06 | DATA NOT AVAILABLE | N | DATA NOT AVAILABLE | DATA NOT AVAILABLE | DATA NOT AVAILABLE | DATA NOT AVAILABLE | DATA NOT AVAILABLE | 2023-01-12
DATA NOT AVAILABLE | DATA NOT AVAILABLE | XCO2 | DATA NOT AVAILABLE | GOLF LINKS ESTATE GOLF LINKS | 28 PASCAL RD | SOUTHALL | MIDDLESEX | UB1 3NR | ENGLAND | 514027 | 181089 | IVER 66KV | DATA NOT APPLICABLE | NORTHOLT | 11 | SOUTHERN ELECTRIC POWER DISTRIBUTION PLC | SOLAR | PHOTOVOLTAIC | DATA NOT AVAILABLE | DATA NOT AVAILABLE | DATA NOT AVAILABLE | 0.127 | DATA NOT AVAILABLE | DATA NOT AVAILABLE | DATA NOT AVAILABLE | DATA NOT AVAILABLE | DATA NOT AVAILABLE | DATA NOT AVAILABLE | DATA NOT AVAILABLE | DATA NOT AVAILABLE | DATA NOT AVAILABLE | DATA NOT AVAILABLE | DATA NOT AVAILABLE | DATA NOT AVAILABLE | DATA NOT AVAILABLE | ACCEPTED TO CONNECT | DATA NOT AVAILABLE | DATA NOT AVAILABLE | DATA NOT AVAILABLE | DATA NOT AVAILABLE | DATA NOT AVAILABLE | DATA NOT AVAILABLE | 0.127 | 0.127 | 0.13368 | 0.999 | 1.0516 | 2023-12-15 | DATA NOT AVAILABLE | N | DATA NOT AVAILABLE | DATA NOT AVAILABLE | DATA NOT AVAILABLE | DATA NOT AVAILABLE | DATA NOT AVAILABLE | 2023-01-12
DATA NOT AVAILABLE | DATA NOT AVAILABLE | REDACTED | REDACTED | REDACTED | REDACTED | REDACTED | REDACTED | RG12 | ENGLAND | REDACTED | REDACTED | BRAMLEY (FLEE) | BRACKNELL RESERVE | EASTHAMPSTEAD | 11 | SOUTHERN ELECTRIC POWER DISTRIBUTION PLC | SOLAR | PHOTOVOLTAIC | DATA NOT AVAILABLE | DATA NOT AVAILABLE | DATA NOT AVAILABLE | 0.03 | DATA NOT AVAILABLE | DATA NOT AVAILABLE | DATA NOT AVAILABLE | DATA NOT AVAILABLE | DATA NOT AVAILABLE | DATA NOT AVAILABLE | DATA NOT AVAILABLE | DATA NOT AVAILABLE | DATA NOT AVAILABLE | DATA NOT AVAILABLE | DATA NOT AVAILABLE | DATA NOT AVAILABLE | DATA NOT AVAILABLE | ACCEPTED TO CONNECT | DATA NOT AVAILABLE | DATA NOT AVAILABLE | DATA NOT AVAILABLE | DATA NOT AVAILABLE | DATA NOT AVAILABLE | DATA NOT AVAILABLE | 0.03 | 0.03 | 0.031579 | 0.192 | 0.20211 | 2023-12-15 | DATA NOT AVAILABLE | N | DATA NOT AVAILABLE | DATA NOT AVAILABLE | DATA NOT AVAILABLE | DATA NOT AVAILABLE | DATA NOT AVAILABLE | 2023-01-12
DATA NOT AVAILABLE | DATA NOT AVAILABLE | DNO CUSTOMSOLAR | 454KW CHP AND PV - DAVID LLOYD, ABERDEEN | HEALTH AND FITNESS CLUB | GARTHDEE ROAD | ABERDEEN | ABERDEEN CITY | AB10 7AY | SCOTLAND | 392554 | 803254 | CRAIGIEBUCKLER | DATA NOT APPLICABLE | DATA NOT AVAILABLE | LV | SCOTTISH HYDRO ELECTRIC POWER DISTRIBUTION PLC | SOLAR | PHOTOVOLTAIC | DATA NOT AVAILABLE | DATA NOT AVAILABLE | DATA NOT AVAILABLE | 0.319 | DATA NOT AVAILABLE | DATA NOT AVAILABLE | DATA NOT AVAILABLE | DATA NOT AVAILABLE | DATA NOT AVAILABLE | DATA NOT AVAILABLE | DATA NOT AVAILABLE | DATA NOT AVAILABLE | DATA NOT AVAILABLE | DATA NOT AVAILABLE | DATA NOT AVAILABLE | DATA NOT AVAILABLE | DATA NOT AVAILABLE | ACCEPTED TO CONNECT | DATA NOT AVAILABLE | DATA NOT AVAILABLE | DATA NOT AVAILABLE | DATA NOT AVAILABLE | DATA NOT AVAILABLE | DATA NOT AVAILABLE | 0.319 | 0.19 | 0.2 | 0 | 0 | 2023-12-07 | DATA NOT AVAILABLE | N | DATA NOT AVAILABLE | DATA NOT AVAILABLE | DATA NOT AVAILABLE | DATA NOT AVAILABLE | DATA NOT AVAILABLE | 2023-01-12
DATA NOT AVAILABLE | DATA NOT AVAILABLE | REDACTED | REDACTED | REDACTED | REDACTED | REDACTED | REDACTED | BH2 5 | ENGLAND | REDACTED | REDACTED | MANNINGTON GSP | BOURNEMOUTH | WESTBOURNE | 11 | SOUTHERN ELECTRIC POWER DISTRIBUTION PLC | SOLAR | PHOTOVOLTAIC | DATA NOT AVAILABLE | DATA NOT AVAILABLE | DATA NOT AVAILABLE | 0.024 | DATA NOT AVAILABLE | DATA NOT AVAILABLE | DATA NOT AVAILABLE | DATA NOT AVAILABLE | DATA NOT AVAILABLE | DATA NOT AVAILABLE | DATA NOT AVAILABLE | DATA NOT AVAILABLE | DATA NOT AVAILABLE | DATA NOT AVAILABLE | DATA NOT AVAILABLE | DATA NOT AVAILABLE | DATA NOT AVAILABLE | ACCEPTED TO CONNECT | DATA NOT AVAILABLE | DATA NOT AVAILABLE | DATA NOT AVAILABLE | DATA NOT AVAILABLE | DATA NOT AVAILABLE | DATA NOT AVAILABLE | 0.024 | 0.024 | 0.025263 | 0.097 | 0.10211 | 2023-12-22 | DATA NOT AVAILABLE | N | DATA NOT AVAILABLE | DATA NOT AVAILABLE | DATA NOT AVAILABLE | DATA NOT AVAILABLE | DATA NOT AVAILABLE | 2023-01-12
DATA NOT AVAILABLE | DATA NOT AVAILABLE | REDACTED | REDACTED | REDACTED | REDACTED | REDACTED | REDACTED | SN5 7 | ENGLAND | REDACTED | REDACTED | MINETY GSP | TOOTHILL | DATA NOT AVAILABLE | LV | SOUTHERN ELECTRIC POWER DISTRIBUTION PLC | SOLAR | PHOTOVOLTAIC | DATA NOT AVAILABLE | DATA NOT AVAILABLE | DATA NOT AVAILABLE | 0.1 | DATA NOT AVAILABLE | DATA NOT AVAILABLE | DATA NOT AVAILABLE | DATA NOT AVAILABLE | DATA NOT AVAILABLE | DATA NOT AVAILABLE | DATA NOT AVAILABLE | DATA NOT AVAILABLE | DATA NOT AVAILABLE | DATA NOT AVAILABLE | DATA NOT AVAILABLE | DATA NOT AVAILABLE | DATA NOT AVAILABLE | ACCEPTED TO CONNECT | DATA NOT AVAILABLE | DATA NOT AVAILABLE | DATA NOT AVAILABLE | DATA NOT AVAILABLE | DATA NOT AVAILABLE | DATA NOT AVAILABLE | 0.1 | 0.09 | 0.094737 | 0 | 0 | 2023-12-20 | DATA NOT AVAILABLE | N | DATA NOT AVAILABLE | DATA NOT AVAILABLE | DATA NOT AVAILABLE | DATA NOT AVAILABLE | DATA NOT AVAILABLE | 2023-01-12
DATA NOT AVAILABLE | DATA NOT AVAILABLE | GMG ENERGY LTD | UPPER BIG HOUSE WIND AND SOLAR | 27 UPPER BIG HOUSE | A897 FORSINARD LEVEL CROSSING - A836 JUN | FORSINARD | HIGHLAND | KW13 6YU | SCOTLAND | 289150 | 954344 | MYBSTER | DATA NOT APPLICABLE | MELVICH | 11 | SCOTTISH HYDRO ELECTRIC POWER DISTRIBUTION PLC | WIND | ONSHORE WIND TURBINES | DATA NOT AVAILABLE | DATA NOT AVAILABLE | DATA NOT AVAILABLE | 0.1 | DATA NOT AVAILABLE | DATA NOT AVAILABLE | DATA NOT AVAILABLE | DATA NOT AVAILABLE | DATA NOT AVAILABLE | DATA NOT AVAILABLE | DATA NOT AVAILABLE | DATA NOT AVAILABLE | DATA NOT AVAILABLE | DATA NOT AVAILABLE | DATA NOT AVAILABLE | DATA NOT AVAILABLE | DATA NOT AVAILABLE | ACCEPTED TO CONNECT | DATA NOT AVAILABLE | DATA NOT AVAILABLE | DATA NOT AVAILABLE | DATA NOT AVAILABLE | DATA NOT AVAILABLE | DATA NOT AVAILABLE | 0.1 | 0.1 | 0.10526 | 0 | 0 | 2023-12-20 | 2024-04-18 | N | DATA NOT AVAILABLE | DATA NOT AVAILABLE | DATA NOT AVAILABLE | DATA NOT AVAILABLE | DATA NOT AVAILABLE | 2023-01-12
DATA NOT AVAILABLE | DATA NOT AVAILABLE | NATURESCOT | 175KW EXPORT | GREAT GLEN HOUSE | LEACHKIN ROAD | INVERNESS | HIGHLAND | IV3 8NW | SCOTLAND | 263793 | 844197 | INVERNESS | DATA NOT APPLICABLE | DATA NOT AVAILABLE | LV | SCOTTISH HYDRO ELECTRIC POWER DISTRIBUTION PLC | SOLAR | PHOTOVOLTAIC | DATA NOT AVAILABLE | DATA NOT AVAILABLE | DATA NOT AVAILABLE | 0.21 | DATA NOT AVAILABLE | DATA NOT AVAILABLE | DATA NOT AVAILABLE | DATA NOT AVAILABLE | DATA NOT AVAILABLE | DATA NOT AVAILABLE | DATA NOT AVAILABLE | DATA NOT AVAILABLE | DATA NOT AVAILABLE | DATA NOT AVAILABLE | DATA NOT AVAILABLE | DATA NOT AVAILABLE | DATA NOT AVAILABLE | ACCEPTED TO CONNECT | DATA NOT AVAILABLE | DATA NOT AVAILABLE | DATA NOT AVAILABLE | DATA NOT AVAILABLE | DATA NOT AVAILABLE | DATA NOT AVAILABLE | 0.21 | 0.175 | 0.18421 | 0 | 0 | 2023-12-06 | DATA NOT AVAILABLE | N | DATA NOT AVAILABLE | DATA NOT AVAILABLE | DATA NOT AVAILABLE | DATA NOT AVAILABLE | DATA NOT AVAILABLE | 2023-01-12
DATA NOT AVAILABLE | DATA NOT AVAILABLE | REDACTED | REDACTED | REDACTED | REDACTED | REDACTED | REDACTED | RG14 | ENGLAND | REDACTED | REDACTED | BRAMLEY (ANDO-THAT) | THATCHAM | RIVERSIDE | 11 | SOUTHERN ELECTRIC POWER DISTRIBUTION PLC | SOLAR | PHOTOVOLTAIC | DATA NOT AVAILABLE | DATA NOT AVAILABLE | DATA NOT AVAILABLE | 0.275 | DATA NOT AVAILABLE | DATA NOT AVAILABLE | DATA NOT AVAILABLE | DATA NOT AVAILABLE | DATA NOT AVAILABLE | DATA NOT AVAILABLE | DATA NOT AVAILABLE | DATA NOT AVAILABLE | DATA NOT AVAILABLE | DATA NOT AVAILABLE | DATA NOT AVAILABLE | DATA NOT AVAILABLE | DATA NOT AVAILABLE | ACCEPTED TO CONNECT | DATA NOT AVAILABLE | DATA NOT AVAILABLE | DATA NOT AVAILABLE | DATA NOT AVAILABLE | DATA NOT AVAILABLE | DATA NOT AVAILABLE | 0.275 | 0.275 | 0.28947 | 0 | 0 | 2023-12-14 | DATA NOT AVAILABLE | N | DATA NOT AVAILABLE | DATA NOT AVAILABLE | DATA NOT AVAILABLE | DATA NOT AVAILABLE | DATA NOT AVAILABLE | 2023-01-12
DATA NOT AVAILABLE | DATA NOT AVAILABLE | REDACTED | REDACTED | REDACTED | REDACTED | REDACTED | REDACTED | PO5 3 | ENGLAND | REDACTED | REDACTED | LOVEDEAN GSP | PORTSMOUTH | BRANDON ROAD | 11 | SOUTHERN ELECTRIC POWER DISTRIBUTION PLC | SOLAR | PHOTOVOLTAIC | DATA NOT AVAILABLE | DATA NOT AVAILABLE | DATA NOT AVAILABLE | 0.055 | DATA NOT AVAILABLE | DATA NOT AVAILABLE | DATA NOT AVAILABLE | DATA NOT AVAILABLE | DATA NOT AVAILABLE | DATA NOT AVAILABLE | DATA NOT AVAILABLE | DATA NOT AVAILABLE | DATA NOT AVAILABLE | DATA NOT AVAILABLE | DATA NOT AVAILABLE | DATA NOT AVAILABLE | DATA NOT AVAILABLE | ACCEPTED TO CONNECT | DATA NOT AVAILABLE | DATA NOT AVAILABLE | DATA NOT AVAILABLE | DATA NOT AVAILABLE | DATA NOT AVAILABLE | DATA NOT AVAILABLE | 0.055 | 0.055 | 0.057895 | 0.998 | 1.0505 | 2023-12-15 | DATA NOT AVAILABLE | N | DATA NOT AVAILABLE | DATA NOT AVAILABLE | DATA NOT AVAILABLE | DATA NOT AVAILABLE | DATA NOT AVAILABLE | 2023-01-12
DATA NOT AVAILABLE | DATA NOT AVAILABLE | REDACTED | REDACTED | REDACTED | REDACTED | REDACTED | REDACTED | SO32 | ENGLAND | REDACTED | REDACTED | BOTLEY WOOD GSP | NETLEY COMMON | BISHOPS WALTHAM | 11 | SOUTHERN ELECTRIC POWER DISTRIBUTION PLC | SOLAR | PHOTOVOLTAIC | DATA NOT AVAILABLE | DATA NOT AVAILABLE | DATA NOT AVAILABLE | 0.079 | DATA NOT AVAILABLE | DATA NOT AVAILABLE | DATA NOT AVAILABLE | DATA NOT AVAILABLE | DATA NOT AVAILABLE | DATA NOT AVAILABLE | DATA NOT AVAILABLE | DATA NOT AVAILABLE | DATA NOT AVAILABLE | DATA NOT AVAILABLE | DATA NOT AVAILABLE | DATA NOT AVAILABLE | DATA NOT AVAILABLE | ACCEPTED TO CONNECT | DATA NOT AVAILABLE | DATA NOT AVAILABLE | DATA NOT AVAILABLE | DATA NOT AVAILABLE | DATA NOT AVAILABLE | DATA NOT AVAILABLE | 0.079 | 0.075 | 0.078947 | 0 | 0 | 2023-12-28 | DATA NOT AVAILABLE | N | DATA NOT AVAILABLE | DATA NOT AVAILABLE | DATA NOT AVAILABLE | DATA NOT AVAILABLE | DATA NOT AVAILABLE | 2023-01-12
DATA NOT AVAILABLE | DATA NOT AVAILABLE | REDACTED | REDACTED | REDACTED | REDACTED | REDACTED | REDACTED | GU12 | ENGLAND | REDACTED | REDACTED | BRAMLEY (FLEE) | ALDERSHOT | TONGHAM | 11 | SOUTHERN ELECTRIC POWER DISTRIBUTION PLC | SOLAR | PHOTOVOLTAIC | DATA NOT AVAILABLE | DATA NOT AVAILABLE | DATA NOT AVAILABLE | 0.132 | DATA NOT AVAILABLE | DATA NOT AVAILABLE | DATA NOT AVAILABLE | DATA NOT AVAILABLE | DATA NOT AVAILABLE | DATA NOT AVAILABLE | DATA NOT AVAILABLE | DATA NOT AVAILABLE | DATA NOT AVAILABLE | DATA NOT AVAILABLE | DATA NOT AVAILABLE | DATA NOT AVAILABLE | DATA NOT AVAILABLE | ACCEPTED TO CONNECT | DATA NOT AVAILABLE | DATA NOT AVAILABLE | DATA NOT AVAILABLE | DATA NOT AVAILABLE | DATA NOT AVAILABLE | DATA NOT AVAILABLE | 0.132 | 0.132 | 0.13895 | 0.27 | 0.28421 | 2024-01-03 | DATA NOT AVAILABLE | N | DATA NOT AVAILABLE | DATA NOT AVAILABLE | DATA NOT AVAILABLE | DATA NOT AVAILABLE | DATA NOT AVAILABLE | 2023-01-12
DATA NOT AVAILABLE | DATA NOT AVAILABLE | REDACTED | REDACTED | REDACTED | REDACTED | REDACTED | REDACTED | RG41 | ENGLAND | REDACTED | REDACTED | BRAMLEY (FLEE) | WOKINGHAM | ELMS ROAD | 11 | SOUTHERN ELECTRIC POWER DISTRIBUTION PLC | SOLAR | PHOTOVOLTAIC | DATA NOT AVAILABLE | DATA NOT AVAILABLE | DATA NOT AVAILABLE | 0.088 | DATA NOT AVAILABLE | DATA NOT AVAILABLE | DATA NOT AVAILABLE | DATA NOT AVAILABLE | DATA NOT AVAILABLE | DATA NOT AVAILABLE | DATA NOT AVAILABLE | DATA NOT AVAILABLE | DATA NOT AVAILABLE | DATA NOT AVAILABLE | DATA NOT AVAILABLE | DATA NOT AVAILABLE | DATA NOT AVAILABLE | ACCEPTED TO CONNECT | DATA NOT AVAILABLE | DATA NOT AVAILABLE | DATA NOT AVAILABLE | DATA NOT AVAILABLE | DATA NOT AVAILABLE | DATA NOT AVAILABLE | 0.088 | 0.088 | 0.092632 | 0 | 0 | 2023-12-15 | DATA NOT AVAILABLE | N | DATA NOT AVAILABLE | DATA NOT AVAILABLE | DATA NOT AVAILABLE | DATA NOT AVAILABLE | DATA NOT AVAILABLE | 2023-01-12
DATA NOT AVAILABLE | DATA NOT AVAILABLE | REDACTED | REDACTED | REDACTED | REDACTED | REDACTED | REDACTED | PO15 | ENGLAND | REDACTED | REDACTED | LOVEDEAN GSP | FAREHAM | PLESSEY TITCHFIELD | 33 | SOUTHERN ELECTRIC POWER DISTRIBUTION PLC | SOLAR | PHOTOVOLTAIC | DATA NOT AVAILABLE | DATA NOT AVAILABLE | DATA NOT AVAILABLE | 0.08 | DATA NOT AVAILABLE | DATA NOT AVAILABLE | DATA NOT AVAILABLE | DATA NOT AVAILABLE | DATA NOT AVAILABLE | DATA NOT AVAILABLE | DATA NOT AVAILABLE | DATA NOT AVAILABLE | DATA NOT AVAILABLE | DATA NOT AVAILABLE | DATA NOT AVAILABLE | DATA NOT AVAILABLE | DATA NOT AVAILABLE | ACCEPTED TO CONNECT | DATA NOT AVAILABLE | DATA NOT AVAILABLE | DATA NOT AVAILABLE | DATA NOT AVAILABLE | DATA NOT AVAILABLE | DATA NOT AVAILABLE | 0.08 | 0.08 | 0.084211 | 0 | 0 | 2023-12-22 | DATA NOT AVAILABLE | N | DATA NOT AVAILABLE | DATA NOT AVAILABLE | DATA NOT AVAILABLE | DATA NOT AVAILABLE | DATA NOT AVAILABLE | 2023-01-12
DATA NOT AVAILABLE | DATA NOT AVAILABLE | REDACTED | REDACTED | REDACTED | REDACTED | REDACTED | REDACTED | PO15 | ENGLAND | REDACTED | REDACTED | LOVEDEAN GSP | FAREHAM | PLESSEY TITCHFIELD | 33 | SOUTHERN ELECTRIC POWER DISTRIBUTION PLC | SOLAR | PHOTOVOLTAIC | DATA NOT AVAILABLE | DATA NOT AVAILABLE | DATA NOT AVAILABLE | 0.22 | DATA NOT AVAILABLE | DATA NOT AVAILABLE | DATA NOT AVAILABLE | DATA NOT AVAILABLE | DATA NOT AVAILABLE | DATA NOT AVAILABLE | DATA NOT AVAILABLE | DATA NOT AVAILABLE | DATA NOT AVAILABLE | DATA NOT AVAILABLE | DATA NOT AVAILABLE | DATA NOT AVAILABLE | DATA NOT AVAILABLE | ACCEPTED TO CONNECT | DATA NOT AVAILABLE | DATA NOT AVAILABLE | DATA NOT AVAILABLE | DATA NOT AVAILABLE | DATA NOT AVAILABLE | DATA NOT AVAILABLE | 0.22 | 0.22 | 0.23158 | 0 | 0 | 2023-12-22 | DATA NOT AVAILABLE | N | DATA NOT AVAILABLE | DATA NOT AVAILABLE | DATA NOT AVAILABLE | DATA NOT AVAILABLE | DATA NOT AVAILABLE | 2023-01-12
DATA NOT AVAILABLE | DATA NOT AVAILABLE | REDACTED | REDACTED | REDACTED | REDACTED | REDACTED | REDACTED | AB12 | SCOTLAND | REDACTED | REDACTED | REDMOSS | DATA NOT APPLICABLE | CRAIGINCHES | 11 | SCOTTISH HYDRO ELECTRIC POWER DISTRIBUTION PLC | SOLAR | PHOTOVOLTAIC | DATA NOT AVAILABLE | DATA NOT AVAILABLE | DATA NOT AVAILABLE | 0.225 | DATA NOT AVAILABLE | DATA NOT AVAILABLE | DATA NOT AVAILABLE | DATA NOT AVAILABLE | DATA NOT AVAILABLE | DATA NOT AVAILABLE | DATA NOT AVAILABLE | DATA NOT AVAILABLE | DATA NOT AVAILABLE | DATA NOT AVAILABLE | DATA NOT AVAILABLE | DATA NOT AVAILABLE | DATA NOT AVAILABLE | ACCEPTED TO CONNECT | DATA NOT AVAILABLE | DATA NOT AVAILABLE | DATA NOT AVAILABLE | DATA NOT AVAILABLE | DATA NOT AVAILABLE | DATA NOT AVAILABLE | 0.225 | 0.15 | 0.15789 | 0 | 0 | 2023-12-22 | DATA NOT AVAILABLE | N | DATA NOT AVAILABLE | DATA NOT AVAILABLE | DATA NOT AVAILABLE | DATA NOT AVAILABLE | DATA NOT AVAILABLE | 2023-01-12
DATA NOT AVAILABLE | DATA NOT AVAILABLE | REDACTED | REDACTED | REDACTED | REDACTED | REDACTED | REDACTED | TW5 9 | ENGLAND | REDACTED | REDACTED | NORTH HYDE GSP | DATA NOT APPLICABLE | VICARAGE FARM ROAD | 11 | SOUTHERN ELECTRIC POWER DISTRIBUTION PLC | SOLAR | PHOTOVOLTAIC | DATA NOT AVAILABLE | DATA NOT AVAILABLE | DATA NOT AVAILABLE | 0.22 | DATA NOT AVAILABLE | DATA NOT AVAILABLE | DATA NOT AVAILABLE | DATA NOT AVAILABLE | DATA NOT AVAILABLE | DATA NOT AVAILABLE | DATA NOT AVAILABLE | DATA NOT AVAILABLE | DATA NOT AVAILABLE | DATA NOT AVAILABLE | DATA NOT AVAILABLE | DATA NOT AVAILABLE | DATA NOT AVAILABLE | ACCEPTED TO CONNECT | DATA NOT AVAILABLE | DATA NOT AVAILABLE | DATA NOT AVAILABLE | DATA NOT AVAILABLE | DATA NOT AVAILABLE | DATA NOT AVAILABLE | 0.22 | 0.22 | 0.23158 | 0 | 0 | 2023-12-04 | DATA NOT AVAILABLE | N | DATA NOT AVAILABLE | DATA NOT AVAILABLE | DATA NOT AVAILABLE | DATA NOT AVAILABLE | DATA NOT AVAILABLE | 2023-01-12
DATA NOT AVAILABLE | DATA NOT AVAILABLE | REDACTED | REDACTED | REDACTED | REDACTED | REDACTED | REDACTED | SO31 | ENGLAND | REDACTED | REDACTED | BRAMLEY (FLEE) | FERNHURST | PRESTON CANDOVER | 11 | SOUTHERN ELECTRIC POWER DISTRIBUTION PLC | SOLAR | PHOTOVOLTAIC | DATA NOT AVAILABLE | DATA NOT AVAILABLE | DATA NOT AVAILABLE | 0.022 | DATA NOT AVAILABLE | DATA NOT AVAILABLE | DATA NOT AVAILABLE | DATA NOT AVAILABLE | DATA NOT AVAILABLE | DATA NOT AVAILABLE | DATA NOT AVAILABLE | DATA NOT AVAILABLE | DATA NOT AVAILABLE | DATA NOT AVAILABLE | DATA NOT AVAILABLE | DATA NOT AVAILABLE | DATA NOT AVAILABLE | ACCEPTED TO CONNECT | DATA NOT AVAILABLE | DATA NOT AVAILABLE | DATA NOT AVAILABLE | DATA NOT AVAILABLE | DATA NOT AVAILABLE | DATA NOT AVAILABLE | 0.022 | 0.022 | 0.023158 | 0.09 | 0.094737 | 2024-01-03 | DATA NOT AVAILABLE | N | DATA NOT AVAILABLE | DATA NOT AVAILABLE | DATA NOT AVAILABLE | DATA NOT AVAILABLE | DATA NOT AVAILABLE | 2023-01-12
DATA NOT AVAILABLE | DATA NOT AVAILABLE | REDACTED | REDACTED | REDACTED | REDACTED | REDACTED | REDACTED | RG12 | ENGLAND | REDACTED | REDACTED | BRAMLEY (FLEE) | BRACKNELL RESERVE | DATA NOT AVAILABLE | LV | SOUTHERN ELECTRIC POWER DISTRIBUTION PLC | SOLAR | PHOTOVOLTAIC | DATA NOT AVAILABLE | DATA NOT AVAILABLE | DATA NOT AVAILABLE | 0.096 | DATA NOT AVAILABLE | DATA NOT AVAILABLE | DATA NOT AVAILABLE | DATA NOT AVAILABLE | DATA NOT AVAILABLE | DATA NOT AVAILABLE | DATA NOT AVAILABLE | DATA NOT AVAILABLE | DATA NOT AVAILABLE | DATA NOT AVAILABLE | DATA NOT AVAILABLE | DATA NOT AVAILABLE | DATA NOT AVAILABLE | ACCEPTED TO CONNECT | DATA NOT AVAILABLE | DATA NOT AVAILABLE | DATA NOT AVAILABLE | DATA NOT AVAILABLE | DATA NOT AVAILABLE | DATA NOT AVAILABLE | 0.096 | 0.069 | 0.072632 | 0 | 0 | 2023-12-18 | DATA NOT AVAILABLE | N | DATA NOT AVAILABLE | DATA NOT AVAILABLE | DATA NOT AVAILABLE | DATA NOT AVAILABLE | DATA NOT AVAILABLE | 2023-01-12
DATA NOT AVAILABLE | DATA NOT AVAILABLE | REDACTED | REDACTED | REDACTED | REDACTED | REDACTED | REDACTED | SO41 | ENGLAND | REDACTED | REDACTED | FAWLEY GSP | LANGLEY | DATA NOT AVAILABLE | HV | SOUTHERN ELECTRIC POWER DISTRIBUTION PLC | SOLAR | PHOTOVOLTAIC | DATA NOT AVAILABLE | DATA NOT AVAILABLE | DATA NOT AVAILABLE | 0.05 | DATA NOT AVAILABLE | DATA NOT AVAILABLE | DATA NOT AVAILABLE | DATA NOT AVAILABLE | DATA NOT AVAILABLE | DATA NOT AVAILABLE | DATA NOT AVAILABLE | DATA NOT AVAILABLE | DATA NOT AVAILABLE | DATA NOT AVAILABLE | DATA NOT AVAILABLE | DATA NOT AVAILABLE | DATA NOT AVAILABLE | ACCEPTED TO CONNECT | DATA NOT AVAILABLE | DATA NOT AVAILABLE | DATA NOT AVAILABLE | DATA NOT AVAILABLE | DATA NOT AVAILABLE | DATA NOT AVAILABLE | 0.05 | 0.05 | 0.052632 | 0.115 | 0.12105 | 2023-12-05 | DATA NOT AVAILABLE | N | DATA NOT AVAILABLE | DATA NOT AVAILABLE | DATA NOT AVAILABLE | DATA NOT AVAILABLE | DATA NOT AVAILABLE | 2023-01-12
DATA NOT AVAILABLE | DATA NOT AVAILABLE | REDACTED | REDACTED | REDACTED | REDACTED | REDACTED | REDACTED | LE3 8 | ENGLAND | REDACTED | REDACTED | DATA NOT AVAILABLE | DATA NOT AVAILABLE | DATA NOT AVAILABLE | LV | SOUTHERN ELECTRIC POWER DISTRIBUTION PLC | ADVANCED FUEL GASIFICATION OR PYROLYSIS | DATA NOT AVAILABLE | DATA NOT AVAILABLE | DATA NOT AVAILABLE | DATA NOT AVAILABLE | 0.36 | DATA NOT AVAILABLE | DATA NOT AVAILABLE | DATA NOT AVAILABLE | DATA NOT AVAILABLE | DATA NOT AVAILABLE | DATA NOT AVAILABLE | DATA NOT AVAILABLE | DATA NOT AVAILABLE | DATA NOT AVAILABLE | DATA NOT AVAILABLE | DATA NOT AVAILABLE | DATA NOT AVAILABLE | DATA NOT AVAILABLE | ACCEPTED TO CONNECT | DATA NOT AVAILABLE | DATA NOT AVAILABLE | DATA NOT AVAILABLE | DATA NOT AVAILABLE | DATA NOT AVAILABLE | DATA NOT AVAILABLE | 0.36 | 0.15 | 0.15789 | 0 | 0 | 2024-01-04 | DATA NOT AVAILABLE | N | DATA NOT AVAILABLE | DATA NOT AVAILABLE | DATA NOT AVAILABLE | DATA NOT AVAILABLE | DATA NOT AVAILABLE | 2023-01-12
DATA NOT AVAILABLE | DATA NOT AVAILABLE | REDACTED | REDACTED | REDACTED | REDACTED | REDACTED | REDACTED | AB15 | SCOTLAND | REDACTED | REDACTED | CRAIGIEBUCKLER | DATA NOT APPLICABLE | CRAIGIEBUCKLER | 11 | SCOTTISH HYDRO ELECTRIC POWER DISTRIBUTION PLC | SOLAR | PHOTOVOLTAIC | DATA NOT AVAILABLE | DATA NOT AVAILABLE | DATA NOT AVAILABLE | 0.47 | DATA NOT AVAILABLE | DATA NOT AVAILABLE | DATA NOT AVAILABLE | DATA NOT AVAILABLE | DATA NOT AVAILABLE | DATA NOT AVAILABLE | DATA NOT AVAILABLE | DATA NOT AVAILABLE | DATA NOT AVAILABLE | DATA NOT AVAILABLE | DATA NOT AVAILABLE | DATA NOT AVAILABLE | DATA NOT AVAILABLE | ACCEPTED TO CONNECT | DATA NOT AVAILABLE | DATA NOT AVAILABLE | DATA NOT AVAILABLE | DATA NOT AVAILABLE | DATA NOT AVAILABLE | DATA NOT AVAILABLE | 0.47 | 0.19 | 0.2 | 0 | 0 | 2023-12-27 | DATA NOT AVAILABLE | N | DATA NOT AVAILABLE | DATA NOT AVAILABLE | DATA NOT AVAILABLE | DATA NOT AVAILABLE | DATA NOT AVAILABLE | 2023-01-12
DATA NOT AVAILABLE | DATA NOT AVAILABLE | GENERATION TEAM | HV IDNO (AM) 133KW PV ADD CAP | 1 | PORTAL ROAD BOWERHILL | MELKSHAM | WILTSHIRE | SN12 6GN | ENGLAND | 390420 | 161858 | MELKSHAM GSP | NORRINGTON | MELKSHAM TOWN | 11 | SOUTHERN ELECTRIC POWER DISTRIBUTION PLC | SOLAR | PHOTOVOLTAIC | DATA NOT AVAILABLE | DATA NOT AVAILABLE | DATA NOT AVAILABLE | 0.133 | DATA NOT AVAILABLE | DATA NOT AVAILABLE | DATA NOT AVAILABLE | DATA NOT AVAILABLE | DATA NOT AVAILABLE | DATA NOT AVAILABLE | DATA NOT AVAILABLE | DATA NOT AVAILABLE | DATA NOT AVAILABLE | DATA NOT AVAILABLE | DATA NOT AVAILABLE | DATA NOT AVAILABLE | DATA NOT AVAILABLE | ACCEPTED TO CONNECT | DATA NOT AVAILABLE | DATA NOT AVAILABLE | DATA NOT AVAILABLE | DATA NOT AVAILABLE | DATA NOT AVAILABLE | DATA NOT AVAILABLE | 0.133 | 0.133 | 0.14 | 0 | 0 | 2024-01-17 | DATA NOT AVAILABLE | N | DATA NOT AVAILABLE | DATA NOT AVAILABLE | DATA NOT AVAILABLE | DATA NOT AVAILABLE | DATA NOT AVAILABLE | 2024-02-09
DATA NOT AVAILABLE | DATA NOT AVAILABLE | REDACTED | REDACTED | REDACTED | REDACTED | REDACTED | REDACTED | GL8 8 | ENGLAND | REDACTED | REDACTED | MELKSHAM GSP | CHIPPENHAM | TETBURY | 11 | SOUTHERN ELECTRIC POWER DISTRIBUTION PLC | SOLAR | PHOTOVOLTAIC | DATA NOT AVAILABLE | DATA NOT AVAILABLE | DATA NOT AVAILABLE | 0.086 | STORED ENERGY (ALL STORED ENERGY IRRESPECTVE OF THE ORIGINAL ENERGY SOURCE) | STORAGE - ELECTROCHEMICAL (BATTERIES) | DATA NOT AVAILABLE | DATA NOT AVAILABLE | DATA NOT AVAILABLE | 0.175 | DATA NOT AVAILABLE | DATA NOT AVAILABLE | DATA NOT AVAILABLE | DATA NOT AVAILABLE | DATA NOT AVAILABLE | DATA NOT AVAILABLE | DATA NOT AVAILABLE | ACCEPTED TO CONNECT | DATA NOT AVAILABLE | DATA NOT AVAILABLE | DATA NOT AVAILABLE | DATA NOT AVAILABLE | DATA NOT AVAILABLE | DATA NOT AVAILABLE | 0.086 | 0.086 | 0.090526 | 0.175 | 0.18421 | 2024-01-23 | DATA NOT AVAILABLE | N | DATA NOT AVAILABLE | DATA NOT AVAILABLE | DATA NOT AVAILABLE | DATA NOT AVAILABLE | DATA NOT AVAILABLE | 2024-02-09
DATA NOT AVAILABLE | DATA NOT AVAILABLE | REDACTED | REDACTED | REDACTED | REDACTED | REDACTED | REDACTED | RG8 8 | ENGLAND | REDACTED | REDACTED | BRAMLEY (ANDO-THAT) | THATCHAM | YATTENDON | 11 | SOUTHERN ELECTRIC POWER DISTRIBUTION PLC | SOLAR | PHOTOVOLTAIC | DATA NOT AVAILABLE | DATA NOT AVAILABLE | DATA NOT AVAILABLE | 0.29 | DATA NOT AVAILABLE | DATA NOT AVAILABLE | DATA NOT AVAILABLE | DATA NOT AVAILABLE | DATA NOT AVAILABLE | DATA NOT AVAILABLE | DATA NOT AVAILABLE | DATA NOT AVAILABLE | DATA NOT AVAILABLE | DATA NOT AVAILABLE | DATA NOT AVAILABLE | DATA NOT AVAILABLE | DATA NOT AVAILABLE | ACCEPTED TO CONNECT | DATA NOT AVAILABLE | DATA NOT AVAILABLE | DATA NOT AVAILABLE | DATA NOT AVAILABLE | DATA NOT AVAILABLE | DATA NOT AVAILABLE | 0.29 | 0.2 | 0.21053 | 0 | 0 | 2024-01-09 | DATA NOT AVAILABLE | N | DATA NOT AVAILABLE | DATA NOT AVAILABLE | DATA NOT AVAILABLE | DATA NOT AVAILABLE | DATA NOT AVAILABLE | 2024-02-09
DATA NOT AVAILABLE | DATA NOT AVAILABLE | REDACTED | REDACTED | REDACTED | REDACTED | REDACTED | REDACTED | RG7 5 | ENGLAND | REDACTED | REDACTED | BRAMLEY (ANDO-THAT) | THATCHAM | BEENHAM | 11 | SOUTHERN ELECTRIC POWER DISTRIBUTION PLC | SOLAR | PHOTOVOLTAIC | DATA NOT AVAILABLE | DATA NOT AVAILABLE | DATA NOT AVAILABLE | 0.174 | DATA NOT AVAILABLE | DATA NOT AVAILABLE | DATA NOT AVAILABLE | DATA NOT AVAILABLE | DATA NOT AVAILABLE | DATA NOT AVAILABLE | DATA NOT AVAILABLE | DATA NOT AVAILABLE | DATA NOT AVAILABLE | DATA NOT AVAILABLE | DATA NOT AVAILABLE | DATA NOT AVAILABLE | DATA NOT AVAILABLE | ACCEPTED TO CONNECT | DATA NOT AVAILABLE | DATA NOT AVAILABLE | DATA NOT AVAILABLE | DATA NOT AVAILABLE | DATA NOT AVAILABLE | DATA NOT AVAILABLE | 0.174 | 0.174 | 0.18316 | 0 | 0 | 2024-01-25 | DATA NOT AVAILABLE | N | DATA NOT AVAILABLE | DATA NOT AVAILABLE | DATA NOT AVAILABLE | DATA NOT AVAILABLE | DATA NOT AVAILABLE | 2024-02-09
DATA NOT AVAILABLE | DATA NOT AVAILABLE | REDACTED | REDACTED | REDACTED | REDACTED | REDACTED | REDACTED | PH3 1 | SCOTLAND | REDACTED | REDACTED | BRACO | DATA NOT APPLICABLE | GLENEAGLES | 11 | SCOTTISH HYDRO ELECTRIC POWER DISTRIBUTION PLC | SOLAR | PHOTOVOLTAIC | DATA NOT AVAILABLE | DATA NOT AVAILABLE | DATA NOT AVAILABLE | 0.05 | DATA NOT AVAILABLE | DATA NOT AVAILABLE | DATA NOT AVAILABLE | DATA NOT AVAILABLE | DATA NOT AVAILABLE | DATA NOT AVAILABLE | DATA NOT AVAILABLE | DATA NOT AVAILABLE | DATA NOT AVAILABLE | DATA NOT AVAILABLE | DATA NOT AVAILABLE | DATA NOT AVAILABLE | DATA NOT AVAILABLE | ACCEPTED TO CONNECT | DATA NOT AVAILABLE | DATA NOT AVAILABLE | DATA NOT AVAILABLE | DATA NOT AVAILABLE | DATA NOT AVAILABLE | DATA NOT AVAILABLE | 0.05 | 0.05 | 0.052632 | 0.08 | 0.084211 | 2024-02-02 | DATA NOT AVAILABLE | N | DATA NOT AVAILABLE | DATA NOT AVAILABLE | DATA NOT AVAILABLE | DATA NOT AVAILABLE | DATA NOT AVAILABLE | 2024-02-09
DATA NOT AVAILABLE | DATA NOT AVAILABLE | LST PROJECTS | QC -KGV PLAYING FIELDS | KGV NEW SPORTS PAVILION | NORTHERN ROAD | COSHAM | HAMPSHIRE | PO6 2TA | ENGLAND | 465626 | 105084 | LOVEDEAN GSP | WYMERING | COLLEGE PARK | 11 | SOUTHERN ELECTRIC POWER DISTRIBUTION PLC | SOLAR | PHOTOVOLTAIC | DATA NOT AVAILABLE | DATA NOT AVAILABLE | DATA NOT AVAILABLE | 0.04 | DATA NOT AVAILABLE | DATA NOT AVAILABLE | DATA NOT AVAILABLE | DATA NOT AVAILABLE | DATA NOT AVAILABLE | DATA NOT AVAILABLE | DATA NOT AVAILABLE | DATA NOT AVAILABLE | DATA NOT AVAILABLE | DATA NOT AVAILABLE | DATA NOT AVAILABLE | DATA NOT AVAILABLE | DATA NOT AVAILABLE | ACCEPTED TO CONNECT | DATA NOT AVAILABLE | DATA NOT AVAILABLE | DATA NOT AVAILABLE | DATA NOT AVAILABLE | DATA NOT AVAILABLE | DATA NOT AVAILABLE | 0.04 | 0.04 | 0.042105 | 0.276 | 0.29053 | 2024-01-18 | DATA NOT AVAILABLE | N | DATA NOT AVAILABLE | DATA NOT AVAILABLE | DATA NOT AVAILABLE | DATA NOT AVAILABLE | DATA NOT AVAILABLE | 2024-02-09
DATA NOT AVAILABLE | DATA NOT AVAILABLE | SPIRIT SOLAR LTD T/A SPIRIT ENERGY | 225KW PV ADD CAP (17.225MW) | BAE SYSTEMS | HM NAVAL BASE, | PORTSMOUTH | HAMPSHIRE | PO1 3LS | ENGLAND | 462972 | 100720 | LOVEDEAN GSP | PORTSMOUTH | QUEEN ELIZABETH CARRIER | DATA NOT AVAILABLE | SOUTHERN ELECTRIC POWER DISTRIBUTION PLC | SOLAR | PHOTOVOLTAIC | DATA NOT AVAILABLE | DATA NOT AVAILABLE | DATA NOT AVAILABLE | 0.225 | DATA NOT AVAILABLE | DATA NOT AVAILABLE | DATA NOT AVAILABLE | DATA NOT AVAILABLE | DATA NOT AVAILABLE | DATA NOT AVAILABLE | DATA NOT AVAILABLE | DATA NOT AVAILABLE | DATA NOT AVAILABLE | DATA NOT AVAILABLE | DATA NOT AVAILABLE | DATA NOT AVAILABLE | DATA NOT AVAILABLE | ACCEPTED TO CONNECT | DATA NOT AVAILABLE | DATA NOT AVAILABLE | DATA NOT AVAILABLE | DATA NOT AVAILABLE | DATA NOT AVAILABLE | DATA NOT AVAILABLE | 0.225 | 0 | 0 | 0 | 0 | 2022-06-10 | DATA NOT AVAILABLE | N | DATA NOT AVAILABLE | DATA NOT AVAILABLE | DATA NOT AVAILABLE | DATA NOT AVAILABLE | DATA NOT AVAILABLE | 2024-02-09
DATA NOT AVAILABLE | DATA NOT AVAILABLE | QWEW | 100KW PV / 65KW EXPORT | SMITHS FARM | BUSHTON | SWINDON | WILTSHIRE | SN4 7PX | ENGLAND | 406391 | 177721 | MINETY GSP | SWINDON | WICKFIELD FARM PV | 33 | SOUTHERN ELECTRIC POWER DISTRIBUTION PLC | SOLAR | PHOTOVOLTAIC | DATA NOT AVAILABLE | DATA NOT AVAILABLE | DATA NOT AVAILABLE | 0.1 | DATA NOT AVAILABLE | DATA NOT AVAILABLE | DATA NOT AVAILABLE | DATA NOT AVAILABLE | DATA NOT AVAILABLE | DATA NOT AVAILABLE | DATA NOT AVAILABLE | DATA NOT AVAILABLE | DATA NOT AVAILABLE | DATA NOT AVAILABLE | DATA NOT AVAILABLE | DATA NOT AVAILABLE | DATA NOT AVAILABLE | ACCEPTED TO CONNECT | DATA NOT AVAILABLE | DATA NOT AVAILABLE | DATA NOT AVAILABLE | DATA NOT AVAILABLE | DATA NOT AVAILABLE | DATA NOT AVAILABLE | 0.1 | 0.065 | 0.068421 | 0 | 0 | 2024-01-16 | DATA NOT AVAILABLE | N | DATA NOT AVAILABLE | DATA NOT AVAILABLE | DATA NOT AVAILABLE | DATA NOT AVAILABLE | DATA NOT AVAILABLE | 2024-02-09
DATA NOT AVAILABLE | DATA NOT AVAILABLE | REDACTED | REDACTED | REDACTED | REDACTED | REDACTED | REDACTED | AB21 0 | SCOTLAND | REDACTED | REDACTED | DYCE | DATA NOT APPLICABLE | KINGSEAT | 11 | SCOTTISH HYDRO ELECTRIC POWER DISTRIBUTION PLC | SOLAR | PHOTOVOLTAIC | DATA NOT AVAILABLE | DATA NOT AVAILABLE | DATA NOT AVAILABLE | 0.536 | DATA NOT AVAILABLE | DATA NOT AVAILABLE | DATA NOT AVAILABLE | DATA NOT AVAILABLE | DATA NOT AVAILABLE | DATA NOT AVAILABLE | DATA NOT AVAILABLE | DATA NOT AVAILABLE | DATA NOT AVAILABLE | DATA NOT AVAILABLE | DATA NOT AVAILABLE | DATA NOT AVAILABLE | DATA NOT AVAILABLE | ACCEPTED TO CONNECT | DATA NOT AVAILABLE | DATA NOT AVAILABLE | DATA NOT AVAILABLE | DATA NOT AVAILABLE | DATA NOT AVAILABLE | DATA NOT AVAILABLE | 0.536 | 0.536 | 0.56421 | 0.212 | 0.22316 | 2024-01-23 | DATA NOT AVAILABLE | N | DATA NOT AVAILABLE | DATA NOT AVAILABLE | DATA NOT AVAILABLE | DATA NOT AVAILABLE | DATA NOT AVAILABLE | 2024-02-09
DATA NOT AVAILABLE | DATA NOT AVAILABLE | REDACTED | REDACTED | REDACTED | REDACTED | REDACTED | REDACTED | TW3 1 | ENGLAND | REDACTED | REDACTED | EALING GSP | DATA NOT APPLICABLE | BRIDGE ROAD | 11 | SOUTHERN ELECTRIC POWER DISTRIBUTION PLC | SOLAR | PHOTOVOLTAIC | DATA NOT AVAILABLE | DATA NOT AVAILABLE | DATA NOT AVAILABLE | 0.09 | DATA NOT AVAILABLE | DATA NOT AVAILABLE | DATA NOT AVAILABLE | DATA NOT AVAILABLE | DATA NOT AVAILABLE | DATA NOT AVAILABLE | DATA NOT AVAILABLE | DATA NOT AVAILABLE | DATA NOT AVAILABLE | DATA NOT AVAILABLE | DATA NOT AVAILABLE | DATA NOT AVAILABLE | DATA NOT AVAILABLE | ACCEPTED TO CONNECT | DATA NOT AVAILABLE | DATA NOT AVAILABLE | DATA NOT AVAILABLE | DATA NOT AVAILABLE | DATA NOT AVAILABLE | DATA NOT AVAILABLE | 0.09 | 0.09 | 0.094737 | 0 | 0 | 2024-01-10 | DATA NOT AVAILABLE | N | DATA NOT AVAILABLE | DATA NOT AVAILABLE | DATA NOT AVAILABLE | DATA NOT AVAILABLE | DATA NOT AVAILABLE | 2024-02-09
DATA NOT AVAILABLE | DATA NOT AVAILABLE | REDACTED | REDACTED | REDACTED | REDACTED | REDACTED | REDACTED | SO15 1 | ENGLAND | REDACTED | REDACTED | NURSLING GSP | SOUTHAMPTON | WESTERN ESPLANADE | 11 | SOUTHERN ELECTRIC POWER DISTRIBUTION PLC | SOLAR | PHOTOVOLTAIC | DATA NOT AVAILABLE | DATA NOT AVAILABLE | DATA NOT AVAILABLE | 0.6 | DATA NOT AVAILABLE | DATA NOT AVAILABLE | DATA NOT AVAILABLE | DATA NOT AVAILABLE | DATA NOT AVAILABLE | DATA NOT AVAILABLE | DATA NOT AVAILABLE | DATA NOT AVAILABLE | DATA NOT AVAILABLE | DATA NOT AVAILABLE | DATA NOT AVAILABLE | DATA NOT AVAILABLE | DATA NOT AVAILABLE | ACCEPTED TO CONNECT | DATA NOT AVAILABLE | DATA NOT AVAILABLE | DATA NOT AVAILABLE | DATA NOT AVAILABLE | DATA NOT AVAILABLE | DATA NOT AVAILABLE | 0.6 | 0 | 0 | 0 | 0 | 2024-01-08 | DATA NOT AVAILABLE | N | DATA NOT AVAILABLE | DATA NOT AVAILABLE | DATA NOT AVAILABLE | DATA NOT AVAILABLE | DATA NOT AVAILABLE | 2024-02-09
DATA NOT AVAILABLE | DATA NOT AVAILABLE | REDACTED | REDACTED | REDACTED | REDACTED | REDACTED | REDACTED | DD4 8 | SCOTLAND | REDACTED | REDACTED | MILTON OF CRAIGIE | DATA NOT APPLICABLE | MILTON OF CRAIGIE | 11 | SCOTTISH HYDRO ELECTRIC POWER DISTRIBUTION PLC | SOLAR | PHOTOVOLTAIC | DATA NOT AVAILABLE | DATA NOT AVAILABLE | DATA NOT AVAILABLE | 0.171 | DATA NOT AVAILABLE | DATA NOT AVAILABLE | DATA NOT AVAILABLE | DATA NOT AVAILABLE | DATA NOT AVAILABLE | DATA NOT AVAILABLE | DATA NOT AVAILABLE | DATA NOT AVAILABLE | DATA NOT AVAILABLE | DATA NOT AVAILABLE | DATA NOT AVAILABLE | DATA NOT AVAILABLE | DATA NOT AVAILABLE | ACCEPTED TO CONNECT | DATA NOT AVAILABLE | DATA NOT AVAILABLE | DATA NOT AVAILABLE | DATA NOT AVAILABLE | DATA NOT AVAILABLE | DATA NOT AVAILABLE | 0.171 | 0.171 | 0.18 | 0.614 | 0.64632 | 2024-01-19 | DATA NOT AVAILABLE | N | DATA NOT AVAILABLE | DATA NOT AVAILABLE | DATA NOT AVAILABLE | DATA NOT AVAILABLE | DATA NOT AVAILABLE | 2024-02-09
DATA NOT AVAILABLE | DATA NOT AVAILABLE | REDACTED | REDACTED | REDACTED | REDACTED | REDACTED | REDACTED | BH15 4 | ENGLAND | REDACTED | REDACTED | MANNINGTON GSP | HAMWORTHY | HAMWORTHY | 11 | SOUTHERN ELECTRIC POWER DISTRIBUTION PLC | SOLAR | PHOTOVOLTAIC | DATA NOT AVAILABLE | DATA NOT AVAILABLE | DATA NOT AVAILABLE | 0.035 | DATA NOT AVAILABLE | DATA NOT AVAILABLE | DATA NOT AVAILABLE | DATA NOT AVAILABLE | DATA NOT AVAILABLE | DATA NOT AVAILABLE | DATA NOT AVAILABLE | DATA NOT AVAILABLE | DATA NOT AVAILABLE | DATA NOT AVAILABLE | DATA NOT AVAILABLE | DATA NOT AVAILABLE | DATA NOT AVAILABLE | ACCEPTED TO CONNECT | DATA NOT AVAILABLE | DATA NOT AVAILABLE | DATA NOT AVAILABLE | DATA NOT AVAILABLE | DATA NOT AVAILABLE | DATA NOT AVAILABLE | 0.035 | 0.035 | 0.036842 | 0.069 | 0.072632 | 2024-02-02 | 2024-04-16 | N | DATA NOT AVAILABLE | DATA NOT AVAILABLE | DATA NOT AVAILABLE | DATA NOT AVAILABLE | DATA NOT AVAILABLE | 2024-02-09
DATA NOT AVAILABLE | DATA NOT AVAILABLE | REDACTED | REDACTED | REDACTED | REDACTED | REDACTED | REDACTED | IV25 3 | SCOTLAND | REDACTED | REDACTED | BRORA | DATA NOT APPLICABLE | DORNOCH | 11 | SCOTTISH HYDRO ELECTRIC POWER DISTRIBUTION PLC | SOLAR | PHOTOVOLTAIC | DATA NOT AVAILABLE | DATA NOT AVAILABLE | DATA NOT AVAILABLE | 0.046 | DATA NOT AVAILABLE | DATA NOT AVAILABLE | DATA NOT AVAILABLE | DATA NOT AVAILABLE | DATA NOT AVAILABLE | DATA NOT AVAILABLE | DATA NOT AVAILABLE | DATA NOT AVAILABLE | DATA NOT AVAILABLE | DATA NOT AVAILABLE | DATA NOT AVAILABLE | DATA NOT AVAILABLE | DATA NOT AVAILABLE | ACCEPTED TO CONNECT | DATA NOT AVAILABLE | DATA NOT AVAILABLE | DATA NOT AVAILABLE | DATA NOT AVAILABLE | DATA NOT AVAILABLE | DATA NOT AVAILABLE | 0.046 | 0 | 0 | 0.276 | 0.29053 | 2024-02-05 | DATA NOT AVAILABLE | N | DATA NOT AVAILABLE | DATA NOT AVAILABLE | DATA NOT AVAILABLE | DATA NOT AVAILABLE | DATA NOT AVAILABLE | 2024-02-09
DATA NOT AVAILABLE | DATA NOT AVAILABLE | KDM ARCHITECTS LTD | REQUOTE - QUOTE ASAP | 21 X 0.75KW PV, FORMER ST VINCENT PRIMARY SCHOOL SITE | PITKERRO ROAD | DUNDEE | DUNDEE CITY | DD4 8DG | SCOTLAND | 342380 | 732554 | MILTON OF CRAIGIE | DATA NOT APPLICABLE | OLD CRAIGIE ROAD | 11 | SCOTTISH HYDRO ELECTRIC POWER DISTRIBUTION PLC | SOLAR | PHOTOVOLTAIC | DATA NOT AVAILABLE | DATA NOT AVAILABLE | DATA NOT AVAILABLE | 0.016 | DATA NOT AVAILABLE | DATA NOT AVAILABLE | DATA NOT AVAILABLE | DATA NOT AVAILABLE | DATA NOT AVAILABLE | DATA NOT AVAILABLE | DATA NOT AVAILABLE | DATA NOT AVAILABLE | DATA NOT AVAILABLE | DATA NOT AVAILABLE | DATA NOT AVAILABLE | DATA NOT AVAILABLE | DATA NOT AVAILABLE | ACCEPTED TO CONNECT | DATA NOT AVAILABLE | DATA NOT AVAILABLE | DATA NOT AVAILABLE | DATA NOT AVAILABLE | DATA NOT AVAILABLE | DATA NOT AVAILABLE | 0.016 | 0.016 | 0.016842 | 0.084 | 0.088421 | 2024-02-23 | DATA NOT AVAILABLE | N | DATA NOT AVAILABLE | DATA NOT AVAILABLE | DATA NOT AVAILABLE | DATA NOT AVAILABLE | DATA NOT AVAILABLE | 2024-03-11
DATA NOT AVAILABLE | DATA NOT AVAILABLE | PREMIER PROPERTIES | DATA NOT AVAILABLE | COPPERFIELD | MID BALADO | KINROSS | PERTHSHIRE | KY13 0NH | SCOTLAND | 309485 | 702420 | ABERNETHY | DATA NOT APPLICABLE | MILNATHORT | 11 | SCOTTISH HYDRO ELECTRIC POWER DISTRIBUTION PLC | SOLAR | PHOTOVOLTAIC | DATA NOT AVAILABLE | DATA NOT AVAILABLE | DATA NOT AVAILABLE | 0.033 | DATA NOT AVAILABLE | DATA NOT AVAILABLE | DATA NOT AVAILABLE | DATA NOT AVAILABLE | DATA NOT AVAILABLE | DATA NOT AVAILABLE | DATA NOT AVAILABLE | DATA NOT AVAILABLE | DATA NOT AVAILABLE | DATA NOT AVAILABLE | DATA NOT AVAILABLE | DATA NOT AVAILABLE | DATA NOT AVAILABLE | ACCEPTED TO CONNECT | DATA NOT AVAILABLE | DATA NOT AVAILABLE | DATA NOT AVAILABLE | DATA NOT AVAILABLE | DATA NOT AVAILABLE | DATA NOT AVAILABLE | 0.033 | 0.033 | 0.034737 | 0.097 | 0.10211 | 2024-02-21 | DATA NOT AVAILABLE | N | DATA NOT AVAILABLE | DATA NOT AVAILABLE | DATA NOT AVAILABLE | DATA NOT AVAILABLE | DATA NOT AVAILABLE | 2024-03-11
DATA NOT AVAILABLE | DATA NOT AVAILABLE | GTC | 300KW PV | DATA NOT AVAILABLE | THE PARKWAY | ABERDEEN | ABERDEEN CITY | AB22 8AL | SCOTLAND | 391872 | 810435 | PERSLEY | DATA NOT APPLICABLE | WHITESTRIPES | 11 | SCOTTISH HYDRO ELECTRIC POWER DISTRIBUTION PLC | SOLAR | PHOTOVOLTAIC | DATA NOT AVAILABLE | DATA NOT AVAILABLE | DATA NOT AVAILABLE | 0.3 | DATA NOT AVAILABLE | DATA NOT AVAILABLE | DATA NOT AVAILABLE | DATA NOT AVAILABLE | DATA NOT AVAILABLE | DATA NOT AVAILABLE | DATA NOT AVAILABLE | DATA NOT AVAILABLE | DATA NOT AVAILABLE | DATA NOT AVAILABLE | DATA NOT AVAILABLE | DATA NOT AVAILABLE | DATA NOT AVAILABLE | ACCEPTED TO CONNECT | DATA NOT AVAILABLE | DATA NOT AVAILABLE | DATA NOT AVAILABLE | DATA NOT AVAILABLE | DATA NOT AVAILABLE | DATA NOT AVAILABLE | 0.3 | 0.3 | 0.31579 | 0.577 | 0.60737 | 2024-02-05 | DATA NOT AVAILABLE | N | DATA NOT AVAILABLE | DATA NOT AVAILABLE | DATA NOT AVAILABLE | DATA NOT AVAILABLE | DATA NOT AVAILABLE | 2024-03-11
DATA NOT AVAILABLE | DATA NOT AVAILABLE | REDACTED | REDACTED | REDACTED | REDACTED | REDACTED | REDACTED | RG14 5 | ENGLAND | REDACTED | REDACTED | BRAMLEY (ANDO-THAT) | THATCHAM | RIVERSIDE | 11 | SOUTHERN ELECTRIC POWER DISTRIBUTION PLC | SOLAR | PHOTOVOLTAIC | DATA NOT AVAILABLE | DATA NOT AVAILABLE | DATA NOT AVAILABLE | 0.12 | DATA NOT AVAILABLE | DATA NOT AVAILABLE | DATA NOT AVAILABLE | DATA NOT AVAILABLE | DATA NOT AVAILABLE | DATA NOT AVAILABLE | DATA NOT AVAILABLE | DATA NOT AVAILABLE | DATA NOT AVAILABLE | DATA NOT AVAILABLE | DATA NOT AVAILABLE | DATA NOT AVAILABLE | DATA NOT AVAILABLE | ACCEPTED TO CONNECT | DATA NOT AVAILABLE | DATA NOT AVAILABLE | DATA NOT AVAILABLE | DATA NOT AVAILABLE | DATA NOT AVAILABLE | DATA NOT AVAILABLE | 0.12 | 0.12 | 0.12632 | 0 | 0 | 2024-02-09 | DATA NOT AVAILABLE | N | DATA NOT AVAILABLE | DATA NOT AVAILABLE | DATA NOT AVAILABLE | DATA NOT AVAILABLE | DATA NOT AVAILABLE | 2024-03-11
DATA NOT AVAILABLE | DATA NOT AVAILABLE | SYZYGY RENEWABLES | (AM) 200KW PV | UNIT 1 | ACRE ROAD | READING | BERKSHIRE | RG2 0SU | ENGLAND | 471191 | 169971 | BRAMLEY (FLEE) | READING | NORTHUMBERLAND AVENUE | 11 | SOUTHERN ELECTRIC POWER DISTRIBUTION PLC | SOLAR | PHOTOVOLTAIC | DATA NOT AVAILABLE | DATA NOT AVAILABLE | DATA NOT AVAILABLE | 0.2 | DATA NOT AVAILABLE | DATA NOT AVAILABLE | DATA NOT AVAILABLE | DATA NOT AVAILABLE | DATA NOT AVAILABLE | DATA NOT AVAILABLE | DATA NOT AVAILABLE | DATA NOT AVAILABLE | DATA NOT AVAILABLE | DATA NOT AVAILABLE | DATA NOT AVAILABLE | DATA NOT AVAILABLE | DATA NOT AVAILABLE | ACCEPTED TO CONNECT | DATA NOT AVAILABLE | DATA NOT AVAILABLE | DATA NOT AVAILABLE | DATA NOT AVAILABLE | DATA NOT AVAILABLE | DATA NOT AVAILABLE | 0.2 | 0.2 | 0.21053 | 0 | 0 | 2024-02-19 | DATA NOT AVAILABLE | N | DATA NOT AVAILABLE | DATA NOT AVAILABLE | DATA NOT AVAILABLE | DATA NOT AVAILABLE | DATA NOT AVAILABLE | 2024-03-11
DATA NOT AVAILABLE | DATA NOT AVAILABLE | REDACTED | REDACTED | REDACTED | REDACTED | REDACTED | REDACTED | SN15 3 | ENGLAND | REDACTED | REDACTED | MELKSHAM GSP | CHIPPENHAM | COCKLEBURY | 11 | SOUTHERN ELECTRIC POWER DISTRIBUTION PLC | SOLAR | PHOTOVOLTAIC | DATA NOT AVAILABLE | DATA NOT AVAILABLE | DATA NOT AVAILABLE | 0.08 | DATA NOT AVAILABLE | DATA NOT AVAILABLE | DATA NOT AVAILABLE | DATA NOT AVAILABLE | DATA NOT AVAILABLE | DATA NOT AVAILABLE | DATA NOT AVAILABLE | DATA NOT AVAILABLE | DATA NOT AVAILABLE | DATA NOT AVAILABLE | DATA NOT AVAILABLE | DATA NOT AVAILABLE | DATA NOT AVAILABLE | ACCEPTED TO CONNECT | DATA NOT AVAILABLE | DATA NOT AVAILABLE | DATA NOT AVAILABLE | DATA NOT AVAILABLE | DATA NOT AVAILABLE | DATA NOT AVAILABLE | 0.08 | 0.08 | 0.084211 | 0 | 0 | 2024-02-14 | DATA NOT AVAILABLE | N | DATA NOT AVAILABLE | DATA NOT AVAILABLE | DATA NOT AVAILABLE | DATA NOT AVAILABLE | DATA NOT AVAILABLE | 2024-03-11
DATA NOT AVAILABLE | DATA NOT AVAILABLE | REDACTED | REDACTED | REDACTED | REDACTED | REDACTED | REDACTED | HP9 1T | ENGLAND | REDACTED | REDACTED | IVER 132KV | DENHAM | BEACONSFIELD | 6.6 | SOUTHERN ELECTRIC POWER DISTRIBUTION PLC | SOLAR | PHOTOVOLTAIC | DATA NOT AVAILABLE | DATA NOT AVAILABLE | DATA NOT AVAILABLE | 0.112 | DATA NOT AVAILABLE | DATA NOT AVAILABLE | DATA NOT AVAILABLE | DATA NOT AVAILABLE | DATA NOT AVAILABLE | DATA NOT AVAILABLE | DATA NOT AVAILABLE | DATA NOT AVAILABLE | DATA NOT AVAILABLE | DATA NOT AVAILABLE | DATA NOT AVAILABLE | DATA NOT AVAILABLE | DATA NOT AVAILABLE | ACCEPTED TO CONNECT | DATA NOT AVAILABLE | DATA NOT AVAILABLE | DATA NOT AVAILABLE | DATA NOT AVAILABLE | DATA NOT AVAILABLE | DATA NOT AVAILABLE | 0.112 | 0.112 | 0.11789 | 0 | 0 | 2024-02-23 | DATA NOT AVAILABLE | N | DATA NOT AVAILABLE | DATA NOT AVAILABLE | DATA NOT AVAILABLE | DATA NOT AVAILABLE | DATA NOT AVAILABLE | 2024-03-11
DATA NOT AVAILABLE | DATA NOT AVAILABLE | REDACTED | REDACTED | REDACTED | REDACTED | REDACTED | REDACTED | PA23 8 | SCOTLAND | REDACTED | REDACTED | DUNOON | DATA NOT APPLICABLE | SANDBANK | 11 | SCOTTISH HYDRO ELECTRIC POWER DISTRIBUTION PLC | HYDRO (TO BE CONFIRMED) | HYDRO POWER SYSTEM | DATA NOT AVAILABLE | DATA NOT AVAILABLE | DATA NOT AVAILABLE | 0.004 | DATA NOT AVAILABLE | DATA NOT AVAILABLE | DATA NOT AVAILABLE | DATA NOT AVAILABLE | DATA NOT AVAILABLE | DATA NOT AVAILABLE | DATA NOT AVAILABLE | DATA NOT AVAILABLE | DATA NOT AVAILABLE | DATA NOT AVAILABLE | DATA NOT AVAILABLE | DATA NOT AVAILABLE | DATA NOT AVAILABLE | ACCEPTED TO CONNECT | DATA NOT AVAILABLE | DATA NOT AVAILABLE | DATA NOT AVAILABLE | DATA NOT AVAILABLE | DATA NOT AVAILABLE | DATA NOT AVAILABLE | 0.004 | 0.004 | 0.0042105 | 0.096 | 0.10105 | 2024-02-06 | DATA NOT AVAILABLE | N | DATA NOT AVAILABLE | DATA NOT AVAILABLE | DATA NOT AVAILABLE | DATA NOT AVAILABLE | DATA NOT AVAILABLE | 2024-03-11
DATA NOT AVAILABLE | DATA NOT AVAILABLE | REDACTED | REDACTED | REDACTED | REDACTED | REDACTED | REDACTED | UB2 5L | ENGLAND | REDACTED | REDACTED | NORTH HYDE GSP | DATA NOT APPLICABLE | NORTH HYDE | 11 | SOUTHERN ELECTRIC POWER DISTRIBUTION PLC | SOLAR | PHOTOVOLTAIC | DATA NOT AVAILABLE | DATA NOT AVAILABLE | DATA NOT AVAILABLE | 0.4 | DATA NOT AVAILABLE | DATA NOT AVAILABLE | DATA NOT AVAILABLE | DATA NOT AVAILABLE | DATA NOT AVAILABLE | DATA NOT AVAILABLE | DATA NOT AVAILABLE | DATA NOT AVAILABLE | DATA NOT AVAILABLE | DATA NOT AVAILABLE | DATA NOT AVAILABLE | DATA NOT AVAILABLE | DATA NOT AVAILABLE | ACCEPTED TO CONNECT | DATA NOT AVAILABLE | DATA NOT AVAILABLE | DATA NOT AVAILABLE | DATA NOT AVAILABLE | DATA NOT AVAILABLE | DATA NOT AVAILABLE | 0.4 | 0.4 | 0.42105 | 0 | 0 | 2024-02-29 | DATA NOT AVAILABLE | N | DATA NOT AVAILABLE | DATA NOT AVAILABLE | DATA NOT AVAILABLE | DATA NOT AVAILABLE | DATA NOT AVAILABLE | 2024-03-11
DATA NOT AVAILABLE | DATA NOT AVAILABLE | REDACTED | REDACTED | REDACTED | REDACTED | REDACTED | REDACTED | AB33 8N | SCOTLAND | REDACTED | REDACTED | TARLAND | DATA NOT APPLICABLE | MOSSAT | 11 | SOUTHERN ELECTRIC POWER DISTRIBUTION PLC | SOLAR | PHOTOVOLTAIC | DATA NOT AVAILABLE | DATA NOT AVAILABLE | DATA NOT AVAILABLE | 0.05 | DATA NOT AVAILABLE | DATA NOT AVAILABLE | DATA NOT AVAILABLE | DATA NOT AVAILABLE | DATA NOT AVAILABLE | DATA NOT AVAILABLE | DATA NOT AVAILABLE | DATA NOT AVAILABLE | DATA NOT AVAILABLE | DATA NOT AVAILABLE | DATA NOT AVAILABLE | DATA NOT AVAILABLE | DATA NOT AVAILABLE | ACCEPTED TO CONNECT | DATA NOT AVAILABLE | DATA NOT AVAILABLE | DATA NOT AVAILABLE | DATA NOT AVAILABLE | DATA NOT AVAILABLE | DATA NOT AVAILABLE | 0.05 | 0.05 | 0.052632 | 0.139 | 0.14632 | 2024-02-22 | DATA NOT AVAILABLE | N | DATA NOT AVAILABLE | DATA NOT AVAILABLE | DATA NOT AVAILABLE | DATA NOT AVAILABLE | DATA NOT AVAILABLE | 2024-03-11
DATA NOT AVAILABLE | DATA NOT AVAILABLE | REDACTED | REDACTED | REDACTED | REDACTED | REDACTED | REDACTED | SP11 0 | ENGLAND | REDACTED | REDACTED | MELKSHAM GSP | ANDOVER | HURSTBOURNE TARRANT | 11 | SOUTHERN ELECTRIC POWER DISTRIBUTION PLC | SOLAR | PHOTOVOLTAIC | DATA NOT AVAILABLE | DATA NOT AVAILABLE | DATA NOT AVAILABLE | 0.6 | STORED ENERGY (ALL STORED ENERGY IRRESPECTVE OF THE ORIGINAL ENERGY SOURCE) | STORAGE - ELECTROCHEMICAL (BATTERIES) | DATA NOT AVAILABLE | DATA NOT AVAILABLE | DATA NOT AVAILABLE | 0.53 | DATA NOT AVAILABLE | DATA NOT AVAILABLE | DATA NOT AVAILABLE | DATA NOT AVAILABLE | DATA NOT AVAILABLE | DATA NOT AVAILABLE | DATA NOT AVAILABLE | ACCEPTED TO CONNECT | DATA NOT AVAILABLE | DATA NOT AVAILABLE | DATA NOT AVAILABLE | DATA NOT AVAILABLE | DATA NOT AVAILABLE | DATA NOT AVAILABLE | 0.6 | 0.6 | 0.63158 | 0.53 | 0.55789 | 2024-03-01 | DATA NOT AVAILABLE | N | DATA NOT AVAILABLE | DATA NOT AVAILABLE | DATA NOT AVAILABLE | DATA NOT AVAILABLE | DATA NOT AVAILABLE | 2024-03-11
DATA NOT AVAILABLE | DATA NOT AVAILABLE | REDACTED | REDACTED | REDACTED | REDACTED | REDACTED | REDACTED | DD2 3T | SCOTLAND | REDACTED | REDACTED | LYNDHURST | DATA NOT APPLICABLE | MACALPINE ROAD | 11 | SCOTTISH HYDRO ELECTRIC POWER DISTRIBUTION PLC | SOLAR | PHOTOVOLTAIC | DATA NOT AVAILABLE | DATA NOT AVAILABLE | DATA NOT AVAILABLE | 0.015 | DATA NOT AVAILABLE | DATA NOT AVAILABLE | DATA NOT AVAILABLE | DATA NOT AVAILABLE | DATA NOT AVAILABLE | DATA NOT AVAILABLE | DATA NOT AVAILABLE | DATA NOT AVAILABLE | DATA NOT AVAILABLE | DATA NOT AVAILABLE | DATA NOT AVAILABLE | DATA NOT AVAILABLE | DATA NOT AVAILABLE | ACCEPTED TO CONNECT | DATA NOT AVAILABLE | DATA NOT AVAILABLE | DATA NOT AVAILABLE | DATA NOT AVAILABLE | DATA NOT AVAILABLE | DATA NOT AVAILABLE | 0.015 | 0.015 | 0.015789 | 0.25 | 0.26316 | 2024-02-07 | DATA NOT AVAILABLE | N | DATA NOT AVAILABLE | DATA NOT AVAILABLE | DATA NOT AVAILABLE | DATA NOT AVAILABLE | DATA NOT AVAILABLE | 2024-03-11
DATA NOT AVAILABLE | DATA NOT AVAILABLE | REDACTED | REDACTED | REDACTED | REDACTED | REDACTED | REDACTED | DD1 1Q | SCOTLAND | REDACTED | REDACTED | GLENAGNES | DATA NOT APPLICABLE | OVERGATE | 11 | SCOTTISH HYDRO ELECTRIC POWER DISTRIBUTION PLC | SOLAR | PHOTOVOLTAIC | DATA NOT AVAILABLE | DATA NOT AVAILABLE | DATA NOT AVAILABLE | 0.05 | DATA NOT AVAILABLE | DATA NOT AVAILABLE | DATA NOT AVAILABLE | DATA NOT AVAILABLE | DATA NOT AVAILABLE | DATA NOT AVAILABLE | DATA NOT AVAILABLE | DATA NOT AVAILABLE | DATA NOT AVAILABLE | DATA NOT AVAILABLE | DATA NOT AVAILABLE | DATA NOT AVAILABLE | DATA NOT AVAILABLE | ACCEPTED TO CONNECT | DATA NOT AVAILABLE | DATA NOT AVAILABLE | DATA NOT AVAILABLE | DATA NOT AVAILABLE | DATA NOT AVAILABLE | DATA NOT AVAILABLE | 0.05 | 0.05 | 0.052632 | 0.4 | 0.42105 | 2024-02-28 | DATA NOT AVAILABLE | N | DATA NOT AVAILABLE | DATA NOT AVAILABLE | DATA NOT AVAILABLE | DATA NOT AVAILABLE | DATA NOT AVAILABLE | 2024-03-11
DATA NOT AVAILABLE | DATA NOT AVAILABLE | REDACTED | REDACTED | REDACTED | REDACTED | REDACTED | REDACTED | TW16 5 | ENGLAND | REDACTED | REDACTED | LALEHAM | STAINES | SUNBURY CROSS | 11 | SOUTHERN ELECTRIC POWER DISTRIBUTION PLC | SOLAR | PHOTOVOLTAIC | DATA NOT AVAILABLE | DATA NOT AVAILABLE | DATA NOT AVAILABLE | 0.1 | DATA NOT AVAILABLE | DATA NOT AVAILABLE | DATA NOT AVAILABLE | DATA NOT AVAILABLE | DATA NOT AVAILABLE | DATA NOT AVAILABLE | DATA NOT AVAILABLE | DATA NOT AVAILABLE | DATA NOT AVAILABLE | DATA NOT AVAILABLE | DATA NOT AVAILABLE | DATA NOT AVAILABLE | DATA NOT AVAILABLE | ACCEPTED TO CONNECT | DATA NOT AVAILABLE | DATA NOT AVAILABLE | DATA NOT AVAILABLE | DATA NOT AVAILABLE | DATA NOT AVAILABLE | DATA NOT AVAILABLE | 0.1 | 0.05 | 0.052632 | 0 | 0 | 2024-02-19 | DATA NOT AVAILABLE | N | DATA NOT AVAILABLE | DATA NOT AVAILABLE | DATA NOT AVAILABLE | DATA NOT AVAILABLE | DATA NOT AVAILABLE | 2024-03-11
DATA NOT AVAILABLE | DATA NOT AVAILABLE | REDACTED | REDACTED | REDACTED | REDACTED | REDACTED | REDACTED | AB45 2 | SCOTLAND | REDACTED | REDACTED | MACDUFF | DATA NOT APPLICABLE | MACDUFF | 11 | SCOTTISH HYDRO ELECTRIC POWER DISTRIBUTION PLC | SOLAR | PHOTOVOLTAIC | DATA NOT AVAILABLE | DATA NOT AVAILABLE | DATA NOT AVAILABLE | 0.019 | DATA NOT AVAILABLE | DATA NOT AVAILABLE | DATA NOT AVAILABLE | DATA NOT AVAILABLE | DATA NOT AVAILABLE | DATA NOT AVAILABLE | DATA NOT AVAILABLE | DATA NOT AVAILABLE | DATA NOT AVAILABLE | DATA NOT AVAILABLE | DATA NOT AVAILABLE | DATA NOT AVAILABLE | DATA NOT AVAILABLE | ACCEPTED TO CONNECT | DATA NOT AVAILABLE | DATA NOT AVAILABLE | DATA NOT AVAILABLE | DATA NOT AVAILABLE | DATA NOT AVAILABLE | DATA NOT AVAILABLE | 0.019 | 0.019 | 0.02 | 0.066 | 0.069474 | 2024-02-05 | DATA NOT AVAILABLE | N | DATA NOT AVAILABLE | DATA NOT AVAILABLE | DATA NOT AVAILABLE | DATA NOT AVAILABLE | DATA NOT AVAILABLE | 2024-03-11
DATA NOT AVAILABLE | DATA NOT AVAILABLE | CSEP-POC CONNECTIONS | 90KW PV - SNOWDROP PLACE CARE HOME | SNOWDROP PLACE CARE HOME | PAVILION ROAD HEDGE END | SOUTHAMPTON | HAMPSHIRE | SO30 2ZS | ENGLAND | 450053 | 113517 | BOTLEY WOOD GSP | NETLEY COMMON | DATA NOT AVAILABLE | HV | SOUTHERN ELECTRIC POWER DISTRIBUTION PLC | SOLAR | PHOTOVOLTAIC | DATA NOT AVAILABLE | DATA NOT AVAILABLE | DATA NOT AVAILABLE | 0.09 | DATA NOT AVAILABLE | DATA NOT AVAILABLE | DATA NOT AVAILABLE | DATA NOT AVAILABLE | DATA NOT AVAILABLE | DATA NOT AVAILABLE | DATA NOT AVAILABLE | DATA NOT AVAILABLE | DATA NOT AVAILABLE | DATA NOT AVAILABLE | DATA NOT AVAILABLE | DATA NOT AVAILABLE | DATA NOT AVAILABLE | ACCEPTED TO CONNECT | DATA NOT AVAILABLE | DATA NOT AVAILABLE | DATA NOT AVAILABLE | DATA NOT AVAILABLE | DATA NOT AVAILABLE | DATA NOT AVAILABLE | 0.09 | 0.09 | 0.094737 | 0 | 0 | 2024-02-14 | DATA NOT AVAILABLE | N | DATA NOT AVAILABLE | DATA NOT AVAILABLE | DATA NOT AVAILABLE | DATA NOT AVAILABLE | DATA NOT AVAILABLE | 2024-03-11
DATA NOT AVAILABLE | DATA NOT AVAILABLE | CSEP-POC CONNECTIONS | 160KW PV | LIDL FOOD STORE | CHRISTCHURCH ROAD WEST PARLEY | FERNDOWN | DORSET | BH22 8EB | ENGLAND | 408404 | 97893 | MANNINGTON GSP | REDHILL | DATA NOT AVAILABLE | LV | SOUTHERN ELECTRIC POWER DISTRIBUTION PLC | SOLAR | PHOTOVOLTAIC | DATA NOT AVAILABLE | DATA NOT AVAILABLE | DATA NOT AVAILABLE | 0.16 | DATA NOT AVAILABLE | DATA NOT AVAILABLE | DATA NOT AVAILABLE | DATA NOT AVAILABLE | DATA NOT AVAILABLE | DATA NOT AVAILABLE | DATA NOT AVAILABLE | DATA NOT AVAILABLE | DATA NOT AVAILABLE | DATA NOT AVAILABLE | DATA NOT AVAILABLE | DATA NOT AVAILABLE | DATA NOT AVAILABLE | ACCEPTED TO CONNECT | DATA NOT AVAILABLE | DATA NOT AVAILABLE | DATA NOT AVAILABLE | DATA NOT AVAILABLE | DATA NOT AVAILABLE | DATA NOT AVAILABLE | 0.16 | 0.16 | 0.16842 | 0 | 0 | 2024-02-15 | DATA NOT AVAILABLE | N | DATA NOT AVAILABLE | DATA NOT AVAILABLE | DATA NOT AVAILABLE | DATA NOT AVAILABLE | DATA NOT AVAILABLE | 2024-03-11
DATA NOT AVAILABLE | DATA NOT AVAILABLE | REDACTED | REDACTED | REDACTED | REDACTED | REDACTED | REDACTED | RG40 4 | ENGLAND | REDACTED | REDACTED | BRAMLEY (FLEE) | CAMBERLEY MAIN | CROWTHORNE | 11 | SOUTHERN ELECTRIC POWER DISTRIBUTION PLC | SOLAR | PHOTOVOLTAIC | DATA NOT AVAILABLE | DATA NOT AVAILABLE | DATA NOT AVAILABLE | 0.14 | DATA NOT AVAILABLE | DATA NOT AVAILABLE | DATA NOT AVAILABLE | DATA NOT AVAILABLE | DATA NOT AVAILABLE | DATA NOT AVAILABLE | DATA NOT AVAILABLE | DATA NOT AVAILABLE | DATA NOT AVAILABLE | DATA NOT AVAILABLE | DATA NOT AVAILABLE | DATA NOT AVAILABLE | DATA NOT AVAILABLE | ACCEPTED TO CONNECT | DATA NOT AVAILABLE | DATA NOT AVAILABLE | DATA NOT AVAILABLE | DATA NOT AVAILABLE | DATA NOT AVAILABLE | DATA NOT AVAILABLE | 0.14 | 0.14 | 0.14737 | 0 | 0 | 2024-02-29 | DATA NOT AVAILABLE | N | DATA NOT AVAILABLE | DATA NOT AVAILABLE | DATA NOT AVAILABLE | DATA NOT AVAILABLE | DATA NOT AVAILABLE | 2024-03-11

## Register Part 1 - ≥1MW
General Data | [36 empty] | Already Connected | [5 empty] | Accepted to Connect | [6 empty] | Services Provided |  |  | Reinforcement Works |  |  | Last Update of Data Row
Export MPAN / MSID | Import MPAN / MSID | Customer Name | Customer Site | Address Line 1 | Address Line 2 | Town/ City | County | Postcode | Country | Location (X-coordinate): Eastings (where data is held) | Location (y-coordinate): Northings (where data is held) | Grid Supply Point | Bulk Supply Point | Primary | Point of Connection (POC) Voltage (kV) | Licence Area | Energy Source 1 | Energy Conversion Technology 1 | CHP Cogeneration (Yes/No) | Storage Capacity 1 (MWh) | Storage Duration 1 (Hours) | Energy Source & Energy Conversion Technology 1 - Registered Capacity (MW) | Energy Source 2 | Energy Conversion Technology 2 | CHP Cogeneration 2 (Yes/No) | Storage Capacity 2 (MWh) | Storage Duration 2 (Hours) | Energy Source & Energy Conversion Technology 2 - Registered Capacity (MW) | Energy Source 3 | Energy Conversion Technology 3 | CHP Cogeneration 3 (Yes/No) | Storage Capacity 3 (MWh) | Storage Duration 3 (Hours) | Energy Source & Energy Conversion Technology 3 - Registered Capacity (MW) | Flexible Connection (Yes/No) | Connection Status | Already connected Registered Capacity (MW) | Maximum Export Capacity (MW) | Maximum Export Capacity (MVA) | Maximum Import Capacity (MW) | Maximum Import Capacity (MVA) | Date Connected | Accepted to Connect Registered Capacity (MW) | Change to Maximum Export Capacity (MW) | Change to Maximum Export Capacity (MVA) | Change to Maximum Import Capacity (MW) | Change to Maximum Import Capacity (MVA) | Date Accepted | Target Energisation Date | Distribution Service Provider (Y/N) | Transmission Service Provider (Y/N) | Reference | In a Connection Queue (Y/N) | Distribution Reinforcement Reference | Transmission Reinforcement Reference | Last Updated
1700051730846 | DATA NOT AVAILABLE | SSE GENERATION LTD | LERWICK PS G13 | LERWICK PS G13 | GREMISTA | SHETLAND | SHETLAND ISLANDS | ZE1 0PS | SCOTLAND | 446456 | 1142794 | GREMISTA | DATA NOT APPLICABLE | GREMISTA | 11 | SCOTTISH HYDRO ELECTRIC POWER DISTRIBUTION PLC | BIOFUEL LANDFILL GAS | DATA NOT AVAILABLE | NO | DATA NOT AVAILABLE | DATA NOT AVAILABLE | DATA NOT AVAILABLE | DATA NOT AVAILABLE | DATA NOT AVAILABLE | DATA NOT AVAILABLE | DATA NOT AVAILABLE | DATA NOT AVAILABLE | DATA NOT AVAILABLE | DATA NOT AVAILABLE | DATA NOT AVAILABLE | DATA NOT AVAILABLE | DATA NOT AVAILABLE | DATA NOT AVAILABLE | DATA NOT AVAILABLE | NO | CONNECTED | 4.275 | 4.275 | 4.5 | DATA NOT AVAILABLE | DATA NOT AVAILABLE | DATA NOT AVAILABLE | DATA NOT AVAILABLE | DATA NOT AVAILABLE | DATA NOT AVAILABLE | DATA NOT AVAILABLE | DATA NOT AVAILABLE | DATA NOT AVAILABLE | DATA NOT AVAILABLE | N | DATA NOT AVAILABLE | DATA NOT AVAILABLE | DATA NOT AVAILABLE | DATA NOT AVAILABLE | DATA NOT AVAILABLE | 2020-07-22
1700051730873 | DATA NOT AVAILABLE | SSE GENERATION LTD | LERWICK PS G14 | LERWICK PS G14 | LERWICK | SHETLAND | SHETLAND ISLANDS | ZE1 0PS | SCOTLAND | 446456 | 1142794 | GREMISTA | DATA NOT APPLICABLE | GREMISTA | 11 | SCOTTISH HYDRO ELECTRIC POWER DISTRIBUTION PLC | HYDROGEN | ENGINE (COMBUSTION / RECIPROCATING) | YES | DATA NOT AVAILABLE | DATA NOT AVAILABLE | DATA NOT AVAILABLE | DATA NOT AVAILABLE | DATA NOT AVAILABLE | DATA NOT AVAILABLE | DATA NOT AVAILABLE | DATA NOT AVAILABLE | DATA NOT AVAILABLE | DATA NOT AVAILABLE | DATA NOT AVAILABLE | DATA NOT AVAILABLE | DATA NOT AVAILABLE | DATA NOT AVAILABLE | DATA NOT AVAILABLE | NO | CONNECTED | 4.275 | 4.275 | 4.5 | DATA NOT AVAILABLE | DATA NOT AVAILABLE | DATA NOT AVAILABLE | DATA NOT AVAILABLE | DATA NOT AVAILABLE | DATA NOT AVAILABLE | DATA NOT AVAILABLE | DATA NOT AVAILABLE | DATA NOT AVAILABLE | DATA NOT AVAILABLE | N | DATA NOT AVAILABLE | DATA NOT AVAILABLE | DATA NOT AVAILABLE | DATA NOT AVAILABLE | DATA NOT AVAILABLE | 2020-07-22
1700051730882 | DATA NOT AVAILABLE | SSE GENERATION LTD | LERWICK PS G21 | LERWICK PS G21 | LERWICK | SHETLAND | SHETLAND ISLANDS | ZE1 0PS | SCOTLAND | 446456 | 1142794 | GREMISTA | DATA NOT APPLICABLE | GREMISTA | 11 | SCOTTISH HYDRO ELECTRIC POWER DISTRIBUTION PLC | WIND | ONSHORE WIND TURBINES | NO | DATA NOT AVAILABLE | DATA NOT AVAILABLE | DATA NOT AVAILABLE | DATA NOT AVAILABLE | DATA NOT AVAILABLE | DATA NOT AVAILABLE | DATA NOT AVAILABLE | DATA NOT AVAILABLE | DATA NOT AVAILABLE | DATA NOT AVAILABLE | DATA NOT AVAILABLE | DATA NOT AVAILABLE | DATA NOT AVAILABLE | DATA NOT AVAILABLE | DATA NOT AVAILABLE | NO | CONNECTED | 3.325 | 3.325 | 3.5 | DATA NOT AVAILABLE | DATA NOT AVAILABLE | DATA NOT AVAILABLE | DATA NOT AVAILABLE | DATA NOT AVAILABLE | DATA NOT AVAILABLE | DATA NOT AVAILABLE | DATA NOT AVAILABLE | DATA NOT AVAILABLE | DATA NOT AVAILABLE | N | DATA NOT AVAILABLE | DATA NOT AVAILABLE | DATA NOT AVAILABLE | DATA NOT AVAILABLE | DATA NOT AVAILABLE | 2020-07-22
1700051730891 | DATA NOT AVAILABLE | SSE GENERATION LTD | LERWICK PS G22 | LERWICK PS G22 | LERWICK | SHETLAND | SHETLAND ISLANDS | ZE1 0PS | SCOTLAND | 446456 | 1142794 | GREMISTA | DATA NOT APPLICABLE | GREMISTA | 11 | SCOTTISH HYDRO ELECTRIC POWER DISTRIBUTION PLC | WIND | ONSHORE WIND TURBINES | NO | DATA NOT AVAILABLE | DATA NOT AVAILABLE | DATA NOT AVAILABLE | DATA NOT AVAILABLE | DATA NOT AVAILABLE | DATA NOT AVAILABLE | DATA NOT AVAILABLE | DATA NOT AVAILABLE | DATA NOT AVAILABLE | DATA NOT AVAILABLE | DATA NOT AVAILABLE | DATA NOT AVAILABLE | DATA NOT AVAILABLE | DATA NOT AVAILABLE | DATA NOT AVAILABLE | NO | CONNECTED | 3.325 | 3.325 | 3.5 | DATA NOT AVAILABLE | DATA NOT AVAILABLE | DATA NOT AVAILABLE | DATA NOT AVAILABLE | DATA NOT AVAILABLE | DATA NOT AVAILABLE | DATA NOT AVAILABLE | DATA NOT AVAILABLE | DATA NOT AVAILABLE | DATA NOT AVAILABLE | N | DATA NOT AVAILABLE | DATA NOT AVAILABLE | DATA NOT AVAILABLE | DATA NOT AVAILABLE | DATA NOT AVAILABLE | 2020-07-22
1700051730916 | DATA NOT AVAILABLE | SSE GENERATION LTD | LERWICK PS G24 | LERWICK PS G24 | LERWICK | SHETLAND | SHETLAND ISLANDS | ZE1 0PS | SCOTLAND | 446456 | 1142794 | GREMISTA | DATA NOT APPLICABLE | GREMISTA | 11 | SCOTTISH HYDRO ELECTRIC POWER DISTRIBUTION PLC | WIND | ONSHORE WIND TURBINES | NO | DATA NOT AVAILABLE | DATA NOT AVAILABLE | DATA NOT AVAILABLE | DATA NOT AVAILABLE | DATA NOT AVAILABLE | DATA NOT AVAILABLE | DATA NOT AVAILABLE | DATA NOT AVAILABLE | DATA NOT AVAILABLE | DATA NOT AVAILABLE | DATA NOT AVAILABLE | DATA NOT AVAILABLE | DATA NOT AVAILABLE | DATA NOT AVAILABLE | DATA NOT AVAILABLE | NO | CONNECTED | 8.075 | 8.075 | 8.5 | DATA NOT AVAILABLE | DATA NOT AVAILABLE | DATA NOT AVAILABLE | DATA NOT AVAILABLE | DATA NOT AVAILABLE | DATA NOT AVAILABLE | DATA NOT AVAILABLE | DATA NOT AVAILABLE | DATA NOT AVAILABLE | DATA NOT AVAILABLE | N | DATA NOT AVAILABLE | DATA NOT AVAILABLE | DATA NOT AVAILABLE | DATA NOT AVAILABLE | DATA NOT AVAILABLE | 2020-07-22
1700051730943 | DATA NOT AVAILABLE | SSE GENERATION LTD | LERWICK PS (G23) | LERWICK PS (G23) | LERWICK | SHETLAND | SHETLAND ISLANDS | ZE1 0PS | SCOTLAND | 446456 | 1142794 | GREMISTA | DATA NOT APPLICABLE | GREMISTA | 11 | SCOTTISH HYDRO ELECTRIC POWER DISTRIBUTION PLC | WIND | ONSHORE WIND TURBINES | NO | DATA NOT AVAILABLE | DATA NOT AVAILABLE | DATA NOT AVAILABLE | DATA NOT AVAILABLE | DATA NOT AVAILABLE | DATA NOT AVAILABLE | DATA NOT AVAILABLE | DATA NOT AVAILABLE | DATA NOT AVAILABLE | DATA NOT AVAILABLE | DATA NOT AVAILABLE | DATA NOT AVAILABLE | DATA NOT AVAILABLE | DATA NOT AVAILABLE | DATA NOT AVAILABLE | NO | CONNECTED | 4.275 | 4.275 | 4.5 | DATA NOT AVAILABLE | DATA NOT AVAILABLE | DATA NOT AVAILABLE | DATA NOT AVAILABLE | DATA NOT AVAILABLE | DATA NOT AVAILABLE | DATA NOT AVAILABLE | DATA NOT AVAILABLE | DATA NOT AVAILABLE | DATA NOT AVAILABLE | N | DATA NOT AVAILABLE | DATA NOT AVAILABLE | DATA NOT AVAILABLE | DATA NOT AVAILABLE | DATA NOT AVAILABLE | 2020-07-22
1700051731088 | DATA NOT AVAILABLE | SSE GENERATION LTD | LERWICK PS (G1DATA NOT AVAILABLE) | LERWICK PS (G1DATA NOT AVAILABLE) | LERWICK | SHETLAND | SHETLAND ISLANDS | ZE1 0PS | SCOTLAND | 446456 | 1142794 | GREMISTA | DATA NOT APPLICABLE | GREMISTA | 11 | SCOTTISH HYDRO ELECTRIC POWER DISTRIBUTION PLC | WIND | ONSHORE WIND TURBINES | NO | DATA NOT AVAILABLE | DATA NOT AVAILABLE | DATA NOT AVAILABLE | DATA NOT AVAILABLE | DATA NOT AVAILABLE | DATA NOT AVAILABLE | DATA NOT AVAILABLE | DATA NOT AVAILABLE | DATA NOT AVAILABLE | DATA NOT AVAILABLE | DATA NOT AVAILABLE | DATA NOT AVAILABLE | DATA NOT AVAILABLE | DATA NOT AVAILABLE | DATA NOT AVAILABLE | NO | CONNECTED | 4.275 | 4.275 | 4.5 | DATA NOT AVAILABLE | DATA NOT AVAILABLE | DATA NOT AVAILABLE | DATA NOT AVAILABLE | DATA NOT AVAILABLE | DATA NOT AVAILABLE | DATA NOT AVAILABLE | DATA NOT AVAILABLE | DATA NOT AVAILABLE | DATA NOT AVAILABLE | N | DATA NOT AVAILABLE | DATA NOT AVAILABLE | DATA NOT AVAILABLE | DATA NOT AVAILABLE | DATA NOT AVAILABLE | 2020-07-22
1700051731120 | DATA NOT AVAILABLE | SSE GENERATION LTD | LERWICK PS (G8) | LERWICK PS (G8) | LERWICK | SHETLAND | SHETLAND ISLANDS | ZE1 0PS | SCOTLAND | 446456 | 1142794 | GREMISTA | DATA NOT APPLICABLE | GREMISTA | 11 | SCOTTISH HYDRO ELECTRIC POWER DISTRIBUTION PLC | WIND | ONSHORE WIND TURBINES | NO | DATA NOT AVAILABLE | DATA NOT AVAILABLE | DATA NOT AVAILABLE | DATA NOT AVAILABLE | DATA NOT AVAILABLE | DATA NOT AVAILABLE | DATA NOT AVAILABLE | DATA NOT AVAILABLE | DATA NOT AVAILABLE | DATA NOT AVAILABLE | DATA NOT AVAILABLE | DATA NOT AVAILABLE | DATA NOT AVAILABLE | DATA NOT AVAILABLE | DATA NOT AVAILABLE | NO | CONNECTED | 4.275 | 4.275 | 4.5 | DATA NOT AVAILABLE | DATA NOT AVAILABLE | DATA NOT AVAILABLE | DATA NOT AVAILABLE | DATA NOT AVAILABLE | DATA NOT AVAILABLE | DATA NOT AVAILABLE | DATA NOT AVAILABLE | DATA NOT AVAILABLE | DATA NOT AVAILABLE | N | DATA NOT AVAILABLE | DATA NOT AVAILABLE | DATA NOT AVAILABLE | DATA NOT AVAILABLE | DATA NOT AVAILABLE | 2020-07-22
1700051731176 | DATA NOT AVAILABLE | SSE GENERATION LTD | LERWICK P S (G5) | LERWICK P S (G5) | LERWICK | SHETLAND | SHETLAND ISLANDS | ZE1 0PS | SCOTLAND | 446456 | 1142794 | GREMISTA | DATA NOT APPLICABLE | GREMISTA | 11 | SCOTTISH HYDRO ELECTRIC POWER DISTRIBUTION PLC | WIND | ONSHORE WIND TURBINES | NO | DATA NOT AVAILABLE | DATA NOT AVAILABLE | DATA NOT AVAILABLE | DATA NOT AVAILABLE | DATA NOT AVAILABLE | DATA NOT AVAILABLE | DATA NOT AVAILABLE | DATA NOT AVAILABLE | DATA NOT AVAILABLE | DATA NOT AVAILABLE | DATA NOT AVAILABLE | DATA NOT AVAILABLE | DATA NOT AVAILABLE | DATA NOT AVAILABLE | DATA NOT AVAILABLE | NO | CONNECTED | 4.275 | 4.275 | 4.5 | DATA NOT AVAILABLE | DATA NOT AVAILABLE | DATA NOT AVAILABLE | DATA NOT AVAILABLE | DATA NOT AVAILABLE | DATA NOT AVAILABLE | DATA NOT AVAILABLE | DATA NOT AVAILABLE | DATA NOT AVAILABLE | DATA NOT AVAILABLE | N | DATA NOT AVAILABLE | DATA NOT AVAILABLE | DATA NOT AVAILABLE | DATA NOT AVAILABLE | DATA NOT AVAILABLE | 2020-07-22
1700051731185 | DATA NOT AVAILABLE | SSE GENERATION LTD | LERWICK PS (G4) | LERWICK PS (G4) | LERWICK | SHETLAND | SHETLAND ISLANDS | ZE1 0PS | SCOTLAND | 446456 | 1142794 | GREMISTA | DATA NOT APPLICABLE | GREMISTA | 11 | SCOTTISH HYDRO ELECTRIC POWER DISTRIBUTION PLC | WIND | ONSHORE WIND TURBINES | NO | DATA NOT AVAILABLE | DATA NOT AVAILABLE | DATA NOT AVAILABLE | DATA NOT AVAILABLE | DATA NOT AVAILABLE | DATA NOT AVAILABLE | DATA NOT AVAILABLE | DATA NOT AVAILABLE | DATA NOT AVAILABLE | DATA NOT AVAILABLE | DATA NOT AVAILABLE | DATA NOT AVAILABLE | DATA NOT AVAILABLE | DATA NOT AVAILABLE | DATA NOT AVAILABLE | NO | CONNECTED | 4.275 | 4.275 | 4.5 | DATA NOT AVAILABLE | DATA NOT AVAILABLE | DATA NOT AVAILABLE | DATA NOT AVAILABLE | DATA NOT AVAILABLE | DATA NOT AVAILABLE | DATA NOT AVAILABLE | DATA NOT AVAILABLE | DATA NOT AVAILABLE | DATA NOT AVAILABLE | N | DATA NOT AVAILABLE | DATA NOT AVAILABLE | DATA NOT AVAILABLE | DATA NOT AVAILABLE | DATA NOT AVAILABLE | 2020-07-22
1700051731194 | DATA NOT AVAILABLE | SSE GENERATION LTD | LERWICK PS (G3) | LERWICK PS (G3) | LERWICK | SHETLAND | SHETLAND ISLANDS | ZE1 0PS | SCOTLAND | 446456 | 1142794 | GREMISTA | DATA NOT APPLICABLE | GREMISTA | 11 | SCOTTISH HYDRO ELECTRIC POWER DISTRIBUTION PLC | WIND | ONSHORE WIND TURBINES | NO | DATA NOT AVAILABLE | DATA NOT AVAILABLE | DATA NOT AVAILABLE | DATA NOT AVAILABLE | DATA NOT AVAILABLE | DATA NOT AVAILABLE | DATA NOT AVAILABLE | DATA NOT AVAILABLE | DATA NOT AVAILABLE | DATA NOT AVAILABLE | DATA NOT AVAILABLE | DATA NOT AVAILABLE | DATA NOT AVAILABLE | DATA NOT AVAILABLE | DATA NOT AVAILABLE | NO | CONNECTED | 4.275 | 4.275 | 4.5 | DATA NOT AVAILABLE | DATA NOT AVAILABLE | DATA NOT AVAILABLE | DATA NOT AVAILABLE | DATA NOT AVAILABLE | DATA NOT AVAILABLE | DATA NOT AVAILABLE | DATA NOT AVAILABLE | DATA NOT AVAILABLE | DATA NOT AVAILABLE | N | DATA NOT AVAILABLE | DATA NOT AVAILABLE | DATA NOT AVAILABLE | DATA NOT AVAILABLE | DATA NOT AVAILABLE | 2020-07-22
1700051731200 | DATA NOT AVAILABLE | SSE GENERATION LTD | LERWICK PS (G11) | LERWICK PS (G11) | LERWICK | SHETLAND | SHETLAND ISLANDS | ZE1 0PS | SCOTLAND | 446456 | 1142794 | GREMISTA | DATA NOT APPLICABLE | GREMISTA | 11 | SCOTTISH HYDRO ELECTRIC POWER DISTRIBUTION PLC | OTHER | OTHER | NO | DATA NOT AVAILABLE | DATA NOT AVAILABLE | DATA NOT AVAILABLE | DATA NOT AVAILABLE | DATA NOT AVAILABLE | DATA NOT AVAILABLE | DATA NOT AVAILABLE | DATA NOT AVAILABLE | DATA NOT AVAILABLE | DATA NOT AVAILABLE | DATA NOT AVAILABLE | DATA NOT AVAILABLE | DATA NOT AVAILABLE | DATA NOT AVAILABLE | DATA NOT AVAILABLE | NO | CONNECTED | 4.275 | 4.275 | 4.5 | DATA NOT AVAILABLE | DATA NOT AVAILABLE | DATA NOT AVAILABLE | DATA NOT AVAILABLE | DATA NOT AVAILABLE | DATA NOT AVAILABLE | DATA NOT AVAILABLE | DATA NOT AVAILABLE | DATA NOT AVAILABLE | DATA NOT AVAILABLE | N | DATA NOT AVAILABLE | DATA NOT AVAILABLE | DATA NOT AVAILABLE | DATA NOT AVAILABLE | DATA NOT AVAILABLE | 2020-07-22
1700051731282 | DATA NOT AVAILABLE | BLENCATHRA HYDRO LTD | ARDVERIKIE ESTATE | ARDVERIKIE ESTATE | KINLOCHLAGGAN | INVERNESS | HIGHLAND | PH20 1BX | SCOTLAND | 253608 | 789634 | BOAT OF GARTEN | DATA NOT APPLICABLE | BOAT OF GARTEN GRID | 33 | SCOTTISH HYDRO ELECTRIC POWER DISTRIBUTION PLC | SOLAR | PHOTOVOLTAIC | NO | DATA NOT AVAILABLE | DATA NOT AVAILABLE | DATA NOT AVAILABLE | DATA NOT AVAILABLE | DATA NOT AVAILABLE | DATA NOT AVAILABLE | DATA NOT AVAILABLE | DATA NOT AVAILABLE | DATA NOT AVAILABLE | DATA NOT AVAILABLE | DATA NOT AVAILABLE | DATA NOT AVAILABLE | DATA NOT AVAILABLE | DATA NOT AVAILABLE | DATA NOT AVAILABLE | NO | CONNECTED | 5.938 | 5.938 | 6.25 | DATA NOT AVAILABLE | DATA NOT AVAILABLE | DATA NOT AVAILABLE | DATA NOT AVAILABLE | DATA NOT AVAILABLE | DATA NOT AVAILABLE | DATA NOT AVAILABLE | DATA NOT AVAILABLE | DATA NOT AVAILABLE | DATA NOT AVAILABLE | N | DATA NOT AVAILABLE | DATA NOT AVAILABLE | DATA NOT AVAILABLE | DATA NOT AVAILABLE | DATA NOT AVAILABLE | 2020-07-22
1700051731501 | DATA NOT AVAILABLE | VENTIENT ENERGY LTD | NOVAR WIND FARM A MEALL AN TURC | NOVAR WIND FARM A MEALL AN TURC | NOVAR ESTATE | DINGWALL | HIGHLAND | IV16 9XL | SCOTLAND | 261132 | 868070 | ALNESS | DATA NOT APPLICABLE | ALNESS GRID | 33 | SCOTTISH HYDRO ELECTRIC POWER DISTRIBUTION PLC | WIND | ONSHORE WIND TURBINES | YES | DATA NOT AVAILABLE | DATA NOT AVAILABLE | DATA NOT AVAILABLE | DATA NOT AVAILABLE | DATA NOT AVAILABLE | DATA NOT AVAILABLE | DATA NOT AVAILABLE | DATA NOT AVAILABLE | DATA NOT AVAILABLE | DATA NOT AVAILABLE | DATA NOT AVAILABLE | DATA NOT AVAILABLE | DATA NOT AVAILABLE | DATA NOT AVAILABLE | DATA NOT AVAILABLE | NO | CONNECTED | 7.6 | 7.6 | 8 | DATA NOT AVAILABLE | DATA NOT AVAILABLE | DATA NOT AVAILABLE | DATA NOT AVAILABLE | DATA NOT AVAILABLE | DATA NOT AVAILABLE | DATA NOT AVAILABLE | DATA NOT AVAILABLE | DATA NOT AVAILABLE | DATA NOT AVAILABLE | N | DATA NOT AVAILABLE | DATA NOT AVAILABLE | DATA NOT AVAILABLE | DATA NOT AVAILABLE | DATA NOT AVAILABLE | 2020-07-22
1700051731539 | DATA NOT AVAILABLE | ALCAN KINLOCHLEVEN LOCHABER | LOCHABER SMELTER | LOCHABER SMELTER | GEN422 | FORT WILLIAM | HIGHLAND | PH33 6TH | SCOTLAND | 212620 | 775054 | FORT WILLIAM | DATA NOT APPLICABLE | FORT WILLIAM GRID | 33 | SCOTTISH HYDRO ELECTRIC POWER DISTRIBUTION PLC | OTHER | OTHER | NO | DATA NOT AVAILABLE | DATA NOT AVAILABLE | DATA NOT AVAILABLE | DATA NOT AVAILABLE | DATA NOT AVAILABLE | DATA NOT AVAILABLE | DATA NOT AVAILABLE | DATA NOT AVAILABLE | DATA NOT AVAILABLE | DATA NOT AVAILABLE | DATA NOT AVAILABLE | DATA NOT AVAILABLE | DATA NOT AVAILABLE | DATA NOT AVAILABLE | DATA NOT AVAILABLE | NO | CONNECTED | 2.708 | 2.708 | 2.85 | DATA NOT AVAILABLE | DATA NOT AVAILABLE | DATA NOT AVAILABLE | DATA NOT AVAILABLE | DATA NOT AVAILABLE | DATA NOT AVAILABLE | DATA NOT AVAILABLE | DATA NOT AVAILABLE | DATA NOT AVAILABLE | DATA NOT AVAILABLE | N | DATA NOT AVAILABLE | DATA NOT AVAILABLE | DATA NOT AVAILABLE | DATA NOT AVAILABLE | DATA NOT AVAILABLE | 2020-07-22
1700051731690 | DATA NOT AVAILABLE | VENTIENT ENERGY LTD | NOVAR WIND FARM B BEANDEALT | NOVAR WIND FARM B BEANDEALT | NOVAR ESTATE | DINGWALL | HIGHLAND | IV16 9XL | SCOTLAND | 261132 | 868070 | ALNESS | DATA NOT APPLICABLE | ALNESS GRID | 33 | SCOTTISH HYDRO ELECTRIC POWER DISTRIBUTION PLC | WIND | ONSHORE WIND TURBINES | NO | DATA NOT AVAILABLE | DATA NOT AVAILABLE | DATA NOT AVAILABLE | DATA NOT AVAILABLE | DATA NOT AVAILABLE | DATA NOT AVAILABLE | DATA NOT AVAILABLE | DATA NOT AVAILABLE | DATA NOT AVAILABLE | DATA NOT AVAILABLE | DATA NOT AVAILABLE | DATA NOT AVAILABLE | DATA NOT AVAILABLE | DATA NOT AVAILABLE | DATA NOT AVAILABLE | NO | CONNECTED | 8.55 | 8.55 | 9 | DATA NOT AVAILABLE | DATA NOT AVAILABLE | DATA NOT AVAILABLE | DATA NOT AVAILABLE | DATA NOT AVAILABLE | DATA NOT AVAILABLE | DATA NOT AVAILABLE | DATA NOT AVAILABLE | DATA NOT AVAILABLE | DATA NOT AVAILABLE | N | DATA NOT AVAILABLE | DATA NOT AVAILABLE | DATA NOT AVAILABLE | DATA NOT AVAILABLE | DATA NOT AVAILABLE | 2020-07-22
1700051732133 | DATA NOT AVAILABLE | BEAUFORT WIND LIMITED | BEINN GHLAS WINDFARM | BEINN GHLAS WINDFARM | GLEN LONAN ROAD | TAYNUILT | ARGYLL AND BUTE | PA35 1HY | SCOTLAND | 199634 | 730039 | TAYNUILT | DATA NOT APPLICABLE | TAYNUILT GRID | 33 | SCOTTISH HYDRO ELECTRIC POWER DISTRIBUTION PLC | WIND | ONSHORE WIND TURBINES | NO | DATA NOT AVAILABLE | DATA NOT AVAILABLE | DATA NOT AVAILABLE | DATA NOT AVAILABLE | DATA NOT AVAILABLE | DATA NOT AVAILABLE | DATA NOT AVAILABLE | DATA NOT AVAILABLE | DATA NOT AVAILABLE | DATA NOT AVAILABLE | DATA NOT AVAILABLE | DATA NOT AVAILABLE | DATA NOT AVAILABLE | DATA NOT AVAILABLE | DATA NOT AVAILABLE | NO | CONNECTED | 7.6 | 7.6 | 8 | DATA NOT AVAILABLE | DATA NOT AVAILABLE | DATA NOT AVAILABLE | DATA NOT AVAILABLE | DATA NOT AVAILABLE | DATA NOT AVAILABLE | DATA NOT AVAILABLE | DATA NOT AVAILABLE | DATA NOT AVAILABLE | DATA NOT AVAILABLE | N | DATA NOT AVAILABLE | DATA NOT AVAILABLE | DATA NOT AVAILABLE | DATA NOT AVAILABLE | DATA NOT AVAILABLE | 2020-07-22
1700051732151 | DATA NOT AVAILABLE | TALISMAN ENERGY UK LTD | FLOTTA TERMINAL | FLOTTA TERMINAL EXPORT | DATA NOT AVAILABLE | STROMNESS | ORKNEY ISLANDS | KW16 3NP | SCOTLAND | 336349 | 993692 | THURSO | DATA NOT APPLICABLE | SCORRADALE | 0.4 | SCOTTISH HYDRO ELECTRIC POWER DISTRIBUTION PLC | WIND | ONSHORE WIND TURBINES | NO | DATA NOT AVAILABLE | DATA NOT AVAILABLE | DATA NOT AVAILABLE | DATA NOT AVAILABLE | DATA NOT AVAILABLE | DATA NOT AVAILABLE | DATA NOT AVAILABLE | DATA NOT AVAILABLE | DATA NOT AVAILABLE | DATA NOT AVAILABLE | DATA NOT AVAILABLE | DATA NOT AVAILABLE | DATA NOT AVAILABLE | DATA NOT AVAILABLE | DATA NOT AVAILABLE | NO | CONNECTED | 9.5 | 9.5 | 10 | DATA NOT AVAILABLE | DATA NOT AVAILABLE | DATA NOT AVAILABLE | DATA NOT AVAILABLE | DATA NOT AVAILABLE | DATA NOT AVAILABLE | DATA NOT AVAILABLE | DATA NOT AVAILABLE | DATA NOT AVAILABLE | DATA NOT AVAILABLE | N | DATA NOT AVAILABLE | DATA NOT AVAILABLE | DATA NOT AVAILABLE | DATA NOT AVAILABLE | DATA NOT AVAILABLE | 2020-07-22
1700051732310 | DATA NOT AVAILABLE | SSE GENERATION LTD | CUILEIG POWER STATION | CUILEIG POWER STATION | STATION IMPORT | GARVE | HIGHLAND | IV23 2PG | SCOTLAND | 240390 | 869215 | GRUDIE BRIDGE | DATA NOT APPLICABLE | GRUDIE BRIDGE | 33 | SCOTTISH HYDRO ELECTRIC POWER DISTRIBUTION PLC | WIND | ONSHORE WIND TURBINES | NO | DATA NOT AVAILABLE | DATA NOT AVAILABLE | DATA NOT AVAILABLE | DATA NOT AVAILABLE | DATA NOT AVAILABLE | DATA NOT AVAILABLE | DATA NOT AVAILABLE | DATA NOT AVAILABLE | DATA NOT AVAILABLE | DATA NOT AVAILABLE | DATA NOT AVAILABLE | DATA NOT AVAILABLE | DATA NOT AVAILABLE | DATA NOT AVAILABLE | DATA NOT AVAILABLE | NO | CONNECTED | 2.85 | 2.85 | 3 | DATA NOT AVAILABLE | DATA NOT AVAILABLE | DATA NOT AVAILABLE | DATA NOT AVAILABLE | DATA NOT AVAILABLE | DATA NOT AVAILABLE | DATA NOT AVAILABLE | DATA NOT AVAILABLE | DATA NOT AVAILABLE | DATA NOT AVAILABLE | N | DATA NOT AVAILABLE | DATA NOT AVAILABLE | DATA NOT AVAILABLE | DATA NOT AVAILABLE | DATA NOT AVAILABLE | 2020-07-22
1700051732356 | DATA NOT AVAILABLE | SSE GENERATION LTD | TANGY WINDFARM | TANGY WINDFARM | DATA NOT AVAILABLE | CAMPBELTOWN | ARGYLL AND BUTE | PA28 6QD | SCOTLAND | 166805 | 626405 | CARRADALE | DATA NOT APPLICABLE | CAMPBELTOWN | 11 | SCOTTISH HYDRO ELECTRIC POWER DISTRIBUTION PLC | HYDRO (TO BE CONFIRMED) | HYDRO POWER SYSTEM | NO | DATA NOT AVAILABLE | DATA NOT AVAILABLE | DATA NOT AVAILABLE | DATA NOT AVAILABLE | DATA NOT AVAILABLE | DATA NOT AVAILABLE | DATA NOT AVAILABLE | DATA NOT AVAILABLE | DATA NOT AVAILABLE | DATA NOT AVAILABLE | DATA NOT AVAILABLE | DATA NOT AVAILABLE | DATA NOT AVAILABLE | DATA NOT AVAILABLE | DATA NOT AVAILABLE | NO | CONNECTED | 12.113 | 12.113 | 12.75 | DATA NOT AVAILABLE | DATA NOT AVAILABLE | DATA NOT AVAILABLE | DATA NOT AVAILABLE | DATA NOT AVAILABLE | DATA NOT AVAILABLE | DATA NOT AVAILABLE | DATA NOT AVAILABLE | DATA NOT AVAILABLE | DATA NOT AVAILABLE | N | DATA NOT AVAILABLE | DATA NOT AVAILABLE | DATA NOT AVAILABLE | DATA NOT AVAILABLE | DATA NOT AVAILABLE | 2020-07-22
1700051733536 | DATA NOT AVAILABLE | SSE GENERATION LTD | CUAICH POWER STATION | CUAICH POWER STATION | GENERATOR 1 IMPORT | DALWHINNIE | HIGHLAND | PH19 1AF | SCOTLAND | 263662 | 784158 | BOAT OF GARTEN | DATA NOT APPLICABLE | DALWHINNIE | 11 | SCOTTISH HYDRO ELECTRIC POWER DISTRIBUTION PLC | HYDRO (TO BE CONFIRMED) | HYDRO POWER SYSTEM | NO | DATA NOT AVAILABLE | DATA NOT AVAILABLE | DATA NOT AVAILABLE | DATA NOT AVAILABLE | DATA NOT AVAILABLE | DATA NOT AVAILABLE | DATA NOT AVAILABLE | DATA NOT AVAILABLE | DATA NOT AVAILABLE | DATA NOT AVAILABLE | DATA NOT AVAILABLE | DATA NOT AVAILABLE | DATA NOT AVAILABLE | DATA NOT AVAILABLE | DATA NOT AVAILABLE | NO | CONNECTED | 2.375 | 2.375 | 2.5 | DATA NOT AVAILABLE | DATA NOT AVAILABLE | DATA NOT AVAILABLE | DATA NOT AVAILABLE | DATA NOT AVAILABLE | DATA NOT AVAILABLE | DATA NOT AVAILABLE | DATA NOT AVAILABLE | DATA NOT AVAILABLE | DATA NOT AVAILABLE | N | DATA NOT AVAILABLE | DATA NOT AVAILABLE | DATA NOT AVAILABLE | DATA NOT AVAILABLE | DATA NOT AVAILABLE | 2020-07-22
1700051733689 | DATA NOT AVAILABLE | SSE GENERATION LTD | DALCHONZIE POWER STATION | DALCHONZIE POWER STATION | GENERATOR 1 IMPORT | CRIEFF | PERTHSHIRE AND KINROSS | PH6 2LB | SCOTLAND | 274246 | 722632 | ST FILLANS | DATA NOT APPLICABLE | ST FILLANS P S | 33 | SCOTTISH HYDRO ELECTRIC POWER DISTRIBUTION PLC | DATA NOT AVAILABLE | DATA NOT AVAILABLE | NO | DATA NOT AVAILABLE | DATA NOT AVAILABLE | DATA NOT AVAILABLE | DATA NOT AVAILABLE | DATA NOT AVAILABLE | DATA NOT AVAILABLE | DATA NOT AVAILABLE | DATA NOT AVAILABLE | DATA NOT AVAILABLE | DATA NOT AVAILABLE | DATA NOT AVAILABLE | DATA NOT AVAILABLE | DATA NOT AVAILABLE | DATA NOT AVAILABLE | DATA NOT AVAILABLE | NO | CONNECTED | 3.99 | 3.99 | 4.2 | DATA NOT AVAILABLE | DATA NOT AVAILABLE | DATA NOT AVAILABLE | DATA NOT AVAILABLE | DATA NOT AVAILABLE | DATA NOT AVAILABLE | DATA NOT AVAILABLE | DATA NOT AVAILABLE | DATA NOT AVAILABLE | DATA NOT AVAILABLE | N | DATA NOT AVAILABLE | DATA NOT AVAILABLE | DATA NOT AVAILABLE | DATA NOT AVAILABLE | DATA NOT AVAILABLE | 2020-07-22
1700051733759 | DATA NOT AVAILABLE | SSE GENERATION LTD | GAUR POWER STATION | GAUR POWER STATION | GENERATOR 1 IMPORT | PITLOCHRY | PERTHSHIRE AND KINROSS | PH17 2QE | SCOTLAND | 250435 | 756515 | RANNOCH | DATA NOT APPLICABLE | RANNOCH GRID | 33 | SCOTTISH HYDRO ELECTRIC POWER DISTRIBUTION PLC | SOLAR | PHOTOVOLTAIC | NO | DATA NOT AVAILABLE | DATA NOT AVAILABLE | DATA NOT AVAILABLE | DATA NOT AVAILABLE | DATA NOT AVAILABLE | DATA NOT AVAILABLE | DATA NOT AVAILABLE | DATA NOT AVAILABLE | DATA NOT AVAILABLE | DATA NOT AVAILABLE | DATA NOT AVAILABLE | DATA NOT AVAILABLE | DATA NOT AVAILABLE | DATA NOT AVAILABLE | DATA NOT AVAILABLE | NO | CONNECTED | 7.125 | 7.125 | 7.5 | DATA NOT AVAILABLE | DATA NOT AVAILABLE | DATA NOT AVAILABLE | DATA NOT AVAILABLE | DATA NOT AVAILABLE | DATA NOT AVAILABLE | DATA NOT AVAILABLE | DATA NOT AVAILABLE | DATA NOT AVAILABLE | DATA NOT AVAILABLE | N | DATA NOT AVAILABLE | DATA NOT AVAILABLE | DATA NOT AVAILABLE | DATA NOT AVAILABLE | DATA NOT AVAILABLE | 2020-07-22
1700051733810 | DATA NOT AVAILABLE | SSE GENERATION LTD | INVERAWE POWER STATION | INVERAWE POWER STATION | GENERATOR 1 IMPORT | TAYNUILT | ARGYLL AND BUTE | PA35 1HU | SCOTLAND | 202281 | 731391 | TAYNUILT | DATA NOT APPLICABLE | TAYNUILT | 11 | SCOTTISH HYDRO ELECTRIC POWER DISTRIBUTION PLC | HYDRO (TO BE CONFIRMED) | HyDRO POWER SYSTEM | NO | DATA NOT AVAILABLE | DATA NOT AVAILABLE | DATA NOT AVAILABLE | DATA NOT AVAILABLE | DATA NOT AVAILABLE | DATA NOT AVAILABLE | DATA NOT AVAILABLE | DATA NOT AVAILABLE | DATA NOT AVAILABLE | DATA NOT AVAILABLE | DATA NOT AVAILABLE | DATA NOT AVAILABLE | DATA NOT AVAILABLE | DATA NOT AVAILABLE | DATA NOT AVAILABLE | NO | CONNECTED | 24.7 | 24.7 | 26 | DATA NOT AVAILABLE | DATA NOT AVAILABLE | DATA NOT AVAILABLE | DATA NOT AVAILABLE | DATA NOT AVAILABLE | DATA NOT AVAILABLE | DATA NOT AVAILABLE | DATA NOT AVAILABLE | DATA NOT AVAILABLE | DATA NOT AVAILABLE | N | DATA NOT AVAILABLE | DATA NOT AVAILABLE | DATA NOT AVAILABLE | DATA NOT AVAILABLE | DATA NOT AVAILABLE | 2020-07-22
1700051734015 | DATA NOT AVAILABLE | SSE GENERATION LTD | LEDNOCK POWER STATION | LEDNOCK POWER STATION | GENERATOR 1 IMPORT | CRIEFF | PERTHSHIRE AND KINROSS | PH6 2LY | SCOTLAND | 274763 | 726439 | ST FILLANS | DATA NOT APPLICABLE | ST FILLANS P S | 33 | SCOTTISH HYDRO ELECTRIC POWER DISTRIBUTION PLC | DATA NOT AVAILABLE | DATA NOT AVAILABLE | NO | DATA NOT AVAILABLE | DATA NOT AVAILABLE | DATA NOT AVAILABLE | DATA NOT AVAILABLE | DATA NOT AVAILABLE | DATA NOT AVAILABLE | DATA NOT AVAILABLE | DATA NOT AVAILABLE | DATA NOT AVAILABLE | DATA NOT AVAILABLE | DATA NOT AVAILABLE | DATA NOT AVAILABLE | DATA NOT AVAILABLE | DATA NOT AVAILABLE | DATA NOT AVAILABLE | NO | CONNECTED | 3.04 | 3.04 | 3.2 | DATA NOT AVAILABLE | DATA NOT AVAILABLE | DATA NOT AVAILABLE | DATA NOT AVAILABLE | DATA NOT AVAILABLE | DATA NOT AVAILABLE | DATA NOT AVAILABLE | DATA NOT AVAILABLE | DATA NOT AVAILABLE | DATA NOT AVAILABLE | N | DATA NOT AVAILABLE | DATA NOT AVAILABLE | DATA NOT AVAILABLE | DATA NOT AVAILABLE | DATA NOT AVAILABLE | 2020-07-22
1700051734033 | 1700051738092 | SSE GENERATION LTD | LOCH GAIR POWER STATION | LOCH GAIR POWER STATION | GENERATOR 1 IMPORT | LOCHGILPHEAD | ARGYLL AND BUTE | PA31 8SD | SCOTLAND | 192406 | 690450 | PORT ANN | DATA NOT APPLICABLE | PORT ANN GRID | 33 | SCOTTISH HYDRO ELECTRIC POWER DISTRIBUTION PLC | WASTE | DATA NOT AVAILABLE | NO | DATA NOT AVAILABLE | DATA NOT AVAILABLE | DATA NOT AVAILABLE | DATA NOT AVAILABLE | DATA NOT AVAILABLE | DATA NOT AVAILABLE | DATA NOT AVAILABLE | DATA NOT AVAILABLE | DATA NOT AVAILABLE | DATA NOT AVAILABLE | DATA NOT AVAILABLE | DATA NOT AVAILABLE | DATA NOT AVAILABLE | DATA NOT AVAILABLE | DATA NOT AVAILABLE | YES | CONNECTED | 5.985 | 5.985 | 6.3 | DATA NOT AVAILABLE | DATA NOT AVAILABLE | DATA NOT AVAILABLE | DATA NOT AVAILABLE | DATA NOT AVAILABLE | DATA NOT AVAILABLE | DATA NOT AVAILABLE | DATA NOT AVAILABLE | DATA NOT AVAILABLE | DATA NOT AVAILABLE | Y | DATA NOT AVAILABLE | DATA NOT AVAILABLE | DATA NOT AVAILABLE | DATA NOT AVAILABLE | DATA NOT AVAILABLE | 2020-07-22
1700051734070 | DATA NOT AVAILABLE | SSE GENERATION LTD | SRON MOR POWER STATION | SRON MOR POWER STATION | GENERATOR 1 IMPORT | INVERARAY | ARGYLL AND BUTE | DATA NOT AVAILABLE | SCOTLAND | DATA NOT AVAILABLE | DATA NOT AVAILABLE | ARDKINGLAS GRID | DATA NOT APPLICABLE | ARDKINGLAS GRID | 33 | SCOTTISH HYDRO ELECTRIC POWER DISTRIBUTION PLC | SOLAR | PHOTOVOLTAIC | NO | DATA NOT AVAILABLE | DATA NOT AVAILABLE | DATA NOT AVAILABLE | DATA NOT AVAILABLE | DATA NOT AVAILABLE | DATA NOT AVAILABLE | DATA NOT AVAILABLE | DATA NOT AVAILABLE | DATA NOT AVAILABLE | DATA NOT AVAILABLE | DATA NOT AVAILABLE | DATA NOT AVAILABLE | DATA NOT AVAILABLE | DATA NOT AVAILABLE | DATA NOT AVAILABLE | NO | CONNECTED | 4.94 | 4.94 | 5.2 | DATA NOT AVAILABLE | DATA NOT AVAILABLE | DATA NOT AVAILABLE | DATA NOT AVAILABLE | DATA NOT AVAILABLE | DATA NOT AVAILABLE | DATA NOT AVAILABLE | DATA NOT AVAILABLE | DATA NOT AVAILABLE | DATA NOT AVAILABLE | N | DATA NOT AVAILABLE | DATA NOT AVAILABLE | DATA NOT AVAILABLE | DATA NOT AVAILABLE | DATA NOT AVAILABLE | 2020-07-22
1700051734089 | DATA NOT AVAILABLE | SSE GENERATION LTD | STRIVEN POWER STATION | STRIVEN POWER STATION | GENERATOR 1 IMPORT | DUNOON | ARGYLL AND BUTE | PA23 8RG | SCOTLAND | 206037 | 682943 | DUNOON | DATA NOT APPLICABLE | DUNOON GRID | 33 | SCOTTISH HYDRO ELECTRIC POWER DISTRIBUTION PLC | HYDRO (TO BE CONFIRMED) | HYDRO POWER SYSTEM | NO | DATA NOT AVAILABLE | DATA NOT AVAILABLE | DATA NOT AVAILABLE | DATA NOT AVAILABLE | DATA NOT AVAILABLE | DATA NOT AVAILABLE | DATA NOT AVAILABLE | DATA NOT AVAILABLE | DATA NOT AVAILABLE | DATA NOT AVAILABLE | DATA NOT AVAILABLE | DATA NOT AVAILABLE | DATA NOT AVAILABLE | DATA NOT AVAILABLE | DATA NOT AVAILABLE | YES | CONNECTED | 3.705 | 3.705 | 3.9 | DATA NOT AVAILABLE | DATA NOT AVAILABLE | DATA NOT AVAILABLE | DATA NOT AVAILABLE | DATA NOT AVAILABLE | DATA NOT AVAILABLE | DATA NOT AVAILABLE | DATA NOT AVAILABLE | DATA NOT AVAILABLE | DATA NOT AVAILABLE | Y | DATA NOT AVAILABLE | DATA NOT AVAILABLE | DATA NOT AVAILABLE | DATA NOT AVAILABLE | DATA NOT AVAILABLE | 2020-07-22
1700051734098 | DATA NOT AVAILABLE | SSE GENERATION LTD | STRIVEN POWER STATION | STRIVEN POWER STATION | GENERATOR 2 IMPORT | DUNOON | ARGYLL AND BUTE | PA23 8RG | SCOTLAND | 206037 | 682943 | DUNOON | DATA NOT APPLICABLE | DUNOON GRID | 33 | SCOTTISH HYDRO ELECTRIC POWER DISTRIBUTION PLC | HYDRO (TO BE CONFIRMED) | HYDRO POWER SYSTEM | NO | DATA NOT AVAILABLE | DATA NOT AVAILABLE | DATA NOT AVAILABLE | DATA NOT AVAILABLE | DATA NOT AVAILABLE | DATA NOT AVAILABLE | DATA NOT AVAILABLE | DATA NOT AVAILABLE | DATA NOT AVAILABLE | DATA NOT AVAILABLE | DATA NOT AVAILABLE | DATA NOT AVAILABLE | DATA NOT AVAILABLE | DATA NOT AVAILABLE | DATA NOT AVAILABLE | YES | CONNECTED | 3.705 | 3.705 | 3.9 | DATA NOT AVAILABLE | DATA NOT AVAILABLE | DATA NOT AVAILABLE | DATA NOT AVAILABLE | DATA NOT AVAILABLE | DATA NOT AVAILABLE | DATA NOT AVAILABLE | DATA NOT AVAILABLE | DATA NOT AVAILABLE | DATA NOT AVAILABLE | Y | DATA NOT AVAILABLE | DATA NOT AVAILABLE | DATA NOT AVAILABLE | DATA NOT AVAILABLE | DATA NOT AVAILABLE | 2020-07-22
1700051734103 | DATA NOT AVAILABLE | SSE GENERATION LTD | FOYERS FALLS POWER STATION | FOYERS FALLS POWER STATION | LOCH NESS | INVERNESS | HIGHLAND | IV2 6XU | SCOTLAND | 249878 | 820861 | INVERNESS | DATA NOT APPLICABLE | FOYERS | 11 | SCOTTISH HYDRO ELECTRIC POWER DISTRIBUTION PLC | SOLAR | PHOTOVOLTAIC | NO | DATA NOT AVAILABLE | DATA NOT AVAILABLE | DATA NOT AVAILABLE | DATA NOT AVAILABLE | DATA NOT AVAILABLE | DATA NOT AVAILABLE | DATA NOT AVAILABLE | DATA NOT AVAILABLE | DATA NOT AVAILABLE | DATA NOT AVAILABLE | DATA NOT AVAILABLE | DATA NOT AVAILABLE | DATA NOT AVAILABLE | DATA NOT AVAILABLE | DATA NOT AVAILABLE | NO | CONNECTED | 4.75 | 4.75 | 5 | DATA NOT AVAILABLE | DATA NOT AVAILABLE | DATA NOT AVAILABLE | DATA NOT AVAILABLE | DATA NOT AVAILABLE | DATA NOT AVAILABLE | DATA NOT AVAILABLE | DATA NOT AVAILABLE | DATA NOT AVAILABLE | DATA NOT AVAILABLE | N | DATA NOT AVAILABLE | DATA NOT AVAILABLE | DATA NOT AVAILABLE | DATA NOT AVAILABLE | DATA NOT AVAILABLE | 2020-07-22
1700051734896 | DATA NOT AVAILABLE | SSE GENERATION LTD | MULLARDOCH POWER STATION | MULLARDOCH POWER STATION | GENERATOR 1 IMPORT | BEAULY | HIGHLAND | IV4 7LX | SCOTLAND | 231008 | 833193 | FASNAKYLE | DATA NOT APPLICABLE | FASNAKYLE GRID | 33 | SCOTTISH HYDRO ELECTRIC POWER DISTRIBUTION PLC | WIND | ONSHORE WIND TURBINES | NO | DATA NOT AVAILABLE | DATA NOT AVAILABLE | DATA NOT AVAILABLE | DATA NOT AVAILABLE | DATA NOT AVAILABLE | DATA NOT AVAILABLE | DATA NOT AVAILABLE | DATA NOT AVAILABLE | DATA NOT AVAILABLE | DATA NOT AVAILABLE | DATA NOT AVAILABLE | DATA NOT AVAILABLE | DATA NOT AVAILABLE | DATA NOT AVAILABLE | DATA NOT AVAILABLE | NO | CONNECTED | 2.375 | 2.375 | 2.5 | DATA NOT AVAILABLE | DATA NOT AVAILABLE | DATA NOT AVAILABLE | DATA NOT AVAILABLE | DATA NOT AVAILABLE | DATA NOT AVAILABLE | DATA NOT AVAILABLE | DATA NOT AVAILABLE | DATA NOT AVAILABLE | DATA NOT AVAILABLE | N | DATA NOT AVAILABLE | DATA NOT AVAILABLE | DATA NOT AVAILABLE | DATA NOT AVAILABLE | DATA NOT AVAILABLE | 2020-07-22
1700051744421 | DATA NOT AVAILABLE | SSE GENERATION LTD | LAIRG POWER STATION | LAIRG POWER STATION | GENERATOR 1 IMPORT | LAIRG | HIGHLAND | IV27 4EH | SCOTLAND | 258228 | 907098 | LAIRG | DATA NOT APPLICABLE | LAIRG GRID | 33 | SCOTTISH HYDRO ELECTRIC POWER DISTRIBUTION PLC | WIND | ONSHORE WIND TURBINES | NO | DATA NOT AVAILABLE | DATA NOT AVAILABLE | DATA NOT AVAILABLE | DATA NOT AVAILABLE | DATA NOT AVAILABLE | DATA NOT AVAILABLE | DATA NOT AVAILABLE | DATA NOT AVAILABLE | DATA NOT AVAILABLE | DATA NOT AVAILABLE | DATA NOT AVAILABLE | DATA NOT AVAILABLE | DATA NOT AVAILABLE | DATA NOT AVAILABLE | DATA NOT AVAILABLE | YES | CONNECTED | 3.515 | 3.515 | 3.7 | DATA NOT AVAILABLE | DATA NOT AVAILABLE | DATA NOT AVAILABLE | DATA NOT AVAILABLE | DATA NOT AVAILABLE | DATA NOT AVAILABLE | DATA NOT AVAILABLE | DATA NOT AVAILABLE | DATA NOT AVAILABLE | DATA NOT AVAILABLE | Y | DATA NOT AVAILABLE | DATA NOT AVAILABLE | DATA NOT AVAILABLE | DATA NOT AVAILABLE | DATA NOT AVAILABLE | 2020-07-22
1700051744928 | DATA NOT AVAILABLE | FORTUM O & M UK LTD | SULLOM VOE | SULLOM VOE | SULLOM VOE TERMINAL | SHETLAND | SHETLAND ISLANDS | ZE2 9QR | SCOTLAND | 440921 | 1173455 | GREMISTA | DATA NOT APPLICABLE | GREMISTA | 11 | SCOTTISH HYDRO ELECTRIC POWER DISTRIBUTION PLC | GEOTHERMAL | GEOTHERMAL POWER PLANT | NO | DATA NOT AVAILABLE | DATA NOT AVAILABLE | DATA NOT AVAILABLE | DATA NOT AVAILABLE | DATA NOT AVAILABLE | DATA NOT AVAILABLE | DATA NOT AVAILABLE | DATA NOT AVAILABLE | DATA NOT AVAILABLE | DATA NOT AVAILABLE | DATA NOT AVAILABLE | DATA NOT AVAILABLE | DATA NOT AVAILABLE | DATA NOT AVAILABLE | DATA NOT AVAILABLE | NO | CONNECTED | 17.1 | 17.1 | 18 | DATA NOT AVAILABLE | DATA NOT AVAILABLE | DATA NOT AVAILABLE | DATA NOT AVAILABLE | DATA NOT AVAILABLE | DATA NOT AVAILABLE | DATA NOT AVAILABLE | DATA NOT AVAILABLE | DATA NOT AVAILABLE | DATA NOT AVAILABLE | N | DATA NOT AVAILABLE | DATA NOT AVAILABLE | DATA NOT AVAILABLE | DATA NOT AVAILABLE | DATA NOT AVAILABLE | 2020-07-22
1700051746961 | DATA NOT AVAILABLE | EDF ENERGISED | DEUCHERAN HILL WINDFARM | DEUCHERAN HILL WINDFARM | CARRADALE | CAMPBELTOWN | ARGYLL AND BUTE | PA28 6QL | SCOTLAND | 181624 | 645220 | CARRADALE | DATA NOT APPLICABLE | CARRADALE GRID | 33 | SCOTTISH HYDRO ELECTRIC POWER DISTRIBUTION PLC | WIND | ONSHORE WIND TURBINES | NO | DATA NOT AVAILABLE | DATA NOT AVAILABLE | DATA NOT AVAILABLE | DATA NOT AVAILABLE | DATA NOT AVAILABLE | DATA NOT AVAILABLE | DATA NOT AVAILABLE | DATA NOT AVAILABLE | DATA NOT AVAILABLE | DATA NOT AVAILABLE | DATA NOT AVAILABLE | DATA NOT AVAILABLE | DATA NOT AVAILABLE | DATA NOT AVAILABLE | DATA NOT AVAILABLE | NO | CONNECTED | 14.212 | 14.212 | 14.96 | DATA NOT AVAILABLE | DATA NOT AVAILABLE | DATA NOT AVAILABLE | DATA NOT AVAILABLE | DATA NOT AVAILABLE | DATA NOT AVAILABLE | DATA NOT AVAILABLE | DATA NOT AVAILABLE | DATA NOT AVAILABLE | DATA NOT AVAILABLE | N | DATA NOT AVAILABLE | DATA NOT AVAILABLE | DATA NOT AVAILABLE | DATA NOT AVAILABLE | DATA NOT AVAILABLE | 2020-07-22
1700051768158 | DATA NOT AVAILABLE | SSE GENERATION LIMITED | SPURNESS WIND FARM | SPURNESS WIND FARM | DATA NOT AVAILABLE | ORKNEY | ORKNEY ISLANDS | KW17 2AZ | SCOTLAND | 367014 | 1044153 | THURSO | DATA NOT APPLICABLE | SCORRADALE | 0.4 | SCOTTISH HYDRO ELECTRIC POWER DISTRIBUTION PLC | WIND | ONSHORE WIND TURBINES | NO | DATA NOT AVAILABLE | DATA NOT AVAILABLE | DATA NOT AVAILABLE | DATA NOT AVAILABLE | DATA NOT AVAILABLE | DATA NOT AVAILABLE | DATA NOT AVAILABLE | DATA NOT AVAILABLE | DATA NOT AVAILABLE | DATA NOT AVAILABLE | DATA NOT AVAILABLE | DATA NOT AVAILABLE | DATA NOT AVAILABLE | DATA NOT AVAILABLE | DATA NOT AVAILABLE | NO | CONNECTED | 7.125 | 7.125 | 7.5 | DATA NOT AVAILABLE | DATA NOT AVAILABLE | DATA NOT AVAILABLE | DATA NOT AVAILABLE | DATA NOT AVAILABLE | DATA NOT AVAILABLE | DATA NOT AVAILABLE | DATA NOT AVAILABLE | DATA NOT AVAILABLE | DATA NOT AVAILABLE | N | DATA NOT AVAILABLE | DATA NOT AVAILABLE | DATA NOT AVAILABLE | DATA NOT AVAILABLE | DATA NOT AVAILABLE | 2020-07-22
1700051770403 | DATA NOT AVAILABLE | DATA NOT AVAILABLE | GARROGIE POWER STATION | GARROGIE POWER STATION | FECHLIN RIVER | FORT AUGUSTUS | HIGHLAND | IV2 6UR | SCOTLAND | 249164 | 813961 | INVERNESS | DATA NOT APPLICABLE | INVERNESS GRID | 33 | SCOTTISH HYDRO ELECTRIC POWER DISTRIBUTION PLC | SOLAR | PHOTOVOLTAIC | NO | DATA NOT AVAILABLE | DATA NOT AVAILABLE | DATA NOT AVAILABLE | DATA NOT AVAILABLE | DATA NOT AVAILABLE | DATA NOT AVAILABLE | DATA NOT AVAILABLE | DATA NOT AVAILABLE | DATA NOT AVAILABLE | DATA NOT AVAILABLE | DATA NOT AVAILABLE | DATA NOT AVAILABLE | DATA NOT AVAILABLE | DATA NOT AVAILABLE | DATA NOT AVAILABLE | NO | CONNECTED | 2.28 | 2.28 | 2.4 | DATA NOT AVAILABLE | DATA NOT AVAILABLE | DATA NOT AVAILABLE | DATA NOT AVAILABLE | DATA NOT AVAILABLE | DATA NOT AVAILABLE | DATA NOT AVAILABLE | DATA NOT AVAILABLE | DATA NOT AVAILABLE | DATA NOT AVAILABLE | N | DATA NOT AVAILABLE | DATA NOT AVAILABLE | DATA NOT AVAILABLE | DATA NOT AVAILABLE | DATA NOT AVAILABLE | 2020-07-22
1700051778183 | DATA NOT AVAILABLE | A.N OTHER | CNOC DONN ARNICLE WINDFARM | CNOC DONN ARNICLE WINDFARM | CARRADALE | CAMPBELTOWN | ARGYLL AND BUTE | PA28 6QG | SCOTLAND | 179886 | 638063 | CARRADALE | DATA NOT APPLICABLE | CARRADALE GRID | 33 | SCOTTISH HYDRO ELECTRIC POWER DISTRIBUTION PLC | WIND | ONSHORE WIND TURBINES | NO | DATA NOT AVAILABLE | DATA NOT AVAILABLE | DATA NOT AVAILABLE | DATA NOT AVAILABLE | DATA NOT AVAILABLE | DATA NOT AVAILABLE | DATA NOT AVAILABLE | DATA NOT AVAILABLE | DATA NOT AVAILABLE | DATA NOT AVAILABLE | DATA NOT AVAILABLE | DATA NOT AVAILABLE | DATA NOT AVAILABLE | DATA NOT AVAILABLE | DATA NOT AVAILABLE | NO | CONNECTED | 14.25 | 14.25 | 15 | DATA NOT AVAILABLE | DATA NOT AVAILABLE | DATA NOT AVAILABLE | DATA NOT AVAILABLE | DATA NOT AVAILABLE | DATA NOT AVAILABLE | DATA NOT AVAILABLE | DATA NOT AVAILABLE | DATA NOT AVAILABLE | DATA NOT AVAILABLE | N | DATA NOT AVAILABLE | DATA NOT AVAILABLE | DATA NOT AVAILABLE | DATA NOT AVAILABLE | DATA NOT AVAILABLE | 2020-07-22
1700051781520 | DATA NOT AVAILABLE | DATA NOT AVAILABLE | CRUACH MOR | CRUACH MOR | STRIVAN | DUNOON | ARGYLL AND BUTE | PA23 8RG | SCOTLAND | 206037 | 682943 | DUNOON | DATA NOT APPLICABLE | DUNOON GRID | 33 | SCOTTISH HYDRO ELECTRIC POWER DISTRIBUTION PLC | HYDRO (TO BE CONFIRMED) | HYDRO POWER SYSTEM | NO | DATA NOT AVAILABLE | DATA NOT AVAILABLE | DATA NOT AVAILABLE | DATA NOT AVAILABLE | DATA NOT AVAILABLE | DATA NOT AVAILABLE | DATA NOT AVAILABLE | DATA NOT AVAILABLE | DATA NOT AVAILABLE | DATA NOT AVAILABLE | DATA NOT AVAILABLE | DATA NOT AVAILABLE | DATA NOT AVAILABLE | DATA NOT AVAILABLE | DATA NOT AVAILABLE | NO | CONNECTED | 27.55 | 27.55 | 29 | DATA NOT AVAILABLE | DATA NOT AVAILABLE | DATA NOT AVAILABLE | DATA NOT AVAILABLE | DATA NOT AVAILABLE | DATA NOT AVAILABLE | DATA NOT AVAILABLE | DATA NOT AVAILABLE | DATA NOT AVAILABLE | DATA NOT AVAILABLE | N | DATA NOT AVAILABLE | DATA NOT AVAILABLE | DATA NOT AVAILABLE | DATA NOT AVAILABLE | DATA NOT AVAILABLE | 2020-07-22
1700051782710 | DATA NOT AVAILABLE | DATA NOT AVAILABLE | BRAEVALLICH | BRAEVALLICH | GENERATING STATION | DALMALLY | ARGYLL AND BUTE | PA33 1BU | SCOTLAND | 195383 | 707542 | TAYNUILT | DATA NOT APPLICABLE | TAYNUILT GRID | 33 | SCOTTISH HYDRO ELECTRIC POWER DISTRIBUTION PLC | HYDRO (TO BE CONFIRMED) | HYDRO POWER SYSTEM | NO | DATA NOT AVAILABLE | DATA NOT AVAILABLE | DATA NOT AVAILABLE | DATA NOT AVAILABLE | DATA NOT AVAILABLE | DATA NOT AVAILABLE | DATA NOT AVAILABLE | DATA NOT AVAILABLE | DATA NOT AVAILABLE | DATA NOT AVAILABLE | DATA NOT AVAILABLE | DATA NOT AVAILABLE | DATA NOT AVAILABLE | DATA NOT AVAILABLE | DATA NOT AVAILABLE | NO | CONNECTED | 2.85 | 2.85 | 3 | DATA NOT AVAILABLE | DATA NOT AVAILABLE | DATA NOT AVAILABLE | DATA NOT AVAILABLE | DATA NOT AVAILABLE | DATA NOT AVAILABLE | DATA NOT AVAILABLE | DATA NOT AVAILABLE | DATA NOT AVAILABLE | DATA NOT AVAILABLE | N | DATA NOT AVAILABLE | DATA NOT AVAILABLE | DATA NOT AVAILABLE | DATA NOT AVAILABLE | DATA NOT AVAILABLE | 2020-07-22
1700051857046 | DATA NOT AVAILABLE | DATA NOT AVAILABLE | PAULS HILL WIND FARM | EXPORT SUPPLY | PAULS HILL WIND FARM | ABERLOUR | MORAY | AB37 9AX | SCOTLAND | 317932 | 836741 | BOAT OF GARTEN | DATA NOT APPLICABLE | BALLINDALLOCH | 11 | SCOTTISH HYDRO ELECTRIC POWER DISTRIBUTION PLC | WIND | ONSHORE WIND TURBINES | NO | DATA NOT AVAILABLE | DATA NOT AVAILABLE | DATA NOT AVAILABLE | DATA NOT AVAILABLE | DATA NOT AVAILABLE | DATA NOT AVAILABLE | DATA NOT AVAILABLE | DATA NOT AVAILABLE | DATA NOT AVAILABLE | DATA NOT AVAILABLE | DATA NOT AVAILABLE | DATA NOT AVAILABLE | DATA NOT AVAILABLE | DATA NOT AVAILABLE | DATA NOT AVAILABLE | NO | CONNECTED | 66.5 | 66.5 | 70 | DATA NOT AVAILABLE | DATA NOT AVAILABLE | DATA NOT AVAILABLE | DATA NOT AVAILABLE | DATA NOT AVAILABLE | DATA NOT AVAILABLE | DATA NOT AVAILABLE | DATA NOT AVAILABLE | DATA NOT AVAILABLE | DATA NOT AVAILABLE | N | DATA NOT AVAILABLE | DATA NOT AVAILABLE | DATA NOT AVAILABLE | DATA NOT AVAILABLE | DATA NOT AVAILABLE | 2020-07-22
1700051877984 | DATA NOT AVAILABLE | ECOGEN LTD | BURGARHILL WIND FARM LTD | BURGARHILL WIND FARM LTD | BURGAR HILL | ORKNEY | ORKNEY ISLANDS | KW17 2PJ | SCOTLAND | 336017 | 1026101 | THURSO | DATA NOT APPLICABLE | SCORRADALE | 0.4 | SCOTTISH HYDRO ELECTRIC POWER DISTRIBUTION PLC | WIND | ONSHORE WIND TURBINES | NO | DATA NOT AVAILABLE | DATA NOT AVAILABLE | DATA NOT AVAILABLE | DATA NOT AVAILABLE | DATA NOT AVAILABLE | DATA NOT AVAILABLE | DATA NOT AVAILABLE | DATA NOT AVAILABLE | DATA NOT AVAILABLE | DATA NOT AVAILABLE | DATA NOT AVAILABLE | DATA NOT AVAILABLE | DATA NOT AVAILABLE | DATA NOT AVAILABLE | DATA NOT AVAILABLE | NO | CONNECTED | 5.7 | 5.7 | 6 | DATA NOT AVAILABLE | DATA NOT AVAILABLE | DATA NOT AVAILABLE | DATA NOT AVAILABLE | DATA NOT AVAILABLE | DATA NOT AVAILABLE | DATA NOT AVAILABLE | DATA NOT AVAILABLE | DATA NOT AVAILABLE | DATA NOT AVAILABLE | N | DATA NOT AVAILABLE | DATA NOT AVAILABLE | DATA NOT AVAILABLE | DATA NOT AVAILABLE | DATA NOT AVAILABLE | 2020-07-22
1700051955940 | DATA NOT AVAILABLE | ARNISH MOOR WIND FARM LIMITED | ARNISH MOOR WINDFARM | ARNISH MOOR WINDFARM EXPORT | BY STORNOWAY | ISLE OF LEWIS | DATA NOT AVAILABLE | DATA NOT AVAILABLE | SCOTLAND | DATA NOT AVAILABLE | DATA NOT AVAILABLE | STORNOWAY | DATA NOT APPLICABLE | STORNOWAY | 33 | SCOTTISH HYDRO ELECTRIC POWER DISTRIBUTION PLC | WIND | ONSHORE WIND TURBINES | NO | DATA NOT AVAILABLE | DATA NOT AVAILABLE | DATA NOT AVAILABLE | DATA NOT AVAILABLE | DATA NOT AVAILABLE | DATA NOT AVAILABLE | DATA NOT AVAILABLE | DATA NOT AVAILABLE | DATA NOT AVAILABLE | DATA NOT AVAILABLE | DATA NOT AVAILABLE | DATA NOT AVAILABLE | DATA NOT AVAILABLE | DATA NOT AVAILABLE | DATA NOT AVAILABLE | NO | CONNECTED | 3.705 | 3.705 | 3.9 | DATA NOT AVAILABLE | DATA NOT AVAILABLE | DATA NOT AVAILABLE | DATA NOT AVAILABLE | DATA NOT AVAILABLE | DATA NOT AVAILABLE | DATA NOT AVAILABLE | DATA NOT AVAILABLE | DATA NOT AVAILABLE | DATA NOT AVAILABLE | N | DATA NOT AVAILABLE | DATA NOT AVAILABLE | DATA NOT AVAILABLE | DATA NOT AVAILABLE | DATA NOT AVAILABLE | 2020-07-22
1700051956457 | DATA NOT AVAILABLE | ECO2 LTD | DUMMUIE WINDFARM | DUMMUIE WINDFARM | EAST MAINS OF DUMMUIES | ABERDEEN | ABERDEENSHIRE | AB54 4RL | SCOTLAND | 355734 | 836687 | KEITH | DATA NOT APPLICABLE | KEITH GRID | 33 | SCOTTISH HYDRO ELECTRIC POWER DISTRIBUTION PLC | WIND | ONSHORE WIND TURBINES | NO | DATA NOT AVAILABLE | DATA NOT AVAILABLE | DATA NOT AVAILABLE | DATA NOT AVAILABLE | DATA NOT AVAILABLE | DATA NOT AVAILABLE | DATA NOT AVAILABLE | DATA NOT AVAILABLE | DATA NOT AVAILABLE | DATA NOT AVAILABLE | DATA NOT AVAILABLE | DATA NOT AVAILABLE | DATA NOT AVAILABLE | DATA NOT AVAILABLE | DATA NOT AVAILABLE | NO | CONNECTED | 11.638 | 11.638 | 12.25 | DATA NOT AVAILABLE | DATA NOT AVAILABLE | DATA NOT AVAILABLE | DATA NOT AVAILABLE | DATA NOT AVAILABLE | DATA NOT AVAILABLE | DATA NOT AVAILABLE | DATA NOT AVAILABLE | DATA NOT AVAILABLE | DATA NOT AVAILABLE | N | DATA NOT AVAILABLE | DATA NOT AVAILABLE | DATA NOT AVAILABLE | DATA NOT AVAILABLE | DATA NOT AVAILABLE | 2020-07-22
1700051965052 | DATA NOT AVAILABLE | DATA NOT AVAILABLE | FORSS 2 WINDFARM HV | FORSS 2 WINDFARM HV EXPORT | HILL OF LYBSTER | THURSO | HIGHLAND | KW14 7YA | SCOTLAND | 302432 | 968616 | DOUNREAY | DATA NOT APPLICABLE | DOUNREAY | 11 | SCOTTISH HYDRO ELECTRIC POWER DISTRIBUTION PLC | WIND | ONSHORE WIND TURBINES | NO | DATA NOT AVAILABLE | DATA NOT AVAILABLE | DATA NOT AVAILABLE | DATA NOT AVAILABLE | DATA NOT AVAILABLE | DATA NOT AVAILABLE | DATA NOT AVAILABLE | DATA NOT AVAILABLE | DATA NOT AVAILABLE | DATA NOT AVAILABLE | DATA NOT AVAILABLE | DATA NOT AVAILABLE | DATA NOT AVAILABLE | DATA NOT AVAILABLE | DATA NOT AVAILABLE | NO | CONNECTED | 5.263 | 5.263 | 5.54 | DATA NOT AVAILABLE | DATA NOT AVAILABLE | DATA NOT AVAILABLE | DATA NOT AVAILABLE | DATA NOT AVAILABLE | DATA NOT AVAILABLE | DATA NOT AVAILABLE | DATA NOT AVAILABLE | DATA NOT AVAILABLE | DATA NOT AVAILABLE | N | DATA NOT AVAILABLE | DATA NOT AVAILABLE | DATA NOT AVAILABLE | DATA NOT AVAILABLE | DATA NOT AVAILABLE | 2020-07-22
1700052002710 | DATA NOT AVAILABLE | SSE GENERATION LTD | DRUMDERG WIND FARM | SUPPLY 1 DRUMDERG WIND FARM | DATA NOT AVAILABLE | BLAIRGOWRIE | PERTHSHIRE AND KINROSS | DATA NOT AVAILABLE | SCOTLAND | DATA NOT AVAILABLE | DATA NOT AVAILABLE | COUPAR ANGUS | DATA NOT APPLICABLE | COUPAR ANGUS | 11 | SCOTTISH HYDRO ELECTRIC POWER DISTRIBUTION PLC | WIND | ONSHORE WIND TURBINES | NO | DATA NOT AVAILABLE | DATA NOT AVAILABLE | DATA NOT AVAILABLE | DATA NOT AVAILABLE | DATA NOT AVAILABLE | DATA NOT AVAILABLE | DATA NOT AVAILABLE | DATA NOT AVAILABLE | DATA NOT AVAILABLE | DATA NOT AVAILABLE | DATA NOT AVAILABLE | DATA NOT AVAILABLE | DATA NOT AVAILABLE | DATA NOT AVAILABLE | DATA NOT AVAILABLE | NO | CONNECTED | 15.2 | 15.2 | 16 | DATA NOT AVAILABLE | DATA NOT AVAILABLE | DATA NOT AVAILABLE | DATA NOT AVAILABLE | DATA NOT AVAILABLE | DATA NOT AVAILABLE | DATA NOT AVAILABLE | DATA NOT AVAILABLE | DATA NOT AVAILABLE | DATA NOT AVAILABLE | N | DATA NOT AVAILABLE | DATA NOT AVAILABLE | DATA NOT AVAILABLE | DATA NOT AVAILABLE | DATA NOT AVAILABLE | 2020-07-22
1700052002739 | DATA NOT AVAILABLE | SSE GENERATION LTD | DRUMDERG WIND FARM | SUPPLY 2 DRUMDERG WIND FARM | DATA NOT AVAILABLE | BLAIRGOWRIE | PERTHSHIRE AND KINROSS | DATA NOT AVAILABLE | SCOTLAND | DATA NOT AVAILABLE | DATA NOT AVAILABLE | COUPAR ANGUS | DATA NOT APPLICABLE | COUPAR ANGUS | 11 | SCOTTISH HYDRO ELECTRIC POWER DISTRIBUTION PLC | WIND | ONSHORE WIND TURBINES | NO | DATA NOT AVAILABLE | DATA NOT AVAILABLE | DATA NOT AVAILABLE | DATA NOT AVAILABLE | DATA NOT AVAILABLE | DATA NOT AVAILABLE | DATA NOT AVAILABLE | DATA NOT AVAILABLE | DATA NOT AVAILABLE | DATA NOT AVAILABLE | DATA NOT AVAILABLE | DATA NOT AVAILABLE | DATA NOT AVAILABLE | DATA NOT AVAILABLE | DATA NOT AVAILABLE | NO | CONNECTED | 15.2 | 15.2 | 16 | DATA NOT AVAILABLE | DATA NOT AVAILABLE | DATA NOT AVAILABLE | DATA NOT AVAILABLE | DATA NOT AVAILABLE | DATA NOT AVAILABLE | DATA NOT AVAILABLE | DATA NOT AVAILABLE | DATA NOT AVAILABLE | DATA NOT AVAILABLE | N | DATA NOT AVAILABLE | DATA NOT AVAILABLE | DATA NOT AVAILABLE | DATA NOT AVAILABLE | DATA NOT AVAILABLE | 2020-07-22
1700052029856 | DATA NOT AVAILABLE | BILBSTER WIND FARM LTD | FLEXHILL WINDFARM | FLEXHILL WINDFARM BILBSTER WIND FARM LTD | DATA NOT AVAILABLE | WICK | HIGHLAND | KW1 5TB | SCOTLAND | 328074 | 953301 | MYBSTER | DATA NOT APPLICABLE | MYBSTER GRID | 33 | SCOTTISH HYDRO ELECTRIC POWER DISTRIBUTION PLC | WIND | ONSHORE WIND TURBINES | NO | DATA NOT AVAILABLE | DATA NOT AVAILABLE | DATA NOT AVAILABLE | DATA NOT AVAILABLE | DATA NOT AVAILABLE | DATA NOT AVAILABLE | DATA NOT AVAILABLE | DATA NOT AVAILABLE | DATA NOT AVAILABLE | DATA NOT AVAILABLE | DATA NOT AVAILABLE | DATA NOT AVAILABLE | DATA NOT AVAILABLE | DATA NOT AVAILABLE | DATA NOT AVAILABLE | NO | CONNECTED | 3.705 | 3.705 | 3.9 | DATA NOT AVAILABLE | DATA NOT AVAILABLE | DATA NOT AVAILABLE | DATA NOT AVAILABLE | DATA NOT AVAILABLE | DATA NOT AVAILABLE | DATA NOT AVAILABLE | DATA NOT AVAILABLE | DATA NOT AVAILABLE | DATA NOT AVAILABLE | N | DATA NOT AVAILABLE | DATA NOT AVAILABLE | DATA NOT AVAILABLE | DATA NOT AVAILABLE | DATA NOT AVAILABLE | 2020-07-22
1700052048584 | DATA NOT AVAILABLE | INNOGY RENEWABLES UK LIMITED | CORRIEGARTH HYDRO GEN AUX | CORRIEGARTH HYDRO GEN DATA NOT AVAILABLE | GORTHLECK | INVERNESS | HIGHLAND | IV2 6UL | SCOTLAND | 250731 | 817150 | INVERNESS | DATA NOT APPLICABLE | INVERNESS GRID | 33 | SCOTTISH HYDRO ELECTRIC POWER DISTRIBUTION PLC | WIND | ONSHORE WIND TURBINES | NO | DATA NOT AVAILABLE | DATA NOT AVAILABLE | DATA NOT AVAILABLE | DATA NOT AVAILABLE | DATA NOT AVAILABLE | DATA NOT AVAILABLE | DATA NOT AVAILABLE | DATA NOT AVAILABLE | DATA NOT AVAILABLE | DATA NOT AVAILABLE | DATA NOT AVAILABLE | DATA NOT AVAILABLE | DATA NOT AVAILABLE | DATA NOT AVAILABLE | DATA NOT AVAILABLE | NO | CONNECTED | 3.23 | 3.23 | 3.4 | DATA NOT AVAILABLE | DATA NOT AVAILABLE | DATA NOT AVAILABLE | DATA NOT AVAILABLE | DATA NOT AVAILABLE | DATA NOT AVAILABLE | DATA NOT AVAILABLE | DATA NOT AVAILABLE | DATA NOT AVAILABLE | DATA NOT AVAILABLE | N | DATA NOT AVAILABLE | DATA NOT AVAILABLE | DATA NOT AVAILABLE | DATA NOT AVAILABLE | DATA NOT AVAILABLE | 2020-07-22
1700052121436 | DATA NOT AVAILABLE | ACHAIRN ENERGY LIMITED | ACHAIRN WINDFARM | ACHAIRN WINDFARM | ACHAIRN FARM | WICK | HIGHLAND | KW1 5SG | SCOTLAND | 331355 | 950007 | MYBSTER | DATA NOT APPLICABLE | MYBSTER GRID | 33 | SCOTTISH HYDRO ELECTRIC POWER DISTRIBUTION PLC | WIND | ONSHORE WIND TURBINES | NO | DATA NOT AVAILABLE | DATA NOT AVAILABLE | DATA NOT AVAILABLE | DATA NOT AVAILABLE | DATA NOT AVAILABLE | DATA NOT AVAILABLE | DATA NOT AVAILABLE | DATA NOT AVAILABLE | DATA NOT AVAILABLE | DATA NOT AVAILABLE | DATA NOT AVAILABLE | DATA NOT AVAILABLE | DATA NOT AVAILABLE | DATA NOT AVAILABLE | DATA NOT AVAILABLE | NO | CONNECTED | 7.125 | 7.125 | 7.5 | DATA NOT AVAILABLE | DATA NOT AVAILABLE | DATA NOT AVAILABLE | DATA NOT AVAILABLE | DATA NOT AVAILABLE | DATA NOT AVAILABLE | DATA NOT AVAILABLE | DATA NOT AVAILABLE | DATA NOT AVAILABLE | DATA NOT AVAILABLE | N | DATA NOT AVAILABLE | DATA NOT AVAILABLE | DATA NOT AVAILABLE | DATA NOT AVAILABLE | DATA NOT AVAILABLE | 2020-07-22
1700052250178 | DATA NOT AVAILABLE | DATA NOT AVAILABLE | INVERLAEL HYDRO STATION | INVERLAEL HYDRO STATION PRIVATE GENERATOR | DATA NOT AVAILABLE | GARVE | HIGHLAND | IV23 2SE | SCOTLAND | 215803 | 888422 | GRUDIE BRIDGE | DATA NOT APPLICABLE | GRUDIE BRIDGE | 33 | SCOTTISH HYDRO ELECTRIC POWER DISTRIBUTION PLC | SOLAR | PHOTOVOLTAIC | NO | DATA NOT AVAILABLE | DATA NOT AVAILABLE | DATA NOT AVAILABLE | DATA NOT AVAILABLE | DATA NOT AVAILABLE | DATA NOT AVAILABLE | DATA NOT AVAILABLE | DATA NOT AVAILABLE | DATA NOT AVAILABLE | DATA NOT AVAILABLE | DATA NOT AVAILABLE | DATA NOT AVAILABLE | DATA NOT AVAILABLE | DATA NOT AVAILABLE | DATA NOT AVAILABLE | NO | CONNECTED | 2.375 | 2.375 | 2.5 | DATA NOT AVAILABLE | DATA NOT AVAILABLE | DATA NOT AVAILABLE | DATA NOT AVAILABLE | DATA NOT AVAILABLE | DATA NOT AVAILABLE | DATA NOT AVAILABLE | DATA NOT AVAILABLE | DATA NOT AVAILABLE | DATA NOT AVAILABLE | N | DATA NOT AVAILABLE | DATA NOT AVAILABLE | DATA NOT AVAILABLE | DATA NOT AVAILABLE | DATA NOT AVAILABLE | 2020-07-22
1700052250284 | DATA NOT AVAILABLE | STRATH OF BRYDOCK WIND FARM LIMITED | STRATH OF BYDOCK WINDFARM | STRATH OF BYDOCK WINDFARM PRIVATE GENERATOR | DATA NOT AVAILABLE | ABERDEEN | ABERDEENSHIRE | AB45 3BX | SCOTLAND | 365016 | 859626 | MACDUFF | DATA NOT APPLICABLE | MACDUFF GRID | 33 | SCOTTISH HYDRO ELECTRIC POWER DISTRIBUTION PLC | WIND | ONSHORE WIND TURBINES | NO | DATA NOT AVAILABLE | DATA NOT AVAILABLE | DATA NOT AVAILABLE | DATA NOT AVAILABLE | DATA NOT AVAILABLE | DATA NOT AVAILABLE | DATA NOT AVAILABLE | DATA NOT AVAILABLE | DATA NOT AVAILABLE | DATA NOT AVAILABLE | DATA NOT AVAILABLE | DATA NOT AVAILABLE | DATA NOT AVAILABLE | DATA NOT AVAILABLE | DATA NOT AVAILABLE | NO | CONNECTED | 4.37 | 4.37 | 4.6 | DATA NOT AVAILABLE | DATA NOT AVAILABLE | DATA NOT AVAILABLE | DATA NOT AVAILABLE | DATA NOT AVAILABLE | DATA NOT AVAILABLE | DATA NOT AVAILABLE | DATA NOT AVAILABLE | DATA NOT AVAILABLE | DATA NOT AVAILABLE | N | DATA NOT AVAILABLE | DATA NOT AVAILABLE | DATA NOT AVAILABLE | DATA NOT AVAILABLE | DATA NOT AVAILABLE | 2020-07-22
1700052276983 | DATA NOT AVAILABLE | BEINN NAN OIGHREAN | STRUIE WIND GENERATION STATION | STRUIE WIND GENERATION STATION | DATA NOT AVAILABLE | ALNESS | HIGHLAND | IV19 1LH | SCOTLAND | 266575 | 881371 | ALNESS | DATA NOT APPLICABLE | ALNESS GRID | 33 | SCOTTISH HYDRO ELECTRIC POWER DISTRIBUTION PLC | WIND | ONSHORE WIND TURBINES | NO | DATA NOT AVAILABLE | DATA NOT AVAILABLE | DATA NOT AVAILABLE | DATA NOT AVAILABLE | DATA NOT AVAILABLE | DATA NOT AVAILABLE | DATA NOT AVAILABLE | DATA NOT AVAILABLE | DATA NOT AVAILABLE | DATA NOT AVAILABLE | DATA NOT AVAILABLE | DATA NOT AVAILABLE | DATA NOT AVAILABLE | DATA NOT AVAILABLE | DATA NOT AVAILABLE | NO | CONNECTED | 4.37 | 4.37 | 4.6 | DATA NOT AVAILABLE | DATA NOT AVAILABLE | DATA NOT AVAILABLE | DATA NOT AVAILABLE | DATA NOT AVAILABLE | DATA NOT AVAILABLE | DATA NOT AVAILABLE | DATA NOT AVAILABLE | DATA NOT AVAILABLE | DATA NOT AVAILABLE | N | DATA NOT AVAILABLE | DATA NOT AVAILABLE | DATA NOT AVAILABLE | DATA NOT AVAILABLE | DATA NOT AVAILABLE | 2020-07-22
1700052288696 | DATA NOT AVAILABLE | SSE GENERATION | FAIRBURN WIND FARM | FAIRBURN WIND FARM | DATA NOT AVAILABLE | INVERNESS | HIGHLAND | IV6 7UT | SCOTLAND | 246936 | 852541 | ORRIN | DATA NOT APPLICABLE | ORRIN | 0.4 | SCOTTISH HYDRO ELECTRIC POWER DISTRIBUTION PLC | WIND | ONSHORE WIND TURBINES | NO | DATA NOT AVAILABLE | DATA NOT AVAILABLE | DATA NOT AVAILABLE | DATA NOT AVAILABLE | DATA NOT AVAILABLE | DATA NOT AVAILABLE | DATA NOT AVAILABLE | DATA NOT AVAILABLE | DATA NOT AVAILABLE | DATA NOT AVAILABLE | DATA NOT AVAILABLE | DATA NOT AVAILABLE | DATA NOT AVAILABLE | DATA NOT AVAILABLE | DATA NOT AVAILABLE | NO | CONNECTED | 40 | 40 | 42.105 | DATA NOT AVAILABLE | DATA NOT AVAILABLE | DATA NOT AVAILABLE | DATA NOT AVAILABLE | DATA NOT AVAILABLE | DATA NOT AVAILABLE | DATA NOT AVAILABLE | DATA NOT AVAILABLE | DATA NOT AVAILABLE | DATA NOT AVAILABLE | N | DATA NOT AVAILABLE | DATA NOT AVAILABLE | DATA NOT AVAILABLE | DATA NOT AVAILABLE | DATA NOT AVAILABLE | 2020-07-22
1700052335938 | DATA NOT AVAILABLE | BURGAR HILL RENEWABLES LTD | BURGAR HILL | BURGAR HILL GENERATING STATION | DATA NOT AVAILABLE | ORKNEY | ORKNEY ISLANDS | KW17 2PJ | SCOTLAND | 336017 | 1026101 | THURSO | DATA NOT APPLICABLE | SCORRADALE | 0.4 | SCOTTISH HYDRO ELECTRIC POWER DISTRIBUTION PLC | DATA NOT AVAILABLE | DATA NOT AVAILABLE | NO | DATA NOT AVAILABLE | DATA NOT AVAILABLE | DATA NOT AVAILABLE | DATA NOT AVAILABLE | DATA NOT AVAILABLE | DATA NOT AVAILABLE | DATA NOT AVAILABLE | DATA NOT AVAILABLE | DATA NOT AVAILABLE | DATA NOT AVAILABLE | DATA NOT AVAILABLE | DATA NOT AVAILABLE | DATA NOT AVAILABLE | DATA NOT AVAILABLE | DATA NOT AVAILABLE | NO | CONNECTED | 2.185 | 2.185 | 2.3 | DATA NOT AVAILABLE | DATA NOT AVAILABLE | DATA NOT AVAILABLE | DATA NOT AVAILABLE | DATA NOT AVAILABLE | DATA NOT AVAILABLE | DATA NOT AVAILABLE | DATA NOT AVAILABLE | DATA NOT AVAILABLE | DATA NOT AVAILABLE | N | DATA NOT AVAILABLE | DATA NOT AVAILABLE | DATA NOT AVAILABLE | DATA NOT AVAILABLE | DATA NOT AVAILABLE | 2020-07-22
1700052336018 | DATA NOT AVAILABLE | MYRETON RENEWABLE ENERGY LIMITED | LURGHILL WIND | GENERATING STATION | LURGHILL WIND | ABERDEEN | MORAY | AB55 6NJ | SCOTLAND | 349135 | 856169 | KEITH | DATA NOT APPLICABLE | KEITH GRID | 33 | SCOTTISH HYDRO ELECTRIC POWER DISTRIBUTION PLC | WIND | ONSHORE WIND TURBINES | NO | DATA NOT AVAILABLE | DATA NOT AVAILABLE | DATA NOT AVAILABLE | DATA NOT AVAILABLE | DATA NOT AVAILABLE | DATA NOT AVAILABLE | DATA NOT AVAILABLE | DATA NOT AVAILABLE | DATA NOT AVAILABLE | DATA NOT AVAILABLE | DATA NOT AVAILABLE | DATA NOT AVAILABLE | DATA NOT AVAILABLE | DATA NOT AVAILABLE | DATA NOT AVAILABLE | NO | CONNECTED | 2.404 | 2.404 | 2.53 | DATA NOT AVAILABLE | DATA NOT AVAILABLE | DATA NOT AVAILABLE | DATA NOT AVAILABLE | DATA NOT AVAILABLE | DATA NOT AVAILABLE | DATA NOT AVAILABLE | DATA NOT AVAILABLE | DATA NOT AVAILABLE | DATA NOT AVAILABLE | N | DATA NOT AVAILABLE | DATA NOT AVAILABLE | DATA NOT AVAILABLE | DATA NOT AVAILABLE | DATA NOT AVAILABLE | 2020-07-22
1700052336036 | DATA NOT AVAILABLE | GREENSPAN ELECTRIC CAIRNMORE LIMITED | CAIRNMORE WIND PARK | CAIRNMORE WIND PARK | CAIRNMORE | ABERDEEN | ABERDEENSHIRE | AB54 4NA | SCOTLAND | 351350 | 825047 | TARLAND | DATA NOT APPLICABLE | TARLAND GRID | 33 | SCOTTISH HYDRO ELECTRIC POWER DISTRIBUTION PLC | WIND | ONSHORE WIND TURBINES | NO | DATA NOT AVAILABLE | DATA NOT AVAILABLE | DATA NOT AVAILABLE | DATA NOT AVAILABLE | DATA NOT AVAILABLE | DATA NOT AVAILABLE | DATA NOT AVAILABLE | DATA NOT AVAILABLE | DATA NOT AVAILABLE | DATA NOT AVAILABLE | DATA NOT AVAILABLE | DATA NOT AVAILABLE | DATA NOT AVAILABLE | DATA NOT AVAILABLE | DATA NOT AVAILABLE | NO | CONNECTED | 7.268 | 7.268 | 7.65 | DATA NOT AVAILABLE | DATA NOT AVAILABLE | DATA NOT AVAILABLE | DATA NOT AVAILABLE | DATA NOT AVAILABLE | DATA NOT AVAILABLE | DATA NOT AVAILABLE | DATA NOT AVAILABLE | DATA NOT AVAILABLE | DATA NOT AVAILABLE | N | DATA NOT AVAILABLE | DATA NOT AVAILABLE | DATA NOT AVAILABLE | DATA NOT AVAILABLE | DATA NOT AVAILABLE | 2020-07-22
1700052338362 | DATA NOT AVAILABLE | DATA NOT AVAILABLE | LOCHEBANK WINDFARM | LOCHEBANK WINDFARM | DATA NOT AVAILABLE | PERTH | PERTHSHIRE AND KINROSS | PH2 9QQ | SCOTLAND | 313595 | 712563 | ABERNETHY | DATA NOT APPLICABLE | ABERNETHY GRID | 33 | SCOTTISH HYDRO ELECTRIC POWER DISTRIBUTION PLC | WIND | ONSHORE WIND TURBINES | NO | DATA NOT AVAILABLE | DATA NOT AVAILABLE | DATA NOT AVAILABLE | DATA NOT AVAILABLE | DATA NOT AVAILABLE | DATA NOT AVAILABLE | DATA NOT AVAILABLE | DATA NOT AVAILABLE | DATA NOT AVAILABLE | DATA NOT AVAILABLE | DATA NOT AVAILABLE | DATA NOT AVAILABLE | DATA NOT AVAILABLE | DATA NOT AVAILABLE | DATA NOT AVAILABLE | NO | CONNECTED | 9.453 | 9.453 | 9.95 | DATA NOT AVAILABLE | DATA NOT AVAILABLE | DATA NOT AVAILABLE | DATA NOT AVAILABLE | DATA NOT AVAILABLE | DATA NOT AVAILABLE | DATA NOT AVAILABLE | DATA NOT AVAILABLE | DATA NOT AVAILABLE | DATA NOT AVAILABLE | N | DATA NOT AVAILABLE | DATA NOT AVAILABLE | DATA NOT AVAILABLE | DATA NOT AVAILABLE | DATA NOT AVAILABLE | 2020-07-22
1700052371750 | DATA NOT AVAILABLE | SSE GENERATION LTD | ACHANY WIND FARM | EXPORT SUPPLY | ACHANY WIND FARM | LAIRG | HIGHLAND | IV27 4BD | SCOTLAND | 248071 | 901853 | LAIRG | DATA NOT APPLICABLE | LAIRG GRID | 33 | SCOTTISH HYDRO ELECTRIC POWER DISTRIBUTION PLC | WIND | ONSHORE WIND TURBINES | NO | DATA NOT AVAILABLE | DATA NOT AVAILABLE | DATA NOT AVAILABLE | DATA NOT AVAILABLE | DATA NOT AVAILABLE | DATA NOT AVAILABLE | DATA NOT AVAILABLE | DATA NOT AVAILABLE | DATA NOT AVAILABLE | DATA NOT AVAILABLE | DATA NOT AVAILABLE | DATA NOT AVAILABLE | DATA NOT AVAILABLE | DATA NOT AVAILABLE | DATA NOT AVAILABLE | NO | CONNECTED | 49.875 | 49.875 | 52.5 | DATA NOT AVAILABLE | DATA NOT AVAILABLE | DATA NOT AVAILABLE | DATA NOT AVAILABLE | DATA NOT AVAILABLE | DATA NOT AVAILABLE | DATA NOT AVAILABLE | DATA NOT AVAILABLE | DATA NOT AVAILABLE | DATA NOT AVAILABLE | N | DATA NOT AVAILABLE | DATA NOT AVAILABLE | DATA NOT AVAILABLE | DATA NOT AVAILABLE | DATA NOT AVAILABLE | 2020-07-22
1700052372187 | DATA NOT AVAILABLE | BROADLAND RENEWABLE ENERGY LTD | GARVAN HYDRO | PRIVATE GENERATOR GARVAN HYDRO SCHEME | DATA NOT AVAILABLE | FORT WILLIAM | HIGHLAND | PH33 7AW | SCOTLAND | 199680 | 777507 | FORT WILLIAM | DATA NOT APPLICABLE | FORT WILLIAM GRID | 33 | SCOTTISH HYDRO ELECTRIC POWER DISTRIBUTION PLC | SOLAR | PHOTOVOLTAIC | NO | DATA NOT AVAILABLE | DATA NOT AVAILABLE | DATA NOT AVAILABLE | DATA NOT AVAILABLE | DATA NOT AVAILABLE | DATA NOT AVAILABLE | DATA NOT AVAILABLE | DATA NOT AVAILABLE | DATA NOT AVAILABLE | DATA NOT AVAILABLE | DATA NOT AVAILABLE | DATA NOT AVAILABLE | DATA NOT AVAILABLE | DATA NOT AVAILABLE | DATA NOT AVAILABLE | NO | CONNECTED | 1.995 | 1.995 | 2.1 | DATA NOT AVAILABLE | DATA NOT AVAILABLE | DATA NOT AVAILABLE | DATA NOT AVAILABLE | DATA NOT AVAILABLE | DATA NOT AVAILABLE | DATA NOT AVAILABLE | DATA NOT AVAILABLE | DATA NOT AVAILABLE | DATA NOT AVAILABLE | N | DATA NOT AVAILABLE | DATA NOT AVAILABLE | DATA NOT AVAILABLE | DATA NOT AVAILABLE | DATA NOT AVAILABLE | 2020-07-22
1700052383471 | DATA NOT AVAILABLE | KELTNEYBURN HYDRO LTD | KELTNEYBURN HYDRO GENERATOR | C/O KELTNEYBURN HOUSE KELTNEYBURN HYDRO GENERATOR | DATA NOT AVAILABLE | ABERFELDY | PERTHSHIRE AND KINROSS | PH15 2LF | SCOTLAND | 277379 | 749107 | TUMMEL BRIDGE | DATA NOT APPLICABLE | TUMMEL BRIDGE GRID | 33 | SCOTTISH HYDRO ELECTRIC POWER DISTRIBUTION PLC | HYDRO (TO BE CONFIRMED) | HYDRO POWER SYSTEM | NO | DATA NOT AVAILABLE | DATA NOT AVAILABLE | DATA NOT AVAILABLE | DATA NOT AVAILABLE | DATA NOT AVAILABLE | DATA NOT AVAILABLE | DATA NOT AVAILABLE | DATA NOT AVAILABLE | DATA NOT AVAILABLE | DATA NOT AVAILABLE | DATA NOT AVAILABLE | DATA NOT AVAILABLE | DATA NOT AVAILABLE | DATA NOT AVAILABLE | DATA NOT AVAILABLE | NO | CONNECTED | 1.995 | 1.995 | 2.1 | DATA NOT AVAILABLE | DATA NOT AVAILABLE | DATA NOT AVAILABLE | DATA NOT AVAILABLE | DATA NOT AVAILABLE | DATA NOT AVAILABLE | DATA NOT AVAILABLE | DATA NOT AVAILABLE | DATA NOT AVAILABLE | DATA NOT AVAILABLE | N | DATA NOT AVAILABLE | DATA NOT AVAILABLE | DATA NOT AVAILABLE | DATA NOT AVAILABLE | DATA NOT AVAILABLE | 2020-07-22
1700052409553 | DATA NOT AVAILABLE | HAMMARS HILL ENERGY LIMITED | HAMMARS HILL WINDFARM | HAMMARS HILL WINDFARM | HAMMARS HILL | ORKNEY | ORKNEY ISLANDS | KW17 2PH | SCOTLAND | 337109 | 1025337 | THURSO SOUTH GRID | DATA NOT APPLICABLE | THURSO SOUTH GRID | 33 | SCOTTISH HYDRO ELECTRIC POWER DISTRIBUTION PLC | WIND | ONSHORE WIND TURBINES | NO | DATA NOT AVAILABLE | DATA NOT AVAILABLE | DATA NOT AVAILABLE | DATA NOT AVAILABLE | DATA NOT AVAILABLE | DATA NOT AVAILABLE | DATA NOT AVAILABLE | DATA NOT AVAILABLE | DATA NOT AVAILABLE | DATA NOT AVAILABLE | DATA NOT AVAILABLE | DATA NOT AVAILABLE | DATA NOT AVAILABLE | DATA NOT AVAILABLE | DATA NOT AVAILABLE | NO | CONNECTED | 4.275 | 4.275 | 4.5 | DATA NOT AVAILABLE | DATA NOT AVAILABLE | DATA NOT AVAILABLE | DATA NOT AVAILABLE | DATA NOT AVAILABLE | DATA NOT AVAILABLE | DATA NOT AVAILABLE | DATA NOT AVAILABLE | DATA NOT AVAILABLE | DATA NOT AVAILABLE | N | DATA NOT AVAILABLE | DATA NOT AVAILABLE | DATA NOT AVAILABLE | DATA NOT AVAILABLE | DATA NOT AVAILABLE | 2020-07-22
1700052409571 | DATA NOT AVAILABLE | ARDGRAIN RENEWABLES | UPPER ARDGRAIN WINDFARM | UPPER ARDGRAIN WINDFARM | UPPER ARDGRAIN | ELLON | ABERDEENSHIRE | AB41 8RA | SCOTLAND | 395551 | 834118 | STRICHEN | DATA NOT APPLICABLE | STRICHEN GRID | 33 | SCOTTISH HYDRO ELECTRIC POWER DISTRIBUTION PLC | WIND | ONSHORE WIND TURBINES | NO | DATA NOT AVAILABLE | DATA NOT AVAILABLE | DATA NOT AVAILABLE | DATA NOT AVAILABLE | DATA NOT AVAILABLE | DATA NOT AVAILABLE | DATA NOT AVAILABLE | DATA NOT AVAILABLE | DATA NOT AVAILABLE | DATA NOT AVAILABLE | DATA NOT AVAILABLE | DATA NOT AVAILABLE | DATA NOT AVAILABLE | DATA NOT AVAILABLE | DATA NOT AVAILABLE | NO | CONNECTED | 2.28 | 2.28 | 2.4 | DATA NOT AVAILABLE | DATA NOT AVAILABLE | DATA NOT AVAILABLE | DATA NOT AVAILABLE | DATA NOT AVAILABLE | DATA NOT AVAILABLE | DATA NOT AVAILABLE | DATA NOT AVAILABLE | DATA NOT AVAILABLE | DATA NOT AVAILABLE | N | DATA NOT AVAILABLE | DATA NOT AVAILABLE | DATA NOT AVAILABLE | DATA NOT AVAILABLE | DATA NOT AVAILABLE | 2020-07-22
1700052410692 | DATA NOT AVAILABLE | DATA NOT AVAILABLE | NOVAR 2 WIND FARM | NOVAR 2 WIND FARM | DATA NOT AVAILABLE | DINGWALL | HIGHLAND | IV16 9XW | SCOTLAND | 256926 | 867221 | ALNESS | DATA NOT APPLICABLE | ALNESS GRID | 33 | SCOTTISH HYDRO ELECTRIC POWER DISTRIBUTION PLC | WIND | ONSHORE WIND TURBINES | NO | DATA NOT AVAILABLE | DATA NOT AVAILABLE | DATA NOT AVAILABLE | DATA NOT AVAILABLE | DATA NOT AVAILABLE | DATA NOT AVAILABLE | DATA NOT AVAILABLE | DATA NOT AVAILABLE | DATA NOT AVAILABLE | DATA NOT AVAILABLE | DATA NOT AVAILABLE | DATA NOT AVAILABLE | DATA NOT AVAILABLE | DATA NOT AVAILABLE | DATA NOT AVAILABLE | NO | CONNECTED | 36.803 | 36.803 | 38.74 | DATA NOT AVAILABLE | DATA NOT AVAILABLE | DATA NOT AVAILABLE | DATA NOT AVAILABLE | DATA NOT AVAILABLE | DATA NOT AVAILABLE | DATA NOT AVAILABLE | DATA NOT AVAILABLE | DATA NOT AVAILABLE | DATA NOT AVAILABLE | N | DATA NOT AVAILABLE | DATA NOT AVAILABLE | DATA NOT AVAILABLE | DATA NOT AVAILABLE | DATA NOT AVAILABLE | 2020-07-22
1700052434211 | DATA NOT AVAILABLE | DATA NOT AVAILABLE | HYDRO GENERATING STATION | HYDRO GENERATING STATION ARDTORNISH | DATA NOT AVAILABLE | OBAN | HIGHLAND | PA34 5UZ | SCOTLAND | 170242 | 747203 | LYNDHURST | DATA NOT APPLICABLE | LYNDHURST | 11 | SCOTTISH HYDRO ELECTRIC POWER DISTRIBUTION PLC | HYDRO (TO BE CONFIRMED) | HYDRO POWER SYSTEM | NO | DATA NOT AVAILABLE | DATA NOT AVAILABLE | DATA NOT AVAILABLE | DATA NOT AVAILABLE | DATA NOT AVAILABLE | DATA NOT AVAILABLE | DATA NOT AVAILABLE | DATA NOT AVAILABLE | DATA NOT AVAILABLE | DATA NOT AVAILABLE | DATA NOT AVAILABLE | DATA NOT AVAILABLE | DATA NOT AVAILABLE | DATA NOT AVAILABLE | DATA NOT AVAILABLE | NO | CONNECTED | 2.85 | 2.85 | 3 | DATA NOT AVAILABLE | DATA NOT AVAILABLE | DATA NOT AVAILABLE | DATA NOT AVAILABLE | DATA NOT AVAILABLE | DATA NOT AVAILABLE | DATA NOT AVAILABLE | DATA NOT AVAILABLE | DATA NOT AVAILABLE | DATA NOT AVAILABLE | N | DATA NOT AVAILABLE | DATA NOT AVAILABLE | DATA NOT AVAILABLE | DATA NOT AVAILABLE | DATA NOT AVAILABLE | 2020-07-22
1700052434639 | DATA NOT AVAILABLE | LAIRG WINDFARM LIMITED | CNOC NA-INGHINN WIND | CNOC NA-INGHINN WIND | LAIRG WIND GENERATION STATION | LAIRG | HIGHLAND | IV27 4DQ | SCOTLAND | 259546 | 904899 | LAIRG | DATA NOT APPLICABLE | LAIRG GRID | 33 | SCOTTISH HYDRO ELECTRIC POWER DISTRIBUTION PLC | WIND | ONSHORE WIND TURBINES | NO | DATA NOT AVAILABLE | DATA NOT AVAILABLE | DATA NOT AVAILABLE | DATA NOT AVAILABLE | DATA NOT AVAILABLE | DATA NOT AVAILABLE | DATA NOT AVAILABLE | DATA NOT AVAILABLE | DATA NOT AVAILABLE | DATA NOT AVAILABLE | DATA NOT AVAILABLE | DATA NOT AVAILABLE | DATA NOT AVAILABLE | DATA NOT AVAILABLE | DATA NOT AVAILABLE | NO | CONNECTED | 4.749 | 4.749 | 4.999 | DATA NOT AVAILABLE | DATA NOT AVAILABLE | DATA NOT AVAILABLE | DATA NOT AVAILABLE | DATA NOT AVAILABLE | DATA NOT AVAILABLE | DATA NOT AVAILABLE | DATA NOT AVAILABLE | DATA NOT AVAILABLE | DATA NOT AVAILABLE | N | DATA NOT AVAILABLE | DATA NOT AVAILABLE | DATA NOT AVAILABLE | DATA NOT AVAILABLE | DATA NOT AVAILABLE | 2020-07-22
1700052468498 | DATA NOT AVAILABLE | CLOCHNAHILL ENERGY LLP | DATA NOT AVAILABLE | WINDFARM | CLOCHNAHILL | STONEHAVEN | ABERDEENSHIRE | AB39 2XY | SCOTLAND | 382661 | 782254 | FIDDES | DATA NOT APPLICABLE | FIDDES | 33 | SCOTTISH HYDRO ELECTRIC POWER DISTRIBUTION PLC | SOLAR | PHOTOVOLTAIC | NO | DATA NOT AVAILABLE | DATA NOT AVAILABLE | DATA NOT AVAILABLE | DATA NOT AVAILABLE | DATA NOT AVAILABLE | DATA NOT AVAILABLE | DATA NOT AVAILABLE | DATA NOT AVAILABLE | DATA NOT AVAILABLE | DATA NOT AVAILABLE | DATA NOT AVAILABLE | DATA NOT AVAILABLE | DATA NOT AVAILABLE | DATA NOT AVAILABLE | DATA NOT AVAILABLE | NO | CONNECTED | 4.988 | 4.988 | 5.25 | DATA NOT AVAILABLE | DATA NOT AVAILABLE | DATA NOT AVAILABLE | DATA NOT AVAILABLE | DATA NOT AVAILABLE | DATA NOT AVAILABLE | DATA NOT AVAILABLE | DATA NOT AVAILABLE | DATA NOT AVAILABLE | DATA NOT AVAILABLE | N | DATA NOT AVAILABLE | DATA NOT AVAILABLE | DATA NOT AVAILABLE | DATA NOT AVAILABLE | DATA NOT AVAILABLE | 2020-07-22
1700052479277 | DATA NOT AVAILABLE | GREENHILL RENEWABLES LIMITED | GREENHILL CROFT WINDFARM | GREENHILL CROFT WINDFARM | DATA NOT AVAILABLE | FRASERBURGH | ABERDEENSHIRE | AB43 6PN | SCOTLAND | 385357 | 853445 | STRICHEN | DATA NOT APPLICABLE | STRICHEN GRID | 33 | SCOTTISH HYDRO ELECTRIC POWER DISTRIBUTION PLC | WIND | ONSHORE WIND TURBINES | NO | DATA NOT AVAILABLE | DATA NOT AVAILABLE | DATA NOT AVAILABLE | DATA NOT AVAILABLE | DATA NOT AVAILABLE | DATA NOT AVAILABLE | DATA NOT AVAILABLE | DATA NOT AVAILABLE | DATA NOT AVAILABLE | DATA NOT AVAILABLE | DATA NOT AVAILABLE | DATA NOT AVAILABLE | DATA NOT AVAILABLE | DATA NOT AVAILABLE | DATA NOT AVAILABLE | NO | CONNECTED | 2.185 | 2.185 | 2.3 | DATA NOT AVAILABLE | DATA NOT AVAILABLE | DATA NOT AVAILABLE | DATA NOT AVAILABLE | DATA NOT AVAILABLE | DATA NOT AVAILABLE | DATA NOT AVAILABLE | DATA NOT AVAILABLE | DATA NOT AVAILABLE | DATA NOT AVAILABLE | N | DATA NOT AVAILABLE | DATA NOT AVAILABLE | DATA NOT AVAILABLE | DATA NOT AVAILABLE | DATA NOT AVAILABLE | 2020-07-22
1700052500733 | DATA NOT AVAILABLE | RWE RENEWABLES UK DEVELOPMENTS LIMITED | ROSEHALL WINDFARM | ROSEHALL WINDFARM | DATA NOT AVAILABLE | LAIRG | HIGHLAND | IV27 4BD | SCOTLAND | 248071 | 901853 | SHIN | DATA NOT APPLICABLE | SHIN GRID | 33 | SCOTTISH HYDRO ELECTRIC POWER DISTRIBUTION PLC | WIND | ONSHORE WIND TURBINES | NO | DATA NOT AVAILABLE | DATA NOT AVAILABLE | DATA NOT AVAILABLE | DATA NOT AVAILABLE | DATA NOT AVAILABLE | DATA NOT AVAILABLE | DATA NOT AVAILABLE | DATA NOT AVAILABLE | DATA NOT AVAILABLE | DATA NOT AVAILABLE | DATA NOT AVAILABLE | DATA NOT AVAILABLE | DATA NOT AVAILABLE | DATA NOT AVAILABLE | DATA NOT AVAILABLE | NO | CONNECTED | 23.465 | 23.465 | 24.7 | DATA NOT AVAILABLE | DATA NOT AVAILABLE | DATA NOT AVAILABLE | DATA NOT AVAILABLE | DATA NOT AVAILABLE | DATA NOT AVAILABLE | DATA NOT AVAILABLE | DATA NOT AVAILABLE | DATA NOT AVAILABLE | DATA NOT AVAILABLE | N | DATA NOT AVAILABLE | DATA NOT AVAILABLE | DATA NOT AVAILABLE | DATA NOT AVAILABLE | DATA NOT AVAILABLE | 2020-07-22
1700052525375 | DATA NOT AVAILABLE | RWE RENEWABLES UK DEVELOPMENTS LTD | CAMSTER WINDFARM | CAMSTER WINDFARM | DATA NOT AVAILABLE | WICK | HIGHLAND | KW1 5UQ | SCOTLAND | 325493 | 952092 | MYBSTER | DATA NOT APPLICABLE | MYBSTER GRID | 33 | SCOTTISH HYDRO ELECTRIC POWER DISTRIBUTION PLC | WIND | ONSHORE WIND TURBINES | YES | DATA NOT AVAILABLE | DATA NOT AVAILABLE | DATA NOT AVAILABLE | DATA NOT AVAILABLE | DATA NOT AVAILABLE | DATA NOT AVAILABLE | DATA NOT AVAILABLE | DATA NOT AVAILABLE | DATA NOT AVAILABLE | DATA NOT AVAILABLE | DATA NOT AVAILABLE | DATA NOT AVAILABLE | DATA NOT AVAILABLE | DATA NOT AVAILABLE | DATA NOT AVAILABLE | NO | CONNECTED | 47.5 | 47.5 | 50 | DATA NOT AVAILABLE | DATA NOT AVAILABLE | DATA NOT AVAILABLE | DATA NOT AVAILABLE | DATA NOT AVAILABLE | DATA NOT AVAILABLE | DATA NOT AVAILABLE | DATA NOT AVAILABLE | DATA NOT AVAILABLE | DATA NOT AVAILABLE | N | DATA NOT AVAILABLE | DATA NOT AVAILABLE | DATA NOT AVAILABLE | DATA NOT AVAILABLE | DATA NOT AVAILABLE | 2020-07-22
1700052537812 | DATA NOT AVAILABLE | MUIRAKE WIND FARM LIMITED | MUIRAKE WINDFARM | MUIRAKE WINDFARM | DATA NOT AVAILABLE | KEITH | ABERDEENSHIRE | AB45 2BQ | SCOTLAND | 356817 | 858161 | KEITH | DATA NOT APPLICABLE | KEITH GRID | 33 | SCOTTISH HYDRO ELECTRIC POWER DISTRIBUTION PLC | WIND | ONSHORE WIND TURBINES | NO | DATA NOT AVAILABLE | DATA NOT AVAILABLE | DATA NOT AVAILABLE | DATA NOT AVAILABLE | DATA NOT AVAILABLE | DATA NOT AVAILABLE | DATA NOT AVAILABLE | DATA NOT AVAILABLE | DATA NOT AVAILABLE | DATA NOT AVAILABLE | DATA NOT AVAILABLE | DATA NOT AVAILABLE | DATA NOT AVAILABLE | DATA NOT AVAILABLE | DATA NOT AVAILABLE | NO | CONNECTED | 4.37 | 4.37 | 4.6 | DATA NOT AVAILABLE | DATA NOT AVAILABLE | DATA NOT AVAILABLE | DATA NOT AVAILABLE | DATA NOT AVAILABLE | DATA NOT AVAILABLE | DATA NOT AVAILABLE | DATA NOT AVAILABLE | DATA NOT AVAILABLE | DATA NOT AVAILABLE | N | DATA NOT AVAILABLE | DATA NOT AVAILABLE | DATA NOT AVAILABLE | DATA NOT AVAILABLE | DATA NOT AVAILABLE | 2020-07-22
1700052556319 | DATA NOT AVAILABLE | PENTLAND ROAD WIND FARM LTD | DATA NOT AVAILABLE | WINDFARM | PENTLAND ROAD | ISLE OF LEWIS | EILEAN SIAR | HS2 0DJ | SCOTLAND | 140476 | 933999 | ARDMORE GRID | DATA NOT APPLICABLE | STORNOWAY GRID | 33 | SCOTTISH HYDRO ELECTRIC POWER DISTRIBUTION PLC | WIND | ONSHORE WIND TURBINES | NO | DATA NOT AVAILABLE | DATA NOT AVAILABLE | DATA NOT AVAILABLE | DATA NOT AVAILABLE | DATA NOT AVAILABLE | DATA NOT AVAILABLE | DATA NOT AVAILABLE | DATA NOT AVAILABLE | DATA NOT AVAILABLE | DATA NOT AVAILABLE | DATA NOT AVAILABLE | DATA NOT AVAILABLE | DATA NOT AVAILABLE | DATA NOT AVAILABLE | DATA NOT AVAILABLE | NO | CONNECTED | 13.775 | 13.775 | 14.5 | DATA NOT AVAILABLE | DATA NOT AVAILABLE | DATA NOT AVAILABLE | DATA NOT AVAILABLE | DATA NOT AVAILABLE | DATA NOT AVAILABLE | DATA NOT AVAILABLE | DATA NOT AVAILABLE | DATA NOT AVAILABLE | DATA NOT AVAILABLE | N | DATA NOT AVAILABLE | DATA NOT AVAILABLE | DATA NOT AVAILABLE | DATA NOT AVAILABLE | DATA NOT AVAILABLE | 2020-07-22
1700052601469 | DATA NOT AVAILABLE | ROTHES II LIMITED | CAIRN UISH PHASE 2 | CAIRN UISH PHASE 2 | DATA NOT AVAILABLE | ABERLOUR | MORAY | IV36 2RZ | SCOTLAND | 312259 | 850744 | DALLAS | DATA NOT APPLICABLE | DALLAS | 0.4 | SCOTTISH HYDRO ELECTRIC POWER DISTRIBUTION PLC | SOLAR | PHOTOVOLTAIC | NO | DATA NOT AVAILABLE | DATA NOT AVAILABLE | DATA NOT AVAILABLE | DATA NOT AVAILABLE | DATA NOT AVAILABLE | DATA NOT AVAILABLE | DATA NOT AVAILABLE | DATA NOT AVAILABLE | DATA NOT AVAILABLE | DATA NOT AVAILABLE | DATA NOT AVAILABLE | DATA NOT AVAILABLE | DATA NOT AVAILABLE | DATA NOT AVAILABLE | DATA NOT AVAILABLE | NO | CONNECTED | 39.33 | 39.33 | 41.4 | DATA NOT AVAILABLE | DATA NOT AVAILABLE | DATA NOT AVAILABLE | DATA NOT AVAILABLE | DATA NOT AVAILABLE | DATA NOT AVAILABLE | DATA NOT AVAILABLE | DATA NOT AVAILABLE | DATA NOT AVAILABLE | DATA NOT AVAILABLE | N | DATA NOT AVAILABLE | DATA NOT AVAILABLE | DATA NOT AVAILABLE | DATA NOT AVAILABLE | DATA NOT AVAILABLE | 2020-07-22
1700052601812 | DATA NOT AVAILABLE | SOUTH UIST RENEWABLE ENERGY LTD | LOCH CARNAN COMMUNITY | WIND GENERATING STATION LOCH CARNAN COMMUNITY | DATA NOT AVAILABLE | ISLE OF SOUTH UIST | EILEAN SIAR | HS8 5SA | SCOTLAND | 74402 | 829641 | ARDMORE GRID | DATA NOT APPLICABLE | LOCH CARNAN | 11 | SCOTTISH HYDRO ELECTRIC POWER DISTRIBUTION PLC | SOLAR | PHOTOVOLTAIC | NO | DATA NOT AVAILABLE | DATA NOT AVAILABLE | DATA NOT AVAILABLE | DATA NOT AVAILABLE | DATA NOT AVAILABLE | DATA NOT AVAILABLE | DATA NOT AVAILABLE | DATA NOT AVAILABLE | DATA NOT AVAILABLE | DATA NOT AVAILABLE | DATA NOT AVAILABLE | DATA NOT AVAILABLE | DATA NOT AVAILABLE | DATA NOT AVAILABLE | DATA NOT AVAILABLE | NO | CONNECTED | 7.5 | 7.5 | 7.895 | DATA NOT AVAILABLE | DATA NOT AVAILABLE | DATA NOT AVAILABLE | DATA NOT AVAILABLE | DATA NOT AVAILABLE | DATA NOT AVAILABLE | DATA NOT AVAILABLE | DATA NOT AVAILABLE | DATA NOT AVAILABLE | DATA NOT AVAILABLE | N | DATA NOT AVAILABLE | DATA NOT AVAILABLE | DATA NOT AVAILABLE | DATA NOT AVAILABLE | DATA NOT AVAILABLE | 2020-07-22
1700052611332 | DATA NOT AVAILABLE | BETTYHILL WIND ENERGY LTD | BETTYHILL WIND FARM | BETTYHILL WIND FARM | DATA NOT AVAILABLE | THURSO | HIGHLAND | KW14 7TA | SCOTLAND | 272326 | 962920 | DOUNREAY | DATA NOT APPLICABLE | DOUNREAY | 11 | SCOTTISH HYDRO ELECTRIC POWER DISTRIBUTION PLC | WIND | ONSHORE WIND TURBINES | NO | DATA NOT AVAILABLE | DATA NOT AVAILABLE | DATA NOT AVAILABLE | DATA NOT AVAILABLE | DATA NOT AVAILABLE | DATA NOT AVAILABLE | DATA NOT AVAILABLE | DATA NOT AVAILABLE | DATA NOT AVAILABLE | DATA NOT AVAILABLE | DATA NOT AVAILABLE | DATA NOT AVAILABLE | DATA NOT AVAILABLE | DATA NOT AVAILABLE | DATA NOT AVAILABLE | NO | CONNECTED | 5 | 5 | 5.263 | DATA NOT AVAILABLE | DATA NOT AVAILABLE | DATA NOT AVAILABLE | DATA NOT AVAILABLE | DATA NOT AVAILABLE | DATA NOT AVAILABLE | DATA NOT AVAILABLE | DATA NOT AVAILABLE | DATA NOT AVAILABLE | DATA NOT AVAILABLE | N | DATA NOT AVAILABLE | DATA NOT AVAILABLE | DATA NOT AVAILABLE | DATA NOT AVAILABLE | DATA NOT AVAILABLE | 2020-07-22
1700052613766 | DATA NOT AVAILABLE | GALSON WINDFARM (EXPORT) | GALSON WINDFARM | GALSON WINDFARM | DATA NOT AVAILABLE | STORNOWAY | EILEAN SIAR | HS2 0RA | SCOTLAND | 135816 | 948797 | ARDMORE GRID | DATA NOT APPLICABLE | STORNOWAY GRID | 33 | SCOTTISH HYDRO ELECTRIC POWER DISTRIBUTION PLC | WIND | ONSHORE WIND TURBINES | NO | DATA NOT AVAILABLE | DATA NOT AVAILABLE | DATA NOT AVAILABLE | DATA NOT AVAILABLE | DATA NOT AVAILABLE | DATA NOT AVAILABLE | DATA NOT AVAILABLE | DATA NOT AVAILABLE | DATA NOT AVAILABLE | DATA NOT AVAILABLE | DATA NOT AVAILABLE | DATA NOT AVAILABLE | DATA NOT AVAILABLE | DATA NOT AVAILABLE | DATA NOT AVAILABLE | NO | CONNECTED | 2.565 | 2.565 | 2.7 | DATA NOT AVAILABLE | DATA NOT AVAILABLE | DATA NOT AVAILABLE | DATA NOT AVAILABLE | DATA NOT AVAILABLE | DATA NOT AVAILABLE | DATA NOT AVAILABLE | DATA NOT AVAILABLE | DATA NOT AVAILABLE | DATA NOT AVAILABLE | N | DATA NOT AVAILABLE | DATA NOT AVAILABLE | DATA NOT AVAILABLE | DATA NOT AVAILABLE | DATA NOT AVAILABLE | 2020-07-22
1700052619448 | DATA NOT AVAILABLE | ARK HILL WIND FARM LIMITED | ARKHILL WINDFARM | ARKHILL WINDFARM | DATA NOT AVAILABLE | FORFAR | ANGUS | DD8 1UP | SCOTLAND | 337147 | 743143 | COUPAR ANGUS | DATA NOT APPLICABLE | COUPAR ANGUS GRID | 33 | SCOTTISH HYDRO ELECTRIC POWER DISTRIBUTION PLC | WIND | ONSHORE WIND TURBINES | NO | DATA NOT AVAILABLE | DATA NOT AVAILABLE | DATA NOT AVAILABLE | DATA NOT AVAILABLE | DATA NOT AVAILABLE | DATA NOT AVAILABLE | DATA NOT AVAILABLE | DATA NOT AVAILABLE | DATA NOT AVAILABLE | DATA NOT AVAILABLE | DATA NOT AVAILABLE | DATA NOT AVAILABLE | DATA NOT AVAILABLE | DATA NOT AVAILABLE | DATA NOT AVAILABLE | NO | CONNECTED | 6.08 | 6.08 | 6.4 | DATA NOT AVAILABLE | DATA NOT AVAILABLE | DATA NOT AVAILABLE | DATA NOT AVAILABLE | DATA NOT AVAILABLE | DATA NOT AVAILABLE | DATA NOT AVAILABLE | DATA NOT AVAILABLE | DATA NOT AVAILABLE | DATA NOT AVAILABLE | N | DATA NOT AVAILABLE | DATA NOT AVAILABLE | DATA NOT AVAILABLE | DATA NOT AVAILABLE | DATA NOT AVAILABLE | 2020-07-22
1700052632388 | DATA NOT AVAILABLE | WATHEGAR WIND FARM LLP | WATHEGAR WINDFARM | WATHEGAR WINDFARM | DATA NOT AVAILABLE | WICK | HIGHLAND | KW1 5TB | SCOTLAND | 328074 | 953301 | MYBSTER | DATA NOT APPLICABLE | MYBSTER GRID | 33 | SCOTTISH HYDRO ELECTRIC POWER DISTRIBUTION PLC | WIND | ONSHORE WIND TURBINES | NO | DATA NOT AVAILABLE | DATA NOT AVAILABLE | DATA NOT AVAILABLE | DATA NOT AVAILABLE | DATA NOT AVAILABLE | DATA NOT AVAILABLE | DATA NOT AVAILABLE | DATA NOT AVAILABLE | DATA NOT AVAILABLE | DATA NOT AVAILABLE | DATA NOT AVAILABLE | DATA NOT AVAILABLE | DATA NOT AVAILABLE | DATA NOT AVAILABLE | DATA NOT AVAILABLE | NO | CONNECTED | 9.405 | 9.405 | 9.9 | DATA NOT AVAILABLE | DATA NOT AVAILABLE | DATA NOT AVAILABLE | DATA NOT AVAILABLE | DATA NOT AVAILABLE | DATA NOT AVAILABLE | DATA NOT AVAILABLE | DATA NOT AVAILABLE | DATA NOT AVAILABLE | DATA NOT AVAILABLE | N | DATA NOT AVAILABLE | DATA NOT AVAILABLE | DATA NOT AVAILABLE | DATA NOT AVAILABLE | DATA NOT AVAILABLE | 2020-07-22
1700052638548 | DATA NOT AVAILABLE | RES UK LTD | MEIKLE CAREWE WINDFARM | MEIKLE CAREWE WINDFARM | DATA NOT AVAILABLE | STONEHAVEN | ABERDEENSHIRE | AB39 3QH | SCOTLAND | 386173 | 791042 | REDMOSS | DATA NOT APPLICABLE | REDMOSS GRID | 33 | SCOTTISH HYDRO ELECTRIC POWER DISTRIBUTION PLC | WIND | ONSHORE WIND TURBINES | NO | DATA NOT AVAILABLE | DATA NOT AVAILABLE | DATA NOT AVAILABLE | DATA NOT AVAILABLE | DATA NOT AVAILABLE | DATA NOT AVAILABLE | DATA NOT AVAILABLE | DATA NOT AVAILABLE | DATA NOT AVAILABLE | DATA NOT AVAILABLE | DATA NOT AVAILABLE | DATA NOT AVAILABLE | DATA NOT AVAILABLE | DATA NOT AVAILABLE | DATA NOT AVAILABLE | NO | CONNECTED | 9.499 | 9.499 | 9.999 | DATA NOT AVAILABLE | DATA NOT AVAILABLE | DATA NOT AVAILABLE | DATA NOT AVAILABLE | DATA NOT AVAILABLE | DATA NOT AVAILABLE | DATA NOT AVAILABLE | DATA NOT AVAILABLE | DATA NOT AVAILABLE | DATA NOT AVAILABLE | N | DATA NOT AVAILABLE | DATA NOT AVAILABLE | DATA NOT AVAILABLE | DATA NOT AVAILABLE | DATA NOT AVAILABLE | 2020-07-22
1700052643609 | DATA NOT AVAILABLE | AYRENERGY LIMITED | BARNS OF AYRE WINDFARM | BARNS OF AYRE WINDFARM | DATA NOT AVAILABLE | ORKNEY | ORKNEY ISLANDS | KW17 2SA | SCOTLAND | 348098 | 1003118 | THURSO | DATA NOT APPLICABLE | SCORRADALE | 0.4 | SCOTTISH HYDRO ELECTRIC POWER DISTRIBUTION PLC | WIND | ONSHORE WIND TURBINES | NO | DATA NOT AVAILABLE | DATA NOT AVAILABLE | DATA NOT AVAILABLE | DATA NOT AVAILABLE | DATA NOT AVAILABLE | DATA NOT AVAILABLE | DATA NOT AVAILABLE | DATA NOT AVAILABLE | DATA NOT AVAILABLE | DATA NOT AVAILABLE | DATA NOT AVAILABLE | DATA NOT AVAILABLE | DATA NOT AVAILABLE | DATA NOT AVAILABLE | DATA NOT AVAILABLE | NO | CONNECTED | 2.565 | 2.565 | 2.7 | DATA NOT AVAILABLE | DATA NOT AVAILABLE | DATA NOT AVAILABLE | DATA NOT AVAILABLE | DATA NOT AVAILABLE | DATA NOT AVAILABLE | DATA NOT AVAILABLE | DATA NOT AVAILABLE | DATA NOT AVAILABLE | DATA NOT AVAILABLE | N | DATA NOT AVAILABLE | DATA NOT AVAILABLE | DATA NOT AVAILABLE | DATA NOT AVAILABLE | DATA NOT AVAILABLE | 2020-07-22
1700052643938 | DATA NOT AVAILABLE | FORTRIE RENWABLE LLP | NEWTON OF FORTRIE WINDFARM | WINDFARM NEWTON OF FORTRIE | DATA NOT AVAILABLE | TURRIFF | ABERDEENSHIRE | AB53 4HL | SCOTLAND | 367880 | 845995 | MACDUFF | DATA NOT APPLICABLE | MACDUFF GRID | 33 | SCOTTISH HYDRO ELECTRIC POWER DISTRIBUTION PLC | WIND | ONSHORE WIND TURBINES | NO | DATA NOT AVAILABLE | DATA NOT AVAILABLE | DATA NOT AVAILABLE | DATA NOT AVAILABLE | DATA NOT AVAILABLE | DATA NOT AVAILABLE | DATA NOT AVAILABLE | DATA NOT AVAILABLE | DATA NOT AVAILABLE | DATA NOT AVAILABLE | DATA NOT AVAILABLE | DATA NOT AVAILABLE | DATA NOT AVAILABLE | DATA NOT AVAILABLE | DATA NOT AVAILABLE | NO | CONNECTED | 6.555 | 6.555 | 6.9 | DATA NOT AVAILABLE | DATA NOT AVAILABLE | DATA NOT AVAILABLE | DATA NOT AVAILABLE | DATA NOT AVAILABLE | DATA NOT AVAILABLE | DATA NOT AVAILABLE | DATA NOT AVAILABLE | DATA NOT AVAILABLE | DATA NOT AVAILABLE | N | DATA NOT AVAILABLE | DATA NOT AVAILABLE | DATA NOT AVAILABLE | DATA NOT AVAILABLE | DATA NOT AVAILABLE | 2020-07-22
1700052667460 | DATA NOT AVAILABLE | BOGANLEA RENEWABLE ENERGY LIMITED | BOGENLEA WIND GENERATION | WIND GENERATING STATION BOGENLEA | DATA NOT AVAILABLE | TURRIFF | ABERDEENSHIRE | AB53 5UY | SCOTLAND | 382155 | 852949 | STRICHEN | DATA NOT APPLICABLE | STRICHEN GRID | 33 | SCOTTISH HYDRO ELECTRIC POWER DISTRIBUTION PLC | WIND | ONSHORE WIND TURBINES | NO | DATA NOT AVAILABLE | DATA NOT AVAILABLE | DATA NOT AVAILABLE | DATA NOT AVAILABLE | DATA NOT AVAILABLE | DATA NOT AVAILABLE | DATA NOT AVAILABLE | DATA NOT AVAILABLE | DATA NOT AVAILABLE | DATA NOT AVAILABLE | DATA NOT AVAILABLE | DATA NOT AVAILABLE | DATA NOT AVAILABLE | DATA NOT AVAILABLE | DATA NOT AVAILABLE | NO | CONNECTED | 2.185 | 2.185 | 2.3 | DATA NOT AVAILABLE | DATA NOT AVAILABLE | DATA NOT AVAILABLE | DATA NOT AVAILABLE | DATA NOT AVAILABLE | DATA NOT AVAILABLE | DATA NOT AVAILABLE | DATA NOT AVAILABLE | DATA NOT AVAILABLE | DATA NOT AVAILABLE | N | DATA NOT AVAILABLE | DATA NOT AVAILABLE | DATA NOT AVAILABLE | DATA NOT AVAILABLE | DATA NOT AVAILABLE | 2020-07-22
1700052674884 | DATA NOT AVAILABLE | EDERLINE HYDRO LIMITED | EDERLINE HYDRO | EDERLINE HYDRO | DATA NOT AVAILABLE | LOCHGILPHEAD | ARGYLL AND BUTE | PA31 8RJ | SCOTLAND | 187209 | 702040 | TAYNUILT | DATA NOT APPLICABLE | TAYNUILT GRID | 33 | SCOTTISH HYDRO ELECTRIC POWER DISTRIBUTION PLC | HYDRO (TO BE CONFIRMED) | HYDRO POWER SYSTEM | NO | DATA NOT AVAILABLE | DATA NOT AVAILABLE | DATA NOT AVAILABLE | DATA NOT AVAILABLE | DATA NOT AVAILABLE | DATA NOT AVAILABLE | DATA NOT AVAILABLE | DATA NOT AVAILABLE | DATA NOT AVAILABLE | DATA NOT AVAILABLE | DATA NOT AVAILABLE | DATA NOT AVAILABLE | DATA NOT AVAILABLE | DATA NOT AVAILABLE | DATA NOT AVAILABLE | NO | CONNECTED | 2 | 2 | 2.105 | DATA NOT AVAILABLE | DATA NOT AVAILABLE | DATA NOT AVAILABLE | DATA NOT AVAILABLE | DATA NOT AVAILABLE | DATA NOT AVAILABLE | DATA NOT AVAILABLE | DATA NOT AVAILABLE | DATA NOT AVAILABLE | DATA NOT AVAILABLE | N | DATA NOT AVAILABLE | DATA NOT AVAILABLE | DATA NOT AVAILABLE | DATA NOT AVAILABLE | DATA NOT AVAILABLE | 2020-07-22
1700052708196 | DATA NOT AVAILABLE | EAST COAST VINERS RENEWABLES LTD | BROADWOOD | BROADWOOD EAST COAST VINERS | DATA NOT AVAILABLE | STONEHAVEN | ABERDEENSHIRE | AB39 3XA | SCOTLAND | 379582 | 782265 | FIDDES | DATA NOT APPLICABLE | FIDDES | 33 | SCOTTISH HYDRO ELECTRIC POWER DISTRIBUTION PLC | WIND | ONSHORE WIND TURBINES | NO | DATA NOT AVAILABLE | DATA NOT AVAILABLE | DATA NOT AVAILABLE | DATA NOT AVAILABLE | DATA NOT AVAILABLE | DATA NOT AVAILABLE | DATA NOT AVAILABLE | DATA NOT AVAILABLE | DATA NOT AVAILABLE | DATA NOT AVAILABLE | DATA NOT AVAILABLE | DATA NOT AVAILABLE | DATA NOT AVAILABLE | DATA NOT AVAILABLE | DATA NOT AVAILABLE | NO | CONNECTED | 6.555 | 6.555 | 6.9 | DATA NOT AVAILABLE | DATA NOT AVAILABLE | DATA NOT AVAILABLE | DATA NOT AVAILABLE | DATA NOT AVAILABLE | DATA NOT AVAILABLE | DATA NOT AVAILABLE | DATA NOT AVAILABLE | DATA NOT AVAILABLE | DATA NOT AVAILABLE | N | DATA NOT AVAILABLE | DATA NOT AVAILABLE | DATA NOT AVAILABLE | DATA NOT AVAILABLE | DATA NOT AVAILABLE | 2020-07-22
1700052708210 | DATA NOT AVAILABLE | MID HILL WIND LIMITED | MID HILL WIND FARM | OPERATIONS CENTRE MID HILL WIND FARM | IMPORT EHV | BANCHORY | ABERDEENSHIRE | AB30 1UD | SCOTLAND | 373262 | 782401 | FETTERSSO GRID | DATA NOT APPLICABLE | FETTERSSO GRID | 33 | SCOTTISH HYDRO ELECTRIC POWER DISTRIBUTION PLC | WIND | ONSHORE WIND TURBINES | NO | DATA NOT AVAILABLE | DATA NOT AVAILABLE | DATA NOT AVAILABLE | DATA NOT AVAILABLE | DATA NOT AVAILABLE | DATA NOT AVAILABLE | DATA NOT AVAILABLE | DATA NOT AVAILABLE | DATA NOT AVAILABLE | DATA NOT AVAILABLE | DATA NOT AVAILABLE | DATA NOT AVAILABLE | DATA NOT AVAILABLE | DATA NOT AVAILABLE | DATA NOT AVAILABLE | NO | CONNECTED | 71.25 | 71.25 | 75 | DATA NOT AVAILABLE | DATA NOT AVAILABLE | DATA NOT AVAILABLE | DATA NOT AVAILABLE | DATA NOT AVAILABLE | DATA NOT AVAILABLE | DATA NOT AVAILABLE | DATA NOT AVAILABLE | DATA NOT AVAILABLE | DATA NOT AVAILABLE | N | DATA NOT AVAILABLE | DATA NOT AVAILABLE | DATA NOT AVAILABLE | DATA NOT AVAILABLE | DATA NOT AVAILABLE | 2020-07-22
1700052750417 | DATA NOT AVAILABLE | STRATHDEE PROPERTIES LTD | NETHERTON OF WINDYHILLS | WINDFARM NETHERTON OF WINDYHILLS | CROSSROADS | KEITH | MORAY | AB55 6NL | SCOTLAND | 348948 | 857294 | KEITH | DATA NOT APPLICABLE | KEITH GRID | 33 | SCOTTISH HYDRO ELECTRIC POWER DISTRIBUTION PLC | WIND | ONSHORE WIND TURBINES | NO | DATA NOT AVAILABLE | DATA NOT AVAILABLE | 4.6 | DATA NOT AVAILABLE | DATA NOT AVAILABLE | DATA NOT AVAILABLE | DATA NOT AVAILABLE | DATA NOT AVAILABLE | DATA NOT AVAILABLE | DATA NOT AVAILABLE | DATA NOT AVAILABLE | DATA NOT AVAILABLE | DATA NOT AVAILABLE | DATA NOT AVAILABLE | DATA NOT AVAILABLE | NO | CONNECTED | 4.37 | 4.37 | 4.6 | DATA NOT AVAILABLE | DATA NOT AVAILABLE | 2014-09-18 | DATA NOT AVAILABLE | DATA NOT AVAILABLE | DATA NOT AVAILABLE | DATA NOT AVAILABLE | DATA NOT AVAILABLE | DATA NOT AVAILABLE | DATA NOT AVAILABLE | N | DATA NOT AVAILABLE | DATA NOT AVAILABLE | DATA NOT AVAILABLE | DATA NOT AVAILABLE | DATA NOT AVAILABLE | 2020-07-22
1700052757714 | DATA NOT AVAILABLE | MULARD RENEWABLES LIMITED | BRUAR HYDRO | GENERATING STATION BRUAR HYDRO | DATA NOT AVAILABLE | PITLOCHRY | PERTHSHIRE AND KINROSS | PH18 5UB | SCOTLAND | 280169 | 765592 | TUMMEL BRIDGE | DATA NOT APPLICABLE | TUMMEL BRIDGE GRID | 33 | SCOTTISH HYDRO ELECTRIC POWER DISTRIBUTION PLC | HYDRO (TO BE CONFIRMED) | HYDRO POWER SYSTEM | NO | DATA NOT AVAILABLE | DATA NOT AVAILABLE | 2 | DATA NOT AVAILABLE | DATA NOT AVAILABLE | DATA NOT AVAILABLE | DATA NOT AVAILABLE | DATA NOT AVAILABLE | DATA NOT AVAILABLE | DATA NOT AVAILABLE | DATA NOT AVAILABLE | DATA NOT AVAILABLE | DATA NOT AVAILABLE | DATA NOT AVAILABLE | DATA NOT AVAILABLE | NO | CONNECTED | 1.9 | 1.9 | 2 | DATA NOT AVAILABLE | DATA NOT AVAILABLE | 2015-02-12 | DATA NOT AVAILABLE | DATA NOT AVAILABLE | DATA NOT AVAILABLE | DATA NOT AVAILABLE | DATA NOT AVAILABLE | DATA NOT AVAILABLE | DATA NOT AVAILABLE | N | DATA NOT AVAILABLE | DATA NOT AVAILABLE | DATA NOT AVAILABLE | DATA NOT AVAILABLE | DATA NOT AVAILABLE | 2020-07-22
1700052765478 | DATA NOT AVAILABLE | MEYGEN | NESS OF QUOYS OFFSHORE | NESS OF QUOYS TIDAL | DATA NOT AVAILABLE | WICK | HIGHLAND | KW1 4YH | SCOTLAND | 335009 | 972288 | THURSO SOUTH GRID | DATA NOT APPLICABLE | THURSO SOUTH GRID | 33 | SCOTTISH HYDRO ELECTRIC POWER DISTRIBUTION PLC | MARINE | TIDAL STREAM DEVICES | NO | DATA NOT AVAILABLE | DATA NOT AVAILABLE | 14.9 | DATA NOT AVAILABLE | DATA NOT AVAILABLE | DATA NOT AVAILABLE | DATA NOT AVAILABLE | DATA NOT AVAILABLE | DATA NOT AVAILABLE | DATA NOT AVAILABLE | DATA NOT AVAILABLE | DATA NOT AVAILABLE | DATA NOT AVAILABLE | DATA NOT AVAILABLE | DATA NOT AVAILABLE | NO | CONNECTED | 14.155 | 14.155 | 14.9 | 0.19 | 0.2 | 2016-05-11 | DATA NOT AVAILABLE | DATA NOT AVAILABLE | DATA NOT AVAILABLE | DATA NOT AVAILABLE | DATA NOT AVAILABLE | DATA NOT AVAILABLE | DATA NOT AVAILABLE | N | DATA NOT AVAILABLE | DATA NOT AVAILABLE | DATA NOT AVAILABLE | DATA NOT AVAILABLE | DATA NOT AVAILABLE | 2020-07-22
1700052768390 | DATA NOT AVAILABLE | MONAN WIND COMPANY LIMITED | MONAN WIND | MONAN WIND | DATA NOT AVAILABLE | ISLE OF HARRIS | EILEAN SIAR | HS3 3AL | SCOTLAND | 113108 | 904181 | ARDMORE GRID | DATA NOT APPLICABLE | HARRIS GRID | 33 | SCOTTISH HYDRO ELECTRIC POWER DISTRIBUTION PLC | WIND | ONSHORE WIND TURBINES | NO | DATA NOT AVAILABLE | DATA NOT AVAILABLE | 1.5 | DATA NOT AVAILABLE | DATA NOT AVAILABLE | DATA NOT AVAILABLE | DATA NOT AVAILABLE | DATA NOT AVAILABLE | DATA NOT AVAILABLE | DATA NOT AVAILABLE | DATA NOT AVAILABLE | DATA NOT AVAILABLE | DATA NOT AVAILABLE | DATA NOT AVAILABLE | DATA NOT AVAILABLE | NO | CONNECTED | 1.425 | 1.425 | 1.5 | 0.038 | 0.04 | 2015-03-09 | DATA NOT AVAILABLE | DATA NOT AVAILABLE | DATA NOT AVAILABLE | DATA NOT AVAILABLE | DATA NOT AVAILABLE | DATA NOT AVAILABLE | DATA NOT AVAILABLE | N | DATA NOT AVAILABLE | DATA NOT AVAILABLE | DATA NOT AVAILABLE | DATA NOT AVAILABLE | DATA NOT AVAILABLE | 2020-07-22
1700052791361 | DATA NOT AVAILABLE | A & J WILSON | WHEEDLEMONT WIND | UPPER WHEEDLEMONT FARM | DATA NOT AVAILABLE | HUNTLY | ABERDEENSHIRE | AB54 4LL | SCOTLAND | 347883 | 826592 | TARLAND | DATA NOT APPLICABLE | TARLAND GRID | 33 | SCOTTISH HYDRO ELECTRIC POWER DISTRIBUTION PLC | WIND | ONSHORE WIND TURBINES | NO | DATA NOT AVAILABLE | DATA NOT AVAILABLE | 1.7 | DATA NOT AVAILABLE | DATA NOT AVAILABLE | DATA NOT AVAILABLE | DATA NOT AVAILABLE | DATA NOT AVAILABLE | DATA NOT AVAILABLE | DATA NOT AVAILABLE | DATA NOT AVAILABLE | DATA NOT AVAILABLE | DATA NOT AVAILABLE | DATA NOT AVAILABLE | DATA NOT AVAILABLE | NO | CONNECTED | 1.615 | 1.615 | 1.7 | DATA NOT AVAILABLE | DATA NOT AVAILABLE | 2015-05-25 | DATA NOT AVAILABLE | DATA NOT AVAILABLE | DATA NOT AVAILABLE | DATA NOT AVAILABLE | DATA NOT AVAILABLE | DATA NOT AVAILABLE | DATA NOT AVAILABLE | N | DATA NOT AVAILABLE | DATA NOT AVAILABLE | DATA NOT AVAILABLE | DATA NOT AVAILABLE | DATA NOT AVAILABLE | 2020-07-22
1700052793207 | DATA NOT AVAILABLE | POINT AND SANDWICK POWER LIMITED | BEINN GREIDAIG WIND | WIND GENERATING STATION BEINN GREIDAIG | DATA NOT AVAILABLE | STORNOWAY | EILEAN SIAR | HS2 0DL | SCOTLAND | 140749 | 934247 | ARDMORE GRID | DATA NOT APPLICABLE | STORNOWAY GRID | 33 | SCOTTISH HYDRO ELECTRIC POWER DISTRIBUTION PLC | WIND | ONSHORE WIND TURBINES | NO | DATA NOT AVAILABLE | DATA NOT AVAILABLE | 9 | DATA NOT AVAILABLE | DATA NOT AVAILABLE | DATA NOT AVAILABLE | DATA NOT AVAILABLE | DATA NOT AVAILABLE | DATA NOT AVAILABLE | DATA NOT AVAILABLE | DATA NOT AVAILABLE | DATA NOT AVAILABLE | DATA NOT AVAILABLE | DATA NOT AVAILABLE | DATA NOT AVAILABLE | NO | CONNECTED | 9.025 | 9.025 | 9.5 | DATA NOT AVAILABLE | DATA NOT AVAILABLE | 2015-05-29 | DATA NOT AVAILABLE | DATA NOT AVAILABLE | DATA NOT AVAILABLE | DATA NOT AVAILABLE | DATA NOT AVAILABLE | DATA NOT AVAILABLE | DATA NOT AVAILABLE | N | DATA NOT AVAILABLE | DATA NOT AVAILABLE | DATA NOT AVAILABLE | DATA NOT AVAILABLE | DATA NOT AVAILABLE | 2020-07-22
1700052810100 | DATA NOT AVAILABLE | SPEYSIDE RENEWABLE ENERGY | SPEYSIDE RENEWABLE ENERGY CHP | SPEYSIDE RENEWABLE ENERGY PARTNERSHIP LT | DATA NOT AVAILABLE | ABERLOUR | MORAY | AB38 9RX | SCOTLAND | 327786 | 844458 | KEITH | DATA NOT APPLICABLE | KEITH GRID | 33 | SCOTTISH HYDRO ELECTRIC POWER DISTRIBUTION PLC | ADVANCED FUEL GASIFICATION OR PYROLYSIS | GAS TURBINE (OCGT) | YES | DATA NOT AVAILABLE | DATA NOT AVAILABLE | 9.9 | DATA NOT AVAILABLE | DATA NOT AVAILABLE | DATA NOT AVAILABLE | DATA NOT AVAILABLE | DATA NOT AVAILABLE | DATA NOT AVAILABLE | DATA NOT AVAILABLE | DATA NOT AVAILABLE | DATA NOT AVAILABLE | DATA NOT AVAILABLE | DATA NOT AVAILABLE | DATA NOT AVAILABLE | NO | CONNECTED | 9.899 | 9.899 | 10.42 | DATA NOT AVAILABLE | DATA NOT AVAILABLE | 2015-11-24 | DATA NOT AVAILABLE | DATA NOT AVAILABLE | DATA NOT AVAILABLE | DATA NOT AVAILABLE | DATA NOT AVAILABLE | DATA NOT AVAILABLE | DATA NOT AVAILABLE | N | DATA NOT AVAILABLE | DATA NOT AVAILABLE | DATA NOT AVAILABLE | DATA NOT AVAILABLE | DATA NOT AVAILABLE | 2020-07-22
1700052826917 | DATA NOT AVAILABLE | MILWIND LTD | MILTON OF FISHERIE WIND | WIND GENERATING STATION MILTON OF FISHERIE | DATA NOT AVAILABLE | BANFF | ABERDEENSHIRE | AB45 3PX | SCOTLAND | 375118 | 858605 | MACDUFF | DATA NOT APPLICABLE | MACDUFF GRID | 33 | SCOTTISH HYDRO ELECTRIC POWER DISTRIBUTION PLC | WIND | ONSHORE WIND TURBINES | NO | DATA NOT AVAILABLE | DATA NOT AVAILABLE | 4.6 | DATA NOT AVAILABLE | DATA NOT AVAILABLE | DATA NOT AVAILABLE | DATA NOT AVAILABLE | DATA NOT AVAILABLE | DATA NOT AVAILABLE | DATA NOT AVAILABLE | DATA NOT AVAILABLE | DATA NOT AVAILABLE | DATA NOT AVAILABLE | DATA NOT AVAILABLE | DATA NOT AVAILABLE | NO | CONNECTED | 4.37 | 4.37 | 4.6 | 0.01 | 0.01 | 2016-02-16 | DATA NOT AVAILABLE | DATA NOT AVAILABLE | DATA NOT AVAILABLE | DATA NOT AVAILABLE | DATA NOT AVAILABLE | DATA NOT AVAILABLE | DATA NOT AVAILABLE | N | DATA NOT AVAILABLE | DATA NOT AVAILABLE | DATA NOT AVAILABLE | DATA NOT AVAILABLE | DATA NOT AVAILABLE | 2020-07-22
1700052844321 | DATA NOT AVAILABLE | RINGLINK (SCOTLAND) LIMITED | HILL OF EASTERTON EXTENSION | WIND GENERATING STATION HILL OF EASTERTON | DATA NOT AVAILABLE | INVERURIE | ABERDEENSHIRE | AB51 8US | SCOTLAND | 375959 | 831423 | KINTORE | DATA NOT APPLICABLE | KINTORE GRID | 33 | SCOTTISH HYDRO ELECTRIC POWER DISTRIBUTION PLC | WIND | ONSHORE WIND TURBINES | NO | DATA NOT AVAILABLE | DATA NOT AVAILABLE | 2.3 | DATA NOT AVAILABLE | DATA NOT AVAILABLE | DATA NOT AVAILABLE | DATA NOT AVAILABLE | DATA NOT AVAILABLE | DATA NOT AVAILABLE | DATA NOT AVAILABLE | DATA NOT AVAILABLE | DATA NOT AVAILABLE | DATA NOT AVAILABLE | DATA NOT AVAILABLE | DATA NOT AVAILABLE | NO | CONNECTED | 2.185 | 2.185 | 2.3 | DATA NOT AVAILABLE | DATA NOT AVAILABLE | DATA NOT AVAILABLE | DATA NOT AVAILABLE | DATA NOT AVAILABLE | DATA NOT AVAILABLE | DATA NOT AVAILABLE | DATA NOT AVAILABLE | DATA NOT AVAILABLE | DATA NOT AVAILABLE | N | DATA NOT AVAILABLE | DATA NOT AVAILABLE | DATA NOT AVAILABLE | DATA NOT AVAILABLE | DATA NOT AVAILABLE | 2020-07-22
1700052857543 | DATA NOT AVAILABLE | ACHNACARRY HYDRO LTD | LOCH BLAIR HYDRO | ALLT CHEANNA MHUIR LOCH BLAIR HYDRO | DATA NOT AVAILABLE | SPEAN BRIDGE | HIGHLAND | PH34 4EL | SCOTLAND | 206318 | 792250 | FORT WILLIAM | DATA NOT APPLICABLE | FORT WILLIAM GRID | 33 | SCOTTISH HYDRO ELECTRIC POWER DISTRIBUTION PLC | HYDRO (TO BE CONFIRMED) | HYDRO POWER SYSTEM | NO | DATA NOT AVAILABLE | DATA NOT AVAILABLE | 1.75 | DATA NOT AVAILABLE | DATA NOT AVAILABLE | DATA NOT AVAILABLE | DATA NOT AVAILABLE | DATA NOT AVAILABLE | DATA NOT AVAILABLE | DATA NOT AVAILABLE | DATA NOT AVAILABLE | DATA NOT AVAILABLE | DATA NOT AVAILABLE | DATA NOT AVAILABLE | DATA NOT AVAILABLE | NO | CONNECTED | 1.663 | 1.663 | 1.75 | 0.014 | 0.015 | 2015-11-13 | DATA NOT AVAILABLE | DATA NOT AVAILABLE | DATA NOT AVAILABLE | DATA NOT AVAILABLE | DATA NOT AVAILABLE | DATA NOT AVAILABLE | DATA NOT AVAILABLE | N | DATA NOT AVAILABLE | DATA NOT AVAILABLE | DATA NOT AVAILABLE | DATA NOT AVAILABLE | DATA NOT AVAILABLE | 2020-07-22
1700052866742 | DATA NOT AVAILABLE | BWE (5) LTD | NEW MAINS OF GUYND PV | NEW MAINS OF GUYND PV BWE (5) LIMITED | DATA NOT AVAILABLE | ARBROATH | ANGUS | DD11 2QR | SCOTLAND | 357088 | 742429 | ARBROATH | DATA NOT APPLICABLE | ARBROATH GRID | 33 | SCOTTISH HYDRO ELECTRIC POWER DISTRIBUTION PLC | SOLAR | PHOTOVOLTAIC | NO | DATA NOT AVAILABLE | DATA NOT AVAILABLE | 9.5 | DATA NOT AVAILABLE | DATA NOT AVAILABLE | DATA NOT AVAILABLE | DATA NOT AVAILABLE | DATA NOT AVAILABLE | DATA NOT AVAILABLE | DATA NOT AVAILABLE | DATA NOT AVAILABLE | DATA NOT AVAILABLE | DATA NOT AVAILABLE | DATA NOT AVAILABLE | DATA NOT AVAILABLE | NO | CONNECTED | 9.025 | 9.025 | 9.5 | 0.038 | 0.04 | 2015-12-17 | DATA NOT AVAILABLE | DATA NOT AVAILABLE | DATA NOT AVAILABLE | DATA NOT AVAILABLE | DATA NOT AVAILABLE | DATA NOT AVAILABLE | DATA NOT AVAILABLE | N | DATA NOT AVAILABLE | DATA NOT AVAILABLE | DATA NOT AVAILABLE | DATA NOT AVAILABLE | DATA NOT AVAILABLE | 2020-07-22
1700052866770 | DATA NOT AVAILABLE | BWE (7) LTD | NEW MAINS OF KINBLETHMONT PV | NEW MAINS OF KINBLETHMONT PV | LETHAM GRANGE | ARBROATH | ANGUS | DD11 4RW | SCOTLAND | 363182 | 746857 | ARBROATH | DATA NOT APPLICABLE | ARBROATH GRID | 33 | SCOTTISH HYDRO ELECTRIC POWER DISTRIBUTION PLC | SOLAR | PHOTOVOLTAIC | NO | DATA NOT AVAILABLE | DATA NOT AVAILABLE | 5 | DATA NOT AVAILABLE | DATA NOT AVAILABLE | DATA NOT AVAILABLE | DATA NOT AVAILABLE | DATA NOT AVAILABLE | DATA NOT AVAILABLE | DATA NOT AVAILABLE | DATA NOT AVAILABLE | DATA NOT AVAILABLE | DATA NOT AVAILABLE | DATA NOT AVAILABLE | DATA NOT AVAILABLE | NO | CONNECTED | 4.75 | 4.75 | 5 | 0.029 | 0.031 | 2016-03-29 | DATA NOT AVAILABLE | DATA NOT AVAILABLE | DATA NOT AVAILABLE | DATA NOT AVAILABLE | DATA NOT AVAILABLE | DATA NOT AVAILABLE | DATA NOT AVAILABLE | N | DATA NOT AVAILABLE | DATA NOT AVAILABLE | DATA NOT AVAILABLE | DATA NOT AVAILABLE | DATA NOT AVAILABLE | 2020-07-22
1700052906953 | DATA NOT AVAILABLE | RWE NPOWER RENEWABLES LTD | CIA AIG HYDRO GENERATING STATION | CIA AIG HYDRO GENERATING STN | DATA NOT AVAILABLE | SPEAN BRIDGE | HIGHLAND | PH34 4EJ | SCOTLAND | 218662 | 787766 | FORT WILLIAM | DATA NOT APPLICABLE | FORT WILLIAM GRID | 33 | SCOTTISH HYDRO ELECTRIC POWER DISTRIBUTION PLC | HYDRO (TO BE CONFIRMED) | HYDRO POWER SYSTEM | NO | DATA NOT AVAILABLE | DATA NOT AVAILABLE | 3 | DATA NOT AVAILABLE | DATA NOT AVAILABLE | DATA NOT AVAILABLE | DATA NOT AVAILABLE | DATA NOT AVAILABLE | DATA NOT AVAILABLE | DATA NOT AVAILABLE | DATA NOT AVAILABLE | DATA NOT AVAILABLE | DATA NOT AVAILABLE | DATA NOT AVAILABLE | DATA NOT AVAILABLE | NO | CONNECTED | 2.85 | 2.85 | 3 | 0.029 | 0.03 | 2015-10-30 | DATA NOT AVAILABLE | DATA NOT AVAILABLE | DATA NOT AVAILABLE | DATA NOT AVAILABLE | DATA NOT AVAILABLE | DATA NOT AVAILABLE | DATA NOT AVAILABLE | N | DATA NOT AVAILABLE | DATA NOT AVAILABLE | DATA NOT AVAILABLE | DATA NOT AVAILABLE | DATA NOT AVAILABLE | 2020-07-22
1700052909183 | DATA NOT AVAILABLE | HYDROPOWER OPERATIONS | CORROUR STATION | CORROUR STATION HYDRO | DATA NOT AVAILABLE | CORROUR | HIGHLAND | PH30 4AA | SCOTLAND | 241194 | 769754 | RANNOCH | DATA NOT APPLICABLE | RANNOCH GRID | 33 | SCOTTISH HYDRO ELECTRIC POWER DISTRIBUTION PLC | SOLAR | PHOTOVOLTAIC | NO | DATA NOT AVAILABLE | DATA NOT AVAILABLE | 5.5 | DATA NOT AVAILABLE | DATA NOT AVAILABLE | DATA NOT AVAILABLE | DATA NOT AVAILABLE | DATA NOT AVAILABLE | DATA NOT AVAILABLE | DATA NOT AVAILABLE | DATA NOT AVAILABLE | DATA NOT AVAILABLE | DATA NOT AVAILABLE | DATA NOT AVAILABLE | DATA NOT AVAILABLE | NO | CONNECTED | 5.225 | 5.225 | 5.5 | DATA NOT AVAILABLE | DATA NOT AVAILABLE | 2015-11-18 | DATA NOT AVAILABLE | DATA NOT AVAILABLE | DATA NOT AVAILABLE | DATA NOT AVAILABLE | DATA NOT AVAILABLE | DATA NOT AVAILABLE | DATA NOT AVAILABLE | N | DATA NOT AVAILABLE | DATA NOT AVAILABLE | DATA NOT AVAILABLE | DATA NOT AVAILABLE | DATA NOT AVAILABLE | 2020-07-22
1700052910667 | DATA NOT AVAILABLE | CAIRNBORROW WIND FARM ENERGY | CAIRNBORROW | CAIRNBORROW WIND | CAIRNBORROW ESTATE | HUNTLY | ABERDEENSHIRE | AB54 4XP | SCOTLAND | 345953 | 840797 | KEITH | DATA NOT APPLICABLE | KEITH GRID | 33 | SCOTTISH HYDRO ELECTRIC POWER DISTRIBUTION PLC | WIND | ONSHORE WIND TURBINES | NO | DATA NOT AVAILABLE | DATA NOT AVAILABLE | 9.99 | DATA NOT AVAILABLE | DATA NOT AVAILABLE | DATA NOT AVAILABLE | DATA NOT AVAILABLE | DATA NOT AVAILABLE | DATA NOT AVAILABLE | DATA NOT AVAILABLE | DATA NOT AVAILABLE | DATA NOT AVAILABLE | DATA NOT AVAILABLE | DATA NOT AVAILABLE | DATA NOT AVAILABLE | NO | CONNECTED | 9.491 | 9.491 | 9.99 | DATA NOT AVAILABLE | DATA NOT AVAILABLE | DATA NOT AVAILABLE | DATA NOT AVAILABLE | DATA NOT AVAILABLE | DATA NOT AVAILABLE | DATA NOT AVAILABLE | DATA NOT AVAILABLE | DATA NOT AVAILABLE | DATA NOT AVAILABLE | N | DATA NOT AVAILABLE | DATA NOT AVAILABLE | DATA NOT AVAILABLE | DATA NOT AVAILABLE | DATA NOT AVAILABLE | 2020-07-22
1700052918968 | DATA NOT AVAILABLE | BIOMASS ENERGY RENEWABLES LLP | ACHARN BIOMASS | ACHARN BIOMASS | DATA NOT AVAILABLE | ABERFELDY | STIRLING | FK21 8RA | SCOTLAND | 256236 | 731409 | KILLIN | DATA NOT APPLICABLE | KILLIN GRID | 33 | SCOTTISH HYDRO ELECTRIC POWER DISTRIBUTION PLC | BIOMASS | DATA NOT AVAILABLE | NO | DATA NOT AVAILABLE | DATA NOT AVAILABLE | 5.6 | DATA NOT AVAILABLE | DATA NOT AVAILABLE | DATA NOT AVAILABLE | DATA NOT AVAILABLE | DATA NOT AVAILABLE | DATA NOT AVAILABLE | DATA NOT AVAILABLE | DATA NOT AVAILABLE | DATA NOT AVAILABLE | DATA NOT AVAILABLE | DATA NOT AVAILABLE | DATA NOT AVAILABLE | NO | CONNECTED | 5.32 | 5.32 | 5.6 | DATA NOT AVAILABLE | DATA NOT AVAILABLE | 2017-07-10 | DATA NOT AVAILABLE | DATA NOT AVAILABLE | DATA NOT AVAILABLE | DATA NOT AVAILABLE | DATA NOT AVAILABLE | DATA NOT AVAILABLE | DATA NOT AVAILABLE | N | DATA NOT AVAILABLE | DATA NOT AVAILABLE | DATA NOT AVAILABLE | DATA NOT AVAILABLE | DATA NOT AVAILABLE | 2020-07-22
1700052944513 | DATA NOT AVAILABLE | CSI ERROL SOLAR PV LIMITED | ERROL PV | ERROL PV | DATA NOT AVAILABLE | PERTH | PERTHSHIRE AND KINROSS | PH2 7RE | SCOTLAND | 322534 | 723200 | ABERNETHY | DATA NOT APPLICABLE | ABERNETHY GRID | 33 | SCOTTISH HYDRO ELECTRIC POWER DISTRIBUTION PLC | SOLAR | PHOTOVOLTAIC | NO | DATA NOT AVAILABLE | DATA NOT AVAILABLE | 9.9 | DATA NOT AVAILABLE | DATA NOT AVAILABLE | DATA NOT AVAILABLE | DATA NOT AVAILABLE | DATA NOT AVAILABLE | DATA NOT AVAILABLE | DATA NOT AVAILABLE | DATA NOT AVAILABLE | DATA NOT AVAILABLE | DATA NOT AVAILABLE | DATA NOT AVAILABLE | DATA NOT AVAILABLE | NO | CONNECTED | 9.405 | 9.405 | 9.9 | DATA NOT AVAILABLE | DATA NOT AVAILABLE | 2016-02-25 | DATA NOT AVAILABLE | DATA NOT AVAILABLE | DATA NOT AVAILABLE | DATA NOT AVAILABLE | DATA NOT AVAILABLE | DATA NOT AVAILABLE | DATA NOT AVAILABLE | N | DATA NOT AVAILABLE | DATA NOT AVAILABLE | DATA NOT AVAILABLE | DATA NOT AVAILABLE | DATA NOT AVAILABLE | 2020-07-22
1700052947620 | DATA NOT AVAILABLE | GREEN ENERGY TRADING LTD | GLEN BUCK HYDRO | GLEN BUCK HYDRO | GLEN BUCK HYDRO | INVERGARRY | HIGHLAND | PH35 4HN | SCOTLAND | 233897 | 803552 | FORT AUGUSTUS | DATA NOT APPLICABLE | FORT AUGUSTUS GRID | 33 | SCOTTISH HYDRO ELECTRIC POWER DISTRIBUTION PLC | HYDRO (TO BE CONFIRMED) | HYDRO POWER SYSTEM | NO | DATA NOT AVAILABLE | DATA NOT AVAILABLE | 2.045 | DATA NOT AVAILABLE | DATA NOT AVAILABLE | DATA NOT AVAILABLE | DATA NOT AVAILABLE | DATA NOT AVAILABLE | DATA NOT AVAILABLE | DATA NOT AVAILABLE | DATA NOT AVAILABLE | DATA NOT AVAILABLE | DATA NOT AVAILABLE | DATA NOT AVAILABLE | DATA NOT AVAILABLE | NO | CONNECTED | 1.943 | 1.943 | 2.045 | 0.024 | 0.025 | 2016-08-11 | DATA NOT AVAILABLE | DATA NOT AVAILABLE | DATA NOT AVAILABLE | DATA NOT AVAILABLE | DATA NOT AVAILABLE | DATA NOT AVAILABLE | DATA NOT AVAILABLE | N | DATA NOT AVAILABLE | DATA NOT AVAILABLE | DATA NOT AVAILABLE | DATA NOT AVAILABLE | DATA NOT AVAILABLE | 2020-07-22
1700052947807 | DATA NOT AVAILABLE | CEANNACROC HYDRO LTD | CEANNACROC HYDRO | CEANNACROC HYDRO | GLENMORISTON | INVERNESS | HIGHLAND | IV63 7YN | SCOTLAND | 227912 | 812485 | CEANNACROC | DATA NOT APPLICABLE | CEANNACROC GRID | 33 | SCOTTISH HYDRO ELECTRIC POWER DISTRIBUTION PLC | HYDRO (TO BE CONFIRMED) | HYDRO POWER SYSTEM | NO | DATA NOT AVAILABLE | DATA NOT AVAILABLE | 1.75 | DATA NOT AVAILABLE | DATA NOT AVAILABLE | DATA NOT AVAILABLE | DATA NOT AVAILABLE | DATA NOT AVAILABLE | DATA NOT AVAILABLE | DATA NOT AVAILABLE | DATA NOT AVAILABLE | DATA NOT AVAILABLE | DATA NOT AVAILABLE | DATA NOT AVAILABLE | DATA NOT AVAILABLE | NO | CONNECTED | 1.663 | 1.663 | 1.75 | 0.01 | 0.01 | 2016-11-17 | DATA NOT AVAILABLE | DATA NOT AVAILABLE | DATA NOT AVAILABLE | DATA NOT AVAILABLE | DATA NOT AVAILABLE | DATA NOT AVAILABLE | DATA NOT AVAILABLE | N | DATA NOT AVAILABLE | DATA NOT AVAILABLE | DATA NOT AVAILABLE | DATA NOT AVAILABLE | DATA NOT AVAILABLE | 2020-07-22
1700052959227 | DATA NOT AVAILABLE | PARK HILL SOLAR LIMITED | PARKHILL FARM PV | DATA NOT AVAILABLE | DATA NOT AVAILABLE | ARBROATH | ANGUS | DD11 5RG | SCOTLAND | 364669 | 745552 | ARBROATH | DATA NOT APPLICABLE | ARBROATH GRID | 33 | SCOTTISH HYDRO ELECTRIC POWER DISTRIBUTION PLC | SOLAR | PHOTOVOLTAIC | NO | DATA NOT AVAILABLE | DATA NOT AVAILABLE | 4.999 | DATA NOT AVAILABLE | DATA NOT AVAILABLE | DATA NOT AVAILABLE | DATA NOT AVAILABLE | DATA NOT AVAILABLE | DATA NOT AVAILABLE | DATA NOT AVAILABLE | DATA NOT AVAILABLE | DATA NOT AVAILABLE | DATA NOT AVAILABLE | DATA NOT AVAILABLE | DATA NOT AVAILABLE | NO | CONNECTED | 4.749 | 4.749 | 4.999 | DATA NOT AVAILABLE | DATA NOT AVAILABLE | DATA NOT AVAILABLE | DATA NOT AVAILABLE | DATA NOT AVAILABLE | DATA NOT AVAILABLE | DATA NOT AVAILABLE | DATA NOT AVAILABLE | DATA NOT AVAILABLE | DATA NOT AVAILABLE | N | DATA NOT AVAILABLE | DATA NOT AVAILABLE | DATA NOT AVAILABLE | DATA NOT AVAILABLE | DATA NOT AVAILABLE | 2020-07-22
1700052966048 | DATA NOT AVAILABLE | EDINTORE WIND FARM LTD | EDINTORE INTERTRIP | EDINTORE WIND FARM LTD | DATA NOT AVAILABLE | KEITH | MORAY | AB55 5PJ | SCOTLAND | 342730 | 845749 | KEITH | DATA NOT APPLICABLE | KEITH GRID | 33 | SCOTTISH HYDRO ELECTRIC POWER DISTRIBUTION PLC | WIND | ONSHORE WIND TURBINES | NO | DATA NOT AVAILABLE | DATA NOT AVAILABLE | 14.1 | DATA NOT AVAILABLE | DATA NOT AVAILABLE | DATA NOT AVAILABLE | DATA NOT AVAILABLE | DATA NOT AVAILABLE | DATA NOT AVAILABLE | DATA NOT AVAILABLE | DATA NOT AVAILABLE | DATA NOT AVAILABLE | DATA NOT AVAILABLE | DATA NOT AVAILABLE | DATA NOT AVAILABLE | NO | CONNECTED | 13.395 | 13.395 | 14.1 | DATA NOT AVAILABLE | DATA NOT AVAILABLE | 2016-06-29 | DATA NOT AVAILABLE | DATA NOT AVAILABLE | DATA NOT AVAILABLE | DATA NOT AVAILABLE | DATA NOT AVAILABLE | DATA NOT AVAILABLE | DATA NOT AVAILABLE | N | DATA NOT AVAILABLE | DATA NOT AVAILABLE | DATA NOT AVAILABLE | DATA NOT AVAILABLE | DATA NOT AVAILABLE | 2020-07-22
1700052967246 | DATA NOT AVAILABLE | GARTH WIND LTD | GARTH WIND FARM | GARTH WIND FARM | DATA NOT AVAILABLE | SHETLAND | SHETLAND ISLANDS | ZE2 9BG | SCOTLAND | 445677 | 1182697 | GREMISTA | DATA NOT APPLICABLE | GREMISTA | 11 | SCOTTISH HYDRO ELECTRIC POWER DISTRIBUTION PLC | WIND | ONSHORE WIND TURBINES | NO | DATA NOT AVAILABLE | DATA NOT AVAILABLE | 4.5 | DATA NOT AVAILABLE | DATA NOT AVAILABLE | DATA NOT AVAILABLE | DATA NOT AVAILABLE | DATA NOT AVAILABLE | DATA NOT AVAILABLE | DATA NOT AVAILABLE | DATA NOT AVAILABLE | DATA NOT AVAILABLE | DATA NOT AVAILABLE | DATA NOT AVAILABLE | DATA NOT AVAILABLE | NO | CONNECTED | 4.275 | 4.275 | 4.5 | DATA NOT AVAILABLE | DATA NOT AVAILABLE | 2017-02-27 | DATA NOT AVAILABLE | DATA NOT AVAILABLE | DATA NOT AVAILABLE | DATA NOT AVAILABLE | DATA NOT AVAILABLE | DATA NOT AVAILABLE | DATA NOT AVAILABLE | N | DATA NOT AVAILABLE | DATA NOT AVAILABLE | DATA NOT AVAILABLE | DATA NOT AVAILABLE | DATA NOT AVAILABLE | 2020-07-22
1700052976700 | DATA NOT AVAILABLE | WYVIS ONE ESTATE LIMITED | WYVIS HYDRO PROJECTS | WYVIS HYDRO PROJECTS RECOST | WYVIS ESTATE | DINGWALL | HIGHLAND | IV16 9XW | SCOTLAND | 256926 | 867221 | GRUDIE BRIDGE | DATA NOT APPLICABLE | GRUDIE BRIDGE | 33 | SCOTTISH HYDRO ELECTRIC POWER DISTRIBUTION PLC | HYDRO (TO BE CONFIRMED) | HYDRO POWER SYSTEM | NO | DATA NOT AVAILABLE | DATA NOT AVAILABLE | 2.4 | DATA NOT AVAILABLE | DATA NOT AVAILABLE | DATA NOT AVAILABLE | DATA NOT AVAILABLE | DATA NOT AVAILABLE | DATA NOT AVAILABLE | DATA NOT AVAILABLE | DATA NOT AVAILABLE | DATA NOT AVAILABLE | DATA NOT AVAILABLE | DATA NOT AVAILABLE | DATA NOT AVAILABLE | NO | CONNECTED | 3.705 | 3.705 | 3.9 | 0.095 | 0.1 | 2016-12-09 | DATA NOT AVAILABLE | DATA NOT AVAILABLE | DATA NOT AVAILABLE | DATA NOT AVAILABLE | DATA NOT AVAILABLE | DATA NOT AVAILABLE | DATA NOT AVAILABLE | N | DATA NOT AVAILABLE | DATA NOT AVAILABLE | DATA NOT AVAILABLE | DATA NOT AVAILABLE | DATA NOT AVAILABLE | 2020-07-22
1700052979809 | DATA NOT AVAILABLE | FRANK A SMART & SON LTD | EASTER TOLMAUDS WIND 3X8DATA NOT AVAILABLEDATA NOT AVAILABLEKW | EASTER TOLMAUDS WIND | TORPHINS | BANCHORY | ABERDEENSHIRE | AB31 4PP | SCOTLAND | 362236 | 807141 | KINTORE | DATA NOT APPLICABLE | KINTORE GRID | 33 | SCOTTISH HYDRO ELECTRIC POWER DISTRIBUTION PLC | WIND | ONSHORE WIND TURBINES | NO | DATA NOT AVAILABLE | DATA NOT AVAILABLE | 2.4 | DATA NOT AVAILABLE | DATA NOT AVAILABLE | DATA NOT AVAILABLE | DATA NOT AVAILABLE | DATA NOT AVAILABLE | DATA NOT AVAILABLE | DATA NOT AVAILABLE | DATA NOT AVAILABLE | DATA NOT AVAILABLE | DATA NOT AVAILABLE | DATA NOT AVAILABLE | DATA NOT AVAILABLE | NO | CONNECTED | 2.28 | 2.28 | 2.4 | DATA NOT AVAILABLE | DATA NOT AVAILABLE | 2016-08-17 | DATA NOT AVAILABLE | DATA NOT AVAILABLE | DATA NOT AVAILABLE | DATA NOT AVAILABLE | DATA NOT AVAILABLE | DATA NOT AVAILABLE | DATA NOT AVAILABLE | N | DATA NOT AVAILABLE | DATA NOT AVAILABLE | DATA NOT AVAILABLE | DATA NOT AVAILABLE | DATA NOT AVAILABLE | 2020-07-22
1700052982927 | DATA NOT AVAILABLE | DATA NOT AVAILABLE | NEW MAINS OF GUYND PV | NEW MAINS OF GUYND PV | DATA NOT AVAILABLE | ARBROATH | ANGUS | DD11 2QR | SCOTLAND | 357088 | 742429 | ARBROATH | DATA NOT APPLICABLE | ARBROATH GRID | 33 | SCOTTISH HYDRO ELECTRIC POWER DISTRIBUTION PLC | SOLAR | PHOTOVOLTAIC | NO | DATA NOT AVAILABLE | DATA NOT AVAILABLE | 9.5 | DATA NOT AVAILABLE | DATA NOT AVAILABLE | DATA NOT AVAILABLE | DATA NOT AVAILABLE | DATA NOT AVAILABLE | DATA NOT AVAILABLE | DATA NOT AVAILABLE | DATA NOT AVAILABLE | DATA NOT AVAILABLE | DATA NOT AVAILABLE | DATA NOT AVAILABLE | DATA NOT AVAILABLE | NO | CONNECTED | 4.513 | 4.513 | 4.75 | 0.038 | 0.04 | 2015-12-17 | DATA NOT AVAILABLE | DATA NOT AVAILABLE | DATA NOT AVAILABLE | DATA NOT AVAILABLE | DATA NOT AVAILABLE | DATA NOT AVAILABLE | DATA NOT AVAILABLE | N | DATA NOT AVAILABLE | DATA NOT AVAILABLE | DATA NOT AVAILABLE | DATA NOT AVAILABLE | DATA NOT AVAILABLE | 2020-07-22
1700052988859 | DATA NOT AVAILABLE | COULAGS HYDRO LIMITED | COULAGS HYDRO RECOST 2 | COULAGS HYDRO | COULAGS | STRATHCARRON | HIGHLAND | IV54 8YU | SCOTLAND | 200270 | 847977 | GRUDIE BRIDGE | DATA NOT APPLICABLE | GRUDIE BRIDGE | 33 | SCOTTISH HYDRO ELECTRIC POWER DISTRIBUTION PLC | HYDRO (TO BE CONFIRMED) | HYDRO POWER SYSTEM | NO | DATA NOT AVAILABLE | DATA NOT AVAILABLE | 1.5 | DATA NOT AVAILABLE | DATA NOT AVAILABLE | DATA NOT AVAILABLE | DATA NOT AVAILABLE | DATA NOT AVAILABLE | DATA NOT AVAILABLE | DATA NOT AVAILABLE | DATA NOT AVAILABLE | DATA NOT AVAILABLE | DATA NOT AVAILABLE | DATA NOT AVAILABLE | DATA NOT AVAILABLE | NO | CONNECTED | 1.425 | 1.425 | 1.5 | 0.024 | 0.025 | 2017-07-03 | DATA NOT AVAILABLE | DATA NOT AVAILABLE | DATA NOT AVAILABLE | DATA NOT AVAILABLE | DATA NOT AVAILABLE | DATA NOT AVAILABLE | DATA NOT AVAILABLE | N | DATA NOT AVAILABLE | DATA NOT AVAILABLE | DATA NOT AVAILABLE | DATA NOT AVAILABLE | DATA NOT AVAILABLE | 2020-07-22
1700052996664 | DATA NOT AVAILABLE | GVO WIND NO.4DATA NOT AVAILABLE LTD | UPPER GEISLITTLE / WEYDALE | UPPER GEISLITTLE WIND | DATA NOT AVAILABLE | THURSO | HIGHLAND | KW14 8YH | SCOTLAND | 312487 | 965579 | THURSO SOUTH GRID | DATA NOT APPLICABLE | THURSO SOUTH GRID | 33 | SCOTTISH HYDRO ELECTRIC POWER DISTRIBUTION PLC | BIOMASS | DATA NOT AVAILABLE | NO | DATA NOT AVAILABLE | DATA NOT AVAILABLE | 3.5 | DATA NOT AVAILABLE | DATA NOT AVAILABLE | DATA NOT AVAILABLE | DATA NOT AVAILABLE | DATA NOT AVAILABLE | DATA NOT AVAILABLE | DATA NOT AVAILABLE | DATA NOT AVAILABLE | DATA NOT AVAILABLE | DATA NOT AVAILABLE | DATA NOT AVAILABLE | DATA NOT AVAILABLE | NO | CONNECTED | 3.325 | 3.325 | 3.5 | DATA NOT AVAILABLE | DATA NOT AVAILABLE | 2016-09-23 | DATA NOT AVAILABLE | DATA NOT AVAILABLE | DATA NOT AVAILABLE | DATA NOT AVAILABLE | DATA NOT AVAILABLE | DATA NOT AVAILABLE | DATA NOT AVAILABLE | N | DATA NOT AVAILABLE | DATA NOT AVAILABLE | DATA NOT AVAILABLE | DATA NOT AVAILABLE | DATA NOT AVAILABLE | 2020-07-22
1700053001090 | DATA NOT AVAILABLE | CULSALMOND AIR LIMITED | KIRKTON FARM WIND TURBINE PROJECT | KIRKTON FARM | DATA NOT AVAILABLE | INSCH | ABERDEENSHIRE | AB52 6TT | SCOTLAND | 364970 | 831773 | KINTORE | DATA NOT APPLICABLE | KINTORE GRID | 33 | SCOTTISH HYDRO ELECTRIC POWER DISTRIBUTION PLC | WIND | ONSHORE WIND TURBINES | NO | DATA NOT AVAILABLE | DATA NOT AVAILABLE | 6.9 | DATA NOT AVAILABLE | DATA NOT AVAILABLE | DATA NOT AVAILABLE | DATA NOT AVAILABLE | DATA NOT AVAILABLE | DATA NOT AVAILABLE | DATA NOT AVAILABLE | DATA NOT AVAILABLE | DATA NOT AVAILABLE | DATA NOT AVAILABLE | DATA NOT AVAILABLE | DATA NOT AVAILABLE | NO | CONNECTED | 6.555 | 6.555 | 6.9 | 0.095 | 0.1 | 2016-12-09 | DATA NOT AVAILABLE | DATA NOT AVAILABLE | DATA NOT AVAILABLE | DATA NOT AVAILABLE | DATA NOT AVAILABLE | DATA NOT AVAILABLE | DATA NOT AVAILABLE | N | DATA NOT AVAILABLE | DATA NOT AVAILABLE | DATA NOT AVAILABLE | DATA NOT AVAILABLE | DATA NOT AVAILABLE | 2020-07-22
1700053036250 | DATA NOT AVAILABLE | LOCHEND WIND ENERGY LIMITED | LOCHEND WIND | LOCHEND WIND GENERATING STATION | DUNNET | THURSO | HIGHLAND | KW14 8TA | SCOTLAND | 326683 | 968129 | THURSO SOUTH GRID | DATA NOT APPLICABLE | THURSO SOUTH GRID | 33 | SCOTTISH HYDRO ELECTRIC POWER DISTRIBUTION PLC | WIND | ONSHORE WIND TURBINES | NO | DATA NOT AVAILABLE | DATA NOT AVAILABLE | 9.2 | DATA NOT AVAILABLE | DATA NOT AVAILABLE | DATA NOT AVAILABLE | DATA NOT AVAILABLE | DATA NOT AVAILABLE | DATA NOT AVAILABLE | DATA NOT AVAILABLE | DATA NOT AVAILABLE | DATA NOT AVAILABLE | DATA NOT AVAILABLE | DATA NOT AVAILABLE | DATA NOT AVAILABLE | NO | CONNECTED | 8.74 | 8.74 | 9.2 | 0.008 | 0.008 | 2017-05-11 | DATA NOT AVAILABLE | DATA NOT AVAILABLE | DATA NOT AVAILABLE | DATA NOT AVAILABLE | DATA NOT AVAILABLE | DATA NOT AVAILABLE | DATA NOT AVAILABLE | N | DATA NOT AVAILABLE | DATA NOT AVAILABLE | DATA NOT AVAILABLE | DATA NOT AVAILABLE | DATA NOT AVAILABLE | 2020-07-22
1700053043276 | DATA NOT AVAILABLE | GAWNSMOSS ENERGY C.I.C | GAWNSMOSS FARM WIND | GAWNSMOSS WIND GENERATING STATION | DATA NOT AVAILABLE | BANFF | ABERDEENSHIRE | AB45 3BS | SCOTLAND | 363484 | 859315 | MACDUFF | DATA NOT APPLICABLE | MACDUFF GRID | 33 | SCOTTISH HYDRO ELECTRIC POWER DISTRIBUTION PLC | WIND | ONSHORE WIND TURBINES | NO | DATA NOT AVAILABLE | DATA NOT AVAILABLE | 2.4 | DATA NOT AVAILABLE | DATA NOT AVAILABLE | DATA NOT AVAILABLE | DATA NOT AVAILABLE | DATA NOT AVAILABLE | DATA NOT AVAILABLE | DATA NOT AVAILABLE | DATA NOT AVAILABLE | DATA NOT AVAILABLE | DATA NOT AVAILABLE | DATA NOT AVAILABLE | DATA NOT AVAILABLE | NO | CONNECTED | 2.28 | 2.28 | 2.4 | 0.029 | 0.03 | 2017-03-21 | DATA NOT AVAILABLE | DATA NOT AVAILABLE | DATA NOT AVAILABLE | DATA NOT AVAILABLE | DATA NOT AVAILABLE | DATA NOT AVAILABLE | DATA NOT AVAILABLE | N | DATA NOT AVAILABLE | DATA NOT AVAILABLE | DATA NOT AVAILABLE | DATA NOT AVAILABLE | DATA NOT AVAILABLE | 2020-07-22
1700053110685 | DATA NOT AVAILABLE | ACHLACHAN WIND FARM LLP | ACHLACHAN WIND | ACHLACHAN WIND | WESTERDALE | HALKIRK | HIGHLAND | KW1 5XU | SCOTLAND | 316677 | 952911 | MYBSTER | DATA NOT APPLICABLE | MYBSTER GRID | 33 | SCOTTISH HYDRO ELECTRIC POWER DISTRIBUTION PLC | WIND | ONSHORE WIND TURBINES | NO | DATA NOT AVAILABLE | DATA NOT AVAILABLE | 20 | DATA NOT AVAILABLE | DATA NOT AVAILABLE | DATA NOT AVAILABLE | DATA NOT AVAILABLE | DATA NOT AVAILABLE | DATA NOT AVAILABLE | DATA NOT AVAILABLE | DATA NOT AVAILABLE | DATA NOT AVAILABLE | DATA NOT AVAILABLE | DATA NOT AVAILABLE | DATA NOT AVAILABLE | NO | CONNECTED | 19 | 19 | 20 | 1.854 | 1.952 | DATA NOT AVAILABLE | DATA NOT AVAILABLE | DATA NOT AVAILABLE | DATA NOT AVAILABLE | DATA NOT AVAILABLE | DATA NOT AVAILABLE | DATA NOT AVAILABLE | DATA NOT AVAILABLE | N | DATA NOT AVAILABLE | DATA NOT AVAILABLE | DATA NOT AVAILABLE | DATA NOT AVAILABLE | DATA NOT AVAILABLE | 2020-07-22
1700053150084 | DATA NOT AVAILABLE | FYNE ENERGY LIMITED | AUCHADADUIE WIND | AUCHADADUIE WIND FARM | DATA NOT AVAILABLE | TARBERT | ARGYLL AND BUTE | PA29 6UZ | SCOTLAND | 169348 | 637643 | CARRADALE | DATA NOT APPLICABLE | CARRADALE GRID | 33 | SCOTTISH HYDRO ELECTRIC POWER DISTRIBUTION PLC | WIND | ONSHORE WIND TURBINES | NO | DATA NOT AVAILABLE | DATA NOT AVAILABLE | 6.9 | DATA NOT AVAILABLE | DATA NOT AVAILABLE | DATA NOT AVAILABLE | DATA NOT AVAILABLE | DATA NOT AVAILABLE | DATA NOT AVAILABLE | DATA NOT AVAILABLE | DATA NOT AVAILABLE | DATA NOT AVAILABLE | DATA NOT AVAILABLE | DATA NOT AVAILABLE | DATA NOT AVAILABLE | NO | CONNECTED | 6.555 | 6.555 | 6.9 | 0.029 | 0.03 | 2018-10-26 | DATA NOT AVAILABLE | DATA NOT AVAILABLE | DATA NOT AVAILABLE | DATA NOT AVAILABLE | DATA NOT AVAILABLE | DATA NOT AVAILABLE | DATA NOT AVAILABLE | N | DATA NOT AVAILABLE | DATA NOT AVAILABLE | DATA NOT AVAILABLE | DATA NOT AVAILABLE | DATA NOT AVAILABLE | 2020-07-22
1700053187048 | DATA NOT AVAILABLE | NANCLACH LIMITED | TOM NAN CLACH FARM WIND | TOM NAN CLAH FARM WIND EXPORT | OFF THE B9DATA NOT AVAILABLEDATA NOT AVAILABLE7 | INVERNESS | HIGHLAND | IV12 5UR | SCOTLAND | 293346 | 841162 | BOAT OF GARTEN | DATA NOT APPLICABLE | BOAT OF GARTEN GRID | 33 | SCOTTISH HYDRO ELECTRIC POWER DISTRIBUTION PLC | WIND | ONSHORE WIND TURBINES | NO | DATA NOT AVAILABLE | DATA NOT AVAILABLE | 39.1 | DATA NOT AVAILABLE | DATA NOT AVAILABLE | DATA NOT AVAILABLE | DATA NOT AVAILABLE | DATA NOT AVAILABLE | DATA NOT AVAILABLE | DATA NOT AVAILABLE | DATA NOT AVAILABLE | DATA NOT AVAILABLE | DATA NOT AVAILABLE | DATA NOT AVAILABLE | DATA NOT AVAILABLE | NO | CONNECTED | 37.145 | 37.145 | 39.1 | 0.988 | 1.04 | 2019-02-27 | DATA NOT AVAILABLE | DATA NOT AVAILABLE | DATA NOT AVAILABLE | DATA NOT AVAILABLE | DATA NOT AVAILABLE | DATA NOT AVAILABLE | DATA NOT AVAILABLE | N | DATA NOT AVAILABLE | DATA NOT AVAILABLE | DATA NOT AVAILABLE | DATA NOT AVAILABLE | DATA NOT AVAILABLE | 2020-07-22
1700053240064 | DATA NOT AVAILABLE | GREEN CAT RENEWABLES LTD | BINN FARM WIND FARM | BINN FARM BIN FARM WIND TURBINE | DATA NOT AVAILABLE | PERTH | PERTHSHIRE AND KINROSS | PH2 9PX | SCOTLAND | 317233 | 713295 | ABERNETHY | DATA NOT APPLICABLE | ABERNETHY GRID | 33 | SCOTTISH HYDRO ELECTRIC POWER DISTRIBUTION PLC | WIND | ONSHORE WIND TURBINES | NO | DATA NOT AVAILABLE | DATA NOT AVAILABLE | 7.05 | DATA NOT AVAILABLE | DATA NOT AVAILABLE | DATA NOT AVAILABLE | DATA NOT AVAILABLE | DATA NOT AVAILABLE | DATA NOT AVAILABLE | DATA NOT AVAILABLE | DATA NOT AVAILABLE | DATA NOT AVAILABLE | DATA NOT AVAILABLE | DATA NOT AVAILABLE | DATA NOT AVAILABLE | NO | CONNECTED | 6.698 | 6.698 | 7.05 | 0.048 | 0.05 | 2019-11-29 | DATA NOT AVAILABLE | DATA NOT AVAILABLE | DATA NOT AVAILABLE | DATA NOT AVAILABLE | DATA NOT AVAILABLE | DATA NOT AVAILABLE | DATA NOT AVAILABLE | N | DATA NOT AVAILABLE | DATA NOT AVAILABLE | DATA NOT AVAILABLE | DATA NOT AVAILABLE | DATA NOT AVAILABLE | 2020-07-22
2000027292534 | DATA NOT AVAILABLE | NETWORK RAIL INFRASTRUCTURE LTD | NORTH HYDE SUB STN | NORTH HYDE SUB STN | KEITH ROAD | HAYES | HILLINGDON | UB3 4HW | ENGLAND | 509476 | 179341 | NORTH HYDE GSP | DATA NOT APPLICABLE | NORTH HYDE | 11 | SOUTHERN ELECTRIC POWER DISTRIBUTION PLC | OTHER | OTHER | NO | DATA NOT AVAILABLE | DATA NOT AVAILABLE | DATA NOT AVAILABLE | DATA NOT AVAILABLE | DATA NOT AVAILABLE | DATA NOT AVAILABLE | DATA NOT AVAILABLE | DATA NOT AVAILABLE | DATA NOT AVAILABLE | DATA NOT AVAILABLE | DATA NOT AVAILABLE | DATA NOT AVAILABLE | DATA NOT AVAILABLE | DATA NOT AVAILABLE | DATA NOT AVAILABLE | NO | CONNECTED | 9.5 | 9.5 | 10 | DATA NOT AVAILABLE | DATA NOT AVAILABLE | DATA NOT AVAILABLE | DATA NOT AVAILABLE | DATA NOT AVAILABLE | DATA NOT AVAILABLE | DATA NOT AVAILABLE | DATA NOT AVAILABLE | DATA NOT AVAILABLE | DATA NOT AVAILABLE | N | DATA NOT AVAILABLE | DATA NOT AVAILABLE | DATA NOT AVAILABLE | DATA NOT AVAILABLE | DATA NOT AVAILABLE | 2020-07-22
2000050570312 | DATA NOT AVAILABLE | INFINIS LIMITED | SUTTON COURTENAY LANDFILL SITE | SUTTON COURTENAY LANDFILL SITE 135 DATA NOT AVAILABLE39684 X | APPLEFORD SIDINGS | ABINGDON | OXFORDSHIRE | OX14 4PW | ENGLAND | 451339 | 193674 | COWLEY GSP | DRAYTON | SUTTON COURTNEY | 33 | SOUTHERN ELECTRIC POWER DISTRIBUTION PLC | BIOFUEL LANDFILL GAS | DATA NOT AVAILABLE | NO | DATA NOT AVAILABLE | DATA NOT AVAILABLE | DATA NOT AVAILABLE | DATA NOT AVAILABLE | DATA NOT AVAILABLE | DATA NOT AVAILABLE | DATA NOT AVAILABLE | DATA NOT AVAILABLE | DATA NOT AVAILABLE | DATA NOT AVAILABLE | DATA NOT AVAILABLE | DATA NOT AVAILABLE | DATA NOT AVAILABLE | DATA NOT AVAILABLE | DATA NOT AVAILABLE | NO | CONNECTED | 14.25 | 14.25 | 15 | DATA NOT AVAILABLE | DATA NOT AVAILABLE | DATA NOT AVAILABLE | DATA NOT AVAILABLE | DATA NOT AVAILABLE | DATA NOT AVAILABLE | DATA NOT AVAILABLE | DATA NOT AVAILABLE | DATA NOT AVAILABLE | DATA NOT AVAILABLE | N | DATA NOT AVAILABLE | DATA NOT AVAILABLE | DATA NOT AVAILABLE | DATA NOT AVAILABLE | DATA NOT AVAILABLE | 2020-07-22
2000050662016 | DATA NOT AVAILABLE | THE ISLE OF WIGHT ENERGY COMPANY LIMITED | ARRETON VALLEY NURSERY | ARRETON VALLEY NURSERY | MAIN ROAD | NEWPORT | ISLE OF WIGHT | PO30 3AR | ENGLAND | 454719 | 84542 | FAWLEY GSP | COWES & WOOTTON COMMON | ARRETON NURSERIES | 33 | SOUTHERN ELECTRIC POWER DISTRIBUTION PLC | SOLAR | PHOTOVOLTAIC | NO | DATA NOT AVAILABLE | DATA NOT AVAILABLE | DATA NOT AVAILABLE | DATA NOT AVAILABLE | DATA NOT AVAILABLE | DATA NOT AVAILABLE | DATA NOT AVAILABLE | DATA NOT AVAILABLE | DATA NOT AVAILABLE | DATA NOT AVAILABLE | DATA NOT AVAILABLE | DATA NOT AVAILABLE | DATA NOT AVAILABLE | DATA NOT AVAILABLE | DATA NOT AVAILABLE | NO | CONNECTED | 33.25 | 33.25 | 35 | DATA NOT AVAILABLE | DATA NOT AVAILABLE | DATA NOT AVAILABLE | DATA NOT AVAILABLE | DATA NOT AVAILABLE | DATA NOT AVAILABLE | DATA NOT AVAILABLE | DATA NOT AVAILABLE | DATA NOT AVAILABLE | DATA NOT AVAILABLE | N | DATA NOT AVAILABLE | DATA NOT AVAILABLE | DATA NOT AVAILABLE | DATA NOT AVAILABLE | DATA NOT AVAILABLE | 2020-07-22
2000050795630 | DATA NOT AVAILABLE | THAMES WATER UTILITIES LIMITED | ASHFORD COMMON | ASHFORD COMMON WTW ASHFW1ZZ | STAINES ROAD WEST | ASHFORD | SURREY | TW15 1RU | ENGLAND | 508688 | 170136 | LALEHAM | EAST BEDFONT A | ASHFORD COMMON | 22 | SOUTHERN ELECTRIC POWER DISTRIBUTION PLC | SOLAR | PHOTOVOLTAIC | NO | DATA NOT AVAILABLE | DATA NOT AVAILABLE | DATA NOT AVAILABLE | DATA NOT AVAILABLE | DATA NOT AVAILABLE | DATA NOT AVAILABLE | DATA NOT AVAILABLE | DATA NOT AVAILABLE | DATA NOT AVAILABLE | DATA NOT AVAILABLE | DATA NOT AVAILABLE | DATA NOT AVAILABLE | DATA NOT AVAILABLE | DATA NOT AVAILABLE | DATA NOT AVAILABLE | NO | CONNECTED | 4.75 | 4.75 | 5 | DATA NOT AVAILABLE | DATA NOT AVAILABLE | DATA NOT AVAILABLE | DATA NOT AVAILABLE | DATA NOT AVAILABLE | DATA NOT AVAILABLE | DATA NOT AVAILABLE | DATA NOT AVAILABLE | DATA NOT AVAILABLE | DATA NOT AVAILABLE | N | DATA NOT AVAILABLE | DATA NOT AVAILABLE | DATA NOT AVAILABLE | DATA NOT AVAILABLE | DATA NOT AVAILABLE | 2020-07-22
2000050928900 | DATA NOT AVAILABLE | SSE GENERATION LIMITED | DATA NOT AVAILABLE | SUB STATION NEW HV SUPPLY | STATION ROAD | THATCHAM | BERKSHIRE | RG19 4PP | ENGLAND | 452755 | 166366 | BRAMLEY (ANDO-THAT) | THATCHAM | THATCHAM | 11 | SOUTHERN ELECTRIC POWER DISTRIBUTION PLC | FOSSIL GAS | DATA NOT AVAILABLE | NO | DATA NOT AVAILABLE | DATA NOT AVAILABLE | DATA NOT AVAILABLE | DATA NOT AVAILABLE | DATA NOT AVAILABLE | DATA NOT AVAILABLE | DATA NOT AVAILABLE | DATA NOT AVAILABLE | DATA NOT AVAILABLE | DATA NOT AVAILABLE | DATA NOT AVAILABLE | DATA NOT AVAILABLE | DATA NOT AVAILABLE | DATA NOT AVAILABLE | DATA NOT AVAILABLE | NO | CONNECTED | 9.5 | 9.5 | 10 | DATA NOT AVAILABLE | DATA NOT AVAILABLE | DATA NOT AVAILABLE | DATA NOT AVAILABLE | DATA NOT AVAILABLE | DATA NOT AVAILABLE | DATA NOT AVAILABLE | DATA NOT AVAILABLE | DATA NOT AVAILABLE | DATA NOT AVAILABLE | N | DATA NOT AVAILABLE | DATA NOT AVAILABLE | DATA NOT AVAILABLE | DATA NOT AVAILABLE | DATA NOT AVAILABLE | 2020-07-22
2000050932697 | DATA NOT AVAILABLE | INFINIS PLC - WAPSEYS | WAPSEYS WOOD III | WAPSEYS WOOD III | OXFORD ROAD | GERRARDS CROSS | BUCKINGHAMSHIRE | SL9 8TG | ENGLAND | 497477 | 188599 | IVER 132KV | DENHAM | WAPSEYS WOOD | 22 | SOUTHERN ELECTRIC POWER DISTRIBUTION PLC | SOLAR | PHOTOVOLTAIC | NO | DATA NOT AVAILABLE | DATA NOT AVAILABLE | DATA NOT AVAILABLE | DATA NOT AVAILABLE | DATA NOT AVAILABLE | DATA NOT AVAILABLE | DATA NOT AVAILABLE | DATA NOT AVAILABLE | DATA NOT AVAILABLE | DATA NOT AVAILABLE | DATA NOT AVAILABLE | DATA NOT AVAILABLE | DATA NOT AVAILABLE | DATA NOT AVAILABLE | DATA NOT AVAILABLE | NO | CONNECTED | 6.65 | 6.65 | 7 | DATA NOT AVAILABLE | DATA NOT AVAILABLE | DATA NOT AVAILABLE | DATA NOT AVAILABLE | DATA NOT AVAILABLE | DATA NOT AVAILABLE | DATA NOT AVAILABLE | DATA NOT AVAILABLE | DATA NOT AVAILABLE | DATA NOT AVAILABLE | N | DATA NOT AVAILABLE | DATA NOT AVAILABLE | DATA NOT AVAILABLE | DATA NOT AVAILABLE | DATA NOT AVAILABLE | 2020-07-22
2000051034322 | DATA NOT AVAILABLE | CHAPEL FARM LANDFILL SITE | CHAPEL FARM LANDFILL SITE | CHAPEL FARM LANDFILL SITE | ERMINE STREET | SWINDON | WILTSHIRE | SN26 8DD | ENGLAND | 412827 | 191343 | MINETY GSP | SWINDON | CHAPEL FARM | 33 | SOUTHERN ELECTRIC POWER DISTRIBUTION PLC | HYDRO (TO BE CONFIRMED) | HYDRO POWER SYSTEM | NO | DATA NOT AVAILABLE | DATA NOT AVAILABLE | DATA NOT AVAILABLE | DATA NOT AVAILABLE | DATA NOT AVAILABLE | DATA NOT AVAILABLE | DATA NOT AVAILABLE | DATA NOT AVAILABLE | DATA NOT AVAILABLE | DATA NOT AVAILABLE | DATA NOT AVAILABLE | DATA NOT AVAILABLE | DATA NOT AVAILABLE | DATA NOT AVAILABLE | DATA NOT AVAILABLE | NO | CONNECTED | 3.8 | 3.8 | 4 | DATA NOT AVAILABLE | DATA NOT AVAILABLE | DATA NOT AVAILABLE | DATA NOT AVAILABLE | DATA NOT AVAILABLE | DATA NOT AVAILABLE | DATA NOT AVAILABLE | DATA NOT AVAILABLE | DATA NOT AVAILABLE | DATA NOT AVAILABLE | N | DATA NOT AVAILABLE | DATA NOT AVAILABLE | DATA NOT AVAILABLE | DATA NOT AVAILABLE | DATA NOT AVAILABLE | 2020-07-22
2000051079954 | DATA NOT AVAILABLE | INFINIS ENERGY SERVICES LIMITED | WAPSEYS WOOD | WAPSEYS WOOD | OXFORD ROAD | GERRARDS CROSS | BUCKINGHAMSHIRE | SL9 8TG | ENGLAND | 497477 | 188599 | IVER 132KV | DENHAM | WAPSEYS WOOD | 22 | SOUTHERN ELECTRIC POWER DISTRIBUTION PLC | BIOFUEL LANDFILL GAS | DATA NOT AVAILABLE | NO | DATA NOT AVAILABLE | DATA NOT AVAILABLE | DATA NOT AVAILABLE | DATA NOT AVAILABLE | DATA NOT AVAILABLE | DATA NOT AVAILABLE | DATA NOT AVAILABLE | DATA NOT AVAILABLE | DATA NOT AVAILABLE | DATA NOT AVAILABLE | DATA NOT AVAILABLE | DATA NOT AVAILABLE | DATA NOT AVAILABLE | DATA NOT AVAILABLE | DATA NOT AVAILABLE | NO | CONNECTED | 1.995 | 1.995 | 2.1 | DATA NOT AVAILABLE | DATA NOT AVAILABLE | DATA NOT AVAILABLE | DATA NOT AVAILABLE | DATA NOT AVAILABLE | DATA NOT AVAILABLE | DATA NOT AVAILABLE | DATA NOT AVAILABLE | DATA NOT AVAILABLE | DATA NOT AVAILABLE | N | DATA NOT AVAILABLE | DATA NOT AVAILABLE | DATA NOT AVAILABLE | DATA NOT AVAILABLE | DATA NOT AVAILABLE | 2020-07-22
2000051080338 | DATA NOT AVAILABLE | HUMBLY GROVE ENERGY LIMITED | PRODUCTION PLANT | PRODUCTION PLANT | WESTON COMMON | ALTON | HAMPSHIRE | GU34 5SY | ENGLAND | 469288 | 144309 | BRAMLEY (FLEE) | ALTON | HUMBLY GROVE | 11 | SOUTHERN ELECTRIC POWER DISTRIBUTION PLC | SOLAR | PHOTOVOLTAIC | NO | DATA NOT AVAILABLE | DATA NOT AVAILABLE | DATA NOT AVAILABLE | DATA NOT AVAILABLE | DATA NOT AVAILABLE | DATA NOT AVAILABLE | DATA NOT AVAILABLE | DATA NOT AVAILABLE | DATA NOT AVAILABLE | DATA NOT AVAILABLE | DATA NOT AVAILABLE | DATA NOT AVAILABLE | DATA NOT AVAILABLE | DATA NOT AVAILABLE | DATA NOT AVAILABLE | NO | CONNECTED | 12.35 | 12.35 | 13 | DATA NOT AVAILABLE | DATA NOT AVAILABLE | DATA NOT AVAILABLE | DATA NOT AVAILABLE | DATA NOT AVAILABLE | DATA NOT AVAILABLE | DATA NOT AVAILABLE | DATA NOT AVAILABLE | DATA NOT AVAILABLE | DATA NOT AVAILABLE | N | DATA NOT AVAILABLE | DATA NOT AVAILABLE | DATA NOT AVAILABLE | DATA NOT AVAILABLE | DATA NOT AVAILABLE | 2020-07-22
2000051445143 | DATA NOT AVAILABLE | SSE GENERATION LIMITED | CHIPPENHAM PROJECT | CHIPPENHAM PROJECT | COCKLEBURY LANE | CHIPPENHAM | WILTSHIRE | SN15 1RS | ENGLAND | 392671 | 174371 | MELKSHAM GSP | CHIPPENHAM | CHIPPENHAM | 33 | SOUTHERN ELECTRIC POWER DISTRIBUTION PLC | WIND | ONSHORE WIND TURBINES | NO | DATA NOT AVAILABLE | DATA NOT AVAILABLE | DATA NOT AVAILABLE | DATA NOT AVAILABLE | DATA NOT AVAILABLE | DATA NOT AVAILABLE | DATA NOT AVAILABLE | DATA NOT AVAILABLE | DATA NOT AVAILABLE | DATA NOT AVAILABLE | DATA NOT AVAILABLE | DATA NOT AVAILABLE | DATA NOT AVAILABLE | DATA NOT AVAILABLE | DATA NOT AVAILABLE | NO | CONNECTED | 11.4 | 11.4 | 12 | DATA NOT AVAILABLE | DATA NOT AVAILABLE | DATA NOT AVAILABLE | DATA NOT AVAILABLE | DATA NOT AVAILABLE | DATA NOT AVAILABLE | DATA NOT AVAILABLE | DATA NOT AVAILABLE | DATA NOT AVAILABLE | DATA NOT AVAILABLE | N | DATA NOT AVAILABLE | DATA NOT AVAILABLE | DATA NOT AVAILABLE | DATA NOT AVAILABLE | DATA NOT AVAILABLE | 2020-07-22
2000052231228 | DATA NOT AVAILABLE | INFINIS PLC - WAPSEYS | WAPSEYS WOOD III | WAPSEYS WOOD III | OXFORD ROAD | GERRARDS CROSS | BUCKINGHAMSHIRE | SL9 8TG | ENGLAND | 497477 | 188599 | IVER 132KV | DENHAM | WAPSEYS WOOD | 22 | SOUTHERN ELECTRIC POWER DISTRIBUTION PLC | DATA NOT AVAILABLE | DATA NOT AVAILABLE | NO | DATA NOT AVAILABLE | DATA NOT AVAILABLE | DATA NOT AVAILABLE | DATA NOT AVAILABLE | DATA NOT AVAILABLE | DATA NOT AVAILABLE | DATA NOT AVAILABLE | DATA NOT AVAILABLE | DATA NOT AVAILABLE | DATA NOT AVAILABLE | DATA NOT AVAILABLE | DATA NOT AVAILABLE | DATA NOT AVAILABLE | DATA NOT AVAILABLE | DATA NOT AVAILABLE | NO | CONNECTED | 1.995 | 1.995 | 2.1 | DATA NOT AVAILABLE | DATA NOT AVAILABLE | DATA NOT AVAILABLE | DATA NOT AVAILABLE | DATA NOT AVAILABLE | DATA NOT AVAILABLE | DATA NOT AVAILABLE | DATA NOT AVAILABLE | DATA NOT AVAILABLE | DATA NOT AVAILABLE | N | DATA NOT AVAILABLE | DATA NOT AVAILABLE | DATA NOT AVAILABLE | DATA NOT AVAILABLE | DATA NOT AVAILABLE | 2020-07-22
2000052659585 | DATA NOT AVAILABLE | EDF ENERGISED, UNKNOWN CUSTOMERS | PORTSMOUTH 178-4DATA NOT AVAILABLE3 | PORTSMOUTH 178-4DATA NOT AVAILABLE3 EBVSDATA NOT AVAILABLEDATA NOT AVAILABLE7 | IMPORT-EXPORT | PORTSMOUTH | PORTSMOUTH | PO3 5QH | ENGLAND | 466794 | 102814 | LOVEDEAN GSP | PORTSMOUTH | HILSEA INCINERATOR | 33 | SOUTHERN ELECTRIC POWER DISTRIBUTION PLC | WIND | ONSHORE WIND TURBINES | NO | DATA NOT AVAILABLE | DATA NOT AVAILABLE | DATA NOT AVAILABLE | DATA NOT AVAILABLE | DATA NOT AVAILABLE | DATA NOT AVAILABLE | DATA NOT AVAILABLE | DATA NOT AVAILABLE | DATA NOT AVAILABLE | DATA NOT AVAILABLE | DATA NOT AVAILABLE | DATA NOT AVAILABLE | DATA NOT AVAILABLE | DATA NOT AVAILABLE | DATA NOT AVAILABLE | NO | CONNECTED | 16.15 | 16.15 | 17 | DATA NOT AVAILABLE | DATA NOT AVAILABLE | DATA NOT AVAILABLE | DATA NOT AVAILABLE | DATA NOT AVAILABLE | DATA NOT AVAILABLE | DATA NOT AVAILABLE | DATA NOT AVAILABLE | DATA NOT AVAILABLE | DATA NOT AVAILABLE | N | DATA NOT AVAILABLE | DATA NOT AVAILABLE | DATA NOT AVAILABLE | DATA NOT AVAILABLE | DATA NOT AVAILABLE | 2020-07-22
2000053759174 | DATA NOT AVAILABLE | NFPA (APRIL 2DATA NOT AVAILABLE2DATA NOT AVAILABLE) | LAKESIDE ENERGY FROM WASTE LIMITED | LAKESIDE ENERGY FROM WASTE LIMITED | LAKESIDE ROAD | SLOUGH | BUCKINGHAMSHIRE | SL3 0FE | ENGLAND | 503863 | 177288 | IVER 132KV | LONGFORD | LAKESIDE | 33 | SOUTHERN ELECTRIC POWER DISTRIBUTION PLC | WASTE | ENGINE (COMBUSTION / RECIPROCATING) | NO | DATA NOT AVAILABLE | DATA NOT AVAILABLE | DATA NOT AVAILABLE | DATA NOT AVAILABLE | DATA NOT AVAILABLE | DATA NOT AVAILABLE | DATA NOT AVAILABLE | DATA NOT AVAILABLE | DATA NOT AVAILABLE | DATA NOT AVAILABLE | DATA NOT AVAILABLE | DATA NOT AVAILABLE | DATA NOT AVAILABLE | DATA NOT AVAILABLE | DATA NOT AVAILABLE | NO | CONNECTED | 43.415 | 43.415 | 45.7 | DATA NOT AVAILABLE | DATA NOT AVAILABLE | DATA NOT AVAILABLE | DATA NOT AVAILABLE | DATA NOT AVAILABLE | DATA NOT AVAILABLE | DATA NOT AVAILABLE | DATA NOT AVAILABLE | DATA NOT AVAILABLE | DATA NOT AVAILABLE | N | DATA NOT AVAILABLE | DATA NOT AVAILABLE | DATA NOT AVAILABLE | DATA NOT AVAILABLE | DATA NOT AVAILABLE | 2020-07-22
2000053874080 | DATA NOT AVAILABLE | COOP PPA SITES | WESTMILL WINDFARM | WESTMILL WINDFARM | WESTMILL WINDFARM | SWINDON | OXFORDSHIRE | SN6 8TR | ENGLAND | 425005 | 190014 | MINETY GSP | STRATTON | WESTMILL WIND FARM | 33 | SOUTHERN ELECTRIC POWER DISTRIBUTION PLC | WIND | ONSHORE WIND TURBINES | NO | DATA NOT AVAILABLE | DATA NOT AVAILABLE | DATA NOT AVAILABLE | DATA NOT AVAILABLE | DATA NOT AVAILABLE | DATA NOT AVAILABLE | DATA NOT AVAILABLE | DATA NOT AVAILABLE | DATA NOT AVAILABLE | DATA NOT AVAILABLE | DATA NOT AVAILABLE | DATA NOT AVAILABLE | DATA NOT AVAILABLE | DATA NOT AVAILABLE | DATA NOT AVAILABLE | NO | CONNECTED | 2.66 | 2.66 | 2.8 | DATA NOT AVAILABLE | DATA NOT AVAILABLE | DATA NOT AVAILABLE | DATA NOT AVAILABLE | DATA NOT AVAILABLE | DATA NOT AVAILABLE | DATA NOT AVAILABLE | DATA NOT AVAILABLE | DATA NOT AVAILABLE | DATA NOT AVAILABLE | N | DATA NOT AVAILABLE | DATA NOT AVAILABLE | DATA NOT AVAILABLE | DATA NOT AVAILABLE | DATA NOT AVAILABLE | 2020-07-22
2000053874123 | DATA NOT AVAILABLE | COOP PPA SITES | WESTMILL WINDFARM | WESTMILL WINDFARM | WESTMILL WINDFARM | SWINDON | OXFORDSHIRE | SN6 8TR | ENGLAND | 425005 | 190014 | MINETY GSP | STRATTON | WESTMILL WIND FARM | 33 | SOUTHERN ELECTRIC POWER DISTRIBUTION PLC | WIND | ONSHORE WIND TURBINES | NO | DATA NOT AVAILABLE | DATA NOT AVAILABLE | DATA NOT AVAILABLE | DATA NOT AVAILABLE | DATA NOT AVAILABLE | DATA NOT AVAILABLE | DATA NOT AVAILABLE | DATA NOT AVAILABLE | DATA NOT AVAILABLE | DATA NOT AVAILABLE | DATA NOT AVAILABLE | DATA NOT AVAILABLE | DATA NOT AVAILABLE | DATA NOT AVAILABLE | DATA NOT AVAILABLE | NO | CONNECTED | 3.895 | 3.895 | 4.1 | DATA NOT AVAILABLE | DATA NOT AVAILABLE | DATA NOT AVAILABLE | DATA NOT AVAILABLE | DATA NOT AVAILABLE | DATA NOT AVAILABLE | DATA NOT AVAILABLE | DATA NOT AVAILABLE | DATA NOT AVAILABLE | DATA NOT AVAILABLE | N | DATA NOT AVAILABLE | DATA NOT AVAILABLE | DATA NOT AVAILABLE | DATA NOT AVAILABLE | DATA NOT AVAILABLE | 2020-07-22
2000054397290 | DATA NOT AVAILABLE | ASSOCIATED BRITISH PORTS | OCEAN GATE | OCEAN GATE ASSOCIATED BRITISH PORTS | ATLANTIC WAY | SOUTHAMPTON | HAMPSHIRE | SO14 3QN | ENGLAND | 437678 | 112882 | NURSLING GSP | SOUTHAMPTON | NEW DOCKS | 33 | SOUTHERN ELECTRIC POWER DISTRIBUTION PLC | OTHER | ENGINE (COMBUSTION / RECIPROCATING) | NO | DATA NOT AVAILABLE | DATA NOT AVAILABLE | DATA NOT AVAILABLE | DATA NOT AVAILABLE | DATA NOT AVAILABLE | DATA NOT AVAILABLE | DATA NOT AVAILABLE | DATA NOT AVAILABLE | DATA NOT AVAILABLE | DATA NOT AVAILABLE | DATA NOT AVAILABLE | DATA NOT AVAILABLE | DATA NOT AVAILABLE | DATA NOT AVAILABLE | DATA NOT AVAILABLE | NO | CONNECTED | 5.985 | 5.985 | 6.3 | DATA NOT AVAILABLE | DATA NOT AVAILABLE | DATA NOT AVAILABLE | DATA NOT AVAILABLE | DATA NOT AVAILABLE | DATA NOT AVAILABLE | DATA NOT AVAILABLE | DATA NOT AVAILABLE | DATA NOT AVAILABLE | DATA NOT AVAILABLE | N | DATA NOT AVAILABLE | DATA NOT AVAILABLE | DATA NOT AVAILABLE | DATA NOT AVAILABLE | DATA NOT AVAILABLE | 2020-07-22
2000054431792 | DATA NOT AVAILABLE | VIRIDOR WASTE MANAGEMENT LIMITED | VIRIDOR WASTE MANAGEMENT | VIRIDOR WASTE MANAGEMENT | BERE ROAD | WAREHAM | DORSET | BH20 7PA | ENGLAND | 389971 | 90089 | MANNINGTON GSP | WAREHAM | WAREHAM TOWN | 11 | SOUTHERN ELECTRIC POWER DISTRIBUTION PLC | BIOFUEL LANDFILL GAS | DATA NOT AVAILABLE | NO | DATA NOT AVAILABLE | DATA NOT AVAILABLE | DATA NOT AVAILABLE | DATA NOT AVAILABLE | DATA NOT AVAILABLE | DATA NOT AVAILABLE | DATA NOT AVAILABLE | DATA NOT AVAILABLE | DATA NOT AVAILABLE | DATA NOT AVAILABLE | DATA NOT AVAILABLE | DATA NOT AVAILABLE | DATA NOT AVAILABLE | DATA NOT AVAILABLE | DATA NOT AVAILABLE | NO | CONNECTED | 3.8 | 3.8 | 4 | DATA NOT AVAILABLE | DATA NOT AVAILABLE | DATA NOT AVAILABLE | DATA NOT AVAILABLE | DATA NOT AVAILABLE | DATA NOT AVAILABLE | DATA NOT AVAILABLE | DATA NOT AVAILABLE | DATA NOT AVAILABLE | DATA NOT AVAILABLE | N | DATA NOT AVAILABLE | DATA NOT AVAILABLE | DATA NOT AVAILABLE | DATA NOT AVAILABLE | DATA NOT AVAILABLE | 2020-07-22
2000054674353 | DATA NOT AVAILABLE | VEOLIA UK LIMITED | BLUE HAZE LANDFILL | BLUE HAZE LANDFILL RINGWOOD LANDFILL GEN SUB | VERWOOD ROAD | RINGWOOD | DORSET | BH24 3QE | ENGLAND | 412191 | 106833 | MANNINGTON GSP | MANNINGTON | RINGWOOD LANDFILL | 33 | SOUTHERN ELECTRIC POWER DISTRIBUTION PLC | WIND | ONSHORE WIND TURBINES | NO | DATA NOT AVAILABLE | DATA NOT AVAILABLE | DATA NOT AVAILABLE | DATA NOT AVAILABLE | DATA NOT AVAILABLE | DATA NOT AVAILABLE | DATA NOT AVAILABLE | DATA NOT AVAILABLE | DATA NOT AVAILABLE | DATA NOT AVAILABLE | DATA NOT AVAILABLE | DATA NOT AVAILABLE | DATA NOT AVAILABLE | DATA NOT AVAILABLE | DATA NOT AVAILABLE | NO | CONNECTED | 4.75 | 4.75 | 5 | DATA NOT AVAILABLE | DATA NOT AVAILABLE | DATA NOT AVAILABLE | DATA NOT AVAILABLE | DATA NOT AVAILABLE | DATA NOT AVAILABLE | DATA NOT AVAILABLE | DATA NOT AVAILABLE | DATA NOT AVAILABLE | DATA NOT AVAILABLE | N | DATA NOT AVAILABLE | DATA NOT AVAILABLE | DATA NOT AVAILABLE | DATA NOT AVAILABLE | DATA NOT AVAILABLE | 2020-07-22
2000054899591 | DATA NOT AVAILABLE | EDF ENERGISED, UNKNOWN CUSTOMERS | NESTLE CO LTD | NESTLE CO LTD | DATA NOT AVAILABLE | TROWBRIDGE | WILTSHIRE | BA14 6PH | ENGLAND | 385730 | 160959 | MELKSHAM GSP | NORRINGTON | STAVERTON DAIRY | 33 | SOUTHERN ELECTRIC POWER DISTRIBUTION PLC | FOSSIL GAS | DATA NOT AVAILABLE | NO | DATA NOT AVAILABLE | DATA NOT AVAILABLE | DATA NOT AVAILABLE | DATA NOT AVAILABLE | DATA NOT AVAILABLE | DATA NOT AVAILABLE | DATA NOT AVAILABLE | DATA NOT AVAILABLE | DATA NOT AVAILABLE | DATA NOT AVAILABLE | DATA NOT AVAILABLE | DATA NOT AVAILABLE | DATA NOT AVAILABLE | DATA NOT AVAILABLE | DATA NOT AVAILABLE | NO | CONNECTED | 5.178 | 5.178 | 5.45 | DATA NOT AVAILABLE | DATA NOT AVAILABLE | DATA NOT AVAILABLE | DATA NOT AVAILABLE | DATA NOT AVAILABLE | DATA NOT AVAILABLE | DATA NOT AVAILABLE | DATA NOT AVAILABLE | DATA NOT AVAILABLE | DATA NOT AVAILABLE | N | DATA NOT AVAILABLE | DATA NOT AVAILABLE | DATA NOT AVAILABLE | DATA NOT AVAILABLE | DATA NOT AVAILABLE | 2020-07-22
2000055109283 | DATA NOT AVAILABLE | WESTMILL SOLA | WESTMILL WIND FARM | WESTMILL WIND FARM | DATA NOT AVAILABLE | SWINDON | SWINDON | SN6 8TH | ENGLAND | 423237 | 190942 | MINETY GSP | STRATTON | WESTMILL PV GENERATION | 33 | SOUTHERN ELECTRIC POWER DISTRIBUTION PLC | WIND | ONSHORE WIND TURBINES | NO | DATA NOT AVAILABLE | DATA NOT AVAILABLE | DATA NOT AVAILABLE | DATA NOT AVAILABLE | DATA NOT AVAILABLE | DATA NOT AVAILABLE | DATA NOT AVAILABLE | DATA NOT AVAILABLE | DATA NOT AVAILABLE | DATA NOT AVAILABLE | DATA NOT AVAILABLE | DATA NOT AVAILABLE | DATA NOT AVAILABLE | DATA NOT AVAILABLE | DATA NOT AVAILABLE | NO | CONNECTED | 4.75 | 4.75 | 5 | DATA NOT AVAILABLE | DATA NOT AVAILABLE | DATA NOT AVAILABLE | DATA NOT AVAILABLE | DATA NOT AVAILABLE | DATA NOT AVAILABLE | DATA NOT AVAILABLE | DATA NOT AVAILABLE | DATA NOT AVAILABLE | DATA NOT AVAILABLE | N | DATA NOT AVAILABLE | DATA NOT AVAILABLE | DATA NOT AVAILABLE | DATA NOT AVAILABLE | DATA NOT AVAILABLE | 2020-07-22
2000055125824 | DATA NOT AVAILABLE | MALMESBURY SOLAR LIMITED | SUNSTROOM | SUNSTROOM | MARSH PV FARM | MALMESBURY | WILTSHIRE | SN16 9SR | ENGLAND | 393140 | 191161 | MELKSHAM GSP | CHIPPENHAM | MARSH FARM PV GENERATION | 33 | SOUTHERN ELECTRIC POWER DISTRIBUTION PLC | SOLAR | PHOTOVOLTAIC | NO | DATA NOT AVAILABLE | DATA NOT AVAILABLE | DATA NOT AVAILABLE | DATA NOT AVAILABLE | DATA NOT AVAILABLE | DATA NOT AVAILABLE | DATA NOT AVAILABLE | DATA NOT AVAILABLE | DATA NOT AVAILABLE | DATA NOT AVAILABLE | DATA NOT AVAILABLE | DATA NOT AVAILABLE | DATA NOT AVAILABLE | DATA NOT AVAILABLE | DATA NOT AVAILABLE | NO | CONNECTED | 4.275 | 4.275 | 4.5 | DATA NOT AVAILABLE | DATA NOT AVAILABLE | DATA NOT AVAILABLE | DATA NOT AVAILABLE | DATA NOT AVAILABLE | DATA NOT AVAILABLE | DATA NOT AVAILABLE | DATA NOT AVAILABLE | DATA NOT AVAILABLE | DATA NOT AVAILABLE | N | DATA NOT AVAILABLE | DATA NOT AVAILABLE | DATA NOT AVAILABLE | DATA NOT AVAILABLE | DATA NOT AVAILABLE | 2020-07-22
2000055125833 | DATA NOT AVAILABLE | LAKE FARM PHASE 2 | LAKE PV FARM | LAKE PV FARM AEE RENEWABLES | SUTTON LANE | CHIPPENHAM | WILTSHIRE | SN15 4SQ | ENGLAND | 393573 | 177950 | MELKSHAM GSP | CHIPPENHAM | LAKE FARM PV GEN | 33 | SOUTHERN ELECTRIC POWER DISTRIBUTION PLC | BIOMASS | DATA NOT AVAILABLE | NO | DATA NOT AVAILABLE | DATA NOT AVAILABLE | DATA NOT AVAILABLE | DATA NOT AVAILABLE | DATA NOT AVAILABLE | DATA NOT AVAILABLE | DATA NOT AVAILABLE | DATA NOT AVAILABLE | DATA NOT AVAILABLE | DATA NOT AVAILABLE | DATA NOT AVAILABLE | DATA NOT AVAILABLE | DATA NOT AVAILABLE | DATA NOT AVAILABLE | DATA NOT AVAILABLE | NO | CONNECTED | 4.275 | 4.275 | 4.5 | DATA NOT AVAILABLE | DATA NOT AVAILABLE | DATA NOT AVAILABLE | DATA NOT AVAILABLE | DATA NOT AVAILABLE | DATA NOT AVAILABLE | DATA NOT AVAILABLE | DATA NOT AVAILABLE | DATA NOT AVAILABLE | DATA NOT AVAILABLE | N | DATA NOT AVAILABLE | DATA NOT AVAILABLE | DATA NOT AVAILABLE | DATA NOT AVAILABLE | DATA NOT AVAILABLE | 2020-07-22
2000055132450 | DATA NOT AVAILABLE | KS SPV 5 LIMITED | DURRANTS FARM PV | DURRANTS FARM PV | COLEMANS LANE | NEWPORT | ISLE OF WIGHT | PO30 4LX | ENGLAND | 445475 | 90167 | FAWLEY GSP | COWES & WOOTTON COMMON | DURRANTS FARM PV GEN | 33 | SOUTHERN ELECTRIC POWER DISTRIBUTION PLC | HYDRO (TO BE CONFIRMED) | HYDRO POWER SYSTEM | NO | DATA NOT AVAILABLE | DATA NOT AVAILABLE | DATA NOT AVAILABLE | DATA NOT AVAILABLE | DATA NOT AVAILABLE | DATA NOT AVAILABLE | DATA NOT AVAILABLE | DATA NOT AVAILABLE | DATA NOT AVAILABLE | DATA NOT AVAILABLE | DATA NOT AVAILABLE | DATA NOT AVAILABLE | DATA NOT AVAILABLE | DATA NOT AVAILABLE | DATA NOT AVAILABLE | NO | CONNECTED | 4.75 | 4.75 | 5 | DATA NOT AVAILABLE | DATA NOT AVAILABLE | DATA NOT AVAILABLE | DATA NOT AVAILABLE | DATA NOT AVAILABLE | DATA NOT AVAILABLE | DATA NOT AVAILABLE | DATA NOT AVAILABLE | DATA NOT AVAILABLE | DATA NOT AVAILABLE | N | DATA NOT AVAILABLE | DATA NOT AVAILABLE | DATA NOT AVAILABLE | DATA NOT AVAILABLE | DATA NOT AVAILABLE | 2020-07-22
2000055138762 | DATA NOT AVAILABLE | B K S ENERGY LIMITED | DATA NOT AVAILABLE | PV FIELD | STONE FARM | NEWPORT | ISLE OF WIGHT | PO30 3BQ | ENGLAND | 450829 | 86186 | FAWLEY GSP | COWES & WOOTTON COMMON | STONE FARM | 33 | SOUTHERN ELECTRIC POWER DISTRIBUTION PLC | SOLAR | PHOTOVOLTAIC | NO | DATA NOT AVAILABLE | DATA NOT AVAILABLE | DATA NOT AVAILABLE | DATA NOT AVAILABLE | DATA NOT AVAILABLE | DATA NOT AVAILABLE | DATA NOT AVAILABLE | DATA NOT AVAILABLE | DATA NOT AVAILABLE | DATA NOT AVAILABLE | DATA NOT AVAILABLE | DATA NOT AVAILABLE | DATA NOT AVAILABLE | DATA NOT AVAILABLE | DATA NOT AVAILABLE | NO | CONNECTED | 4.75 | 4.75 | 5 | DATA NOT AVAILABLE | DATA NOT AVAILABLE | DATA NOT AVAILABLE | DATA NOT AVAILABLE | DATA NOT AVAILABLE | DATA NOT AVAILABLE | DATA NOT AVAILABLE | DATA NOT AVAILABLE | DATA NOT AVAILABLE | DATA NOT AVAILABLE | N | DATA NOT AVAILABLE | DATA NOT AVAILABLE | DATA NOT AVAILABLE | DATA NOT AVAILABLE | DATA NOT AVAILABLE | 2020-07-22
2000055213969 | DATA NOT AVAILABLE | AEE RENEWABLE UK 3 LTD | KINGSTON PV FARM | KINGSTON PV FARM | HOLT ROAD | BRADFORD-ON-AVON | WILTSHIRE | DATA NOT AVAILABLE | ENGLAND | DATA NOT AVAILABLE | DATA NOT AVAILABLE | MELKSHAM GSP | NORRINGTON | KINGSTON FARM PV GEN | 33 | SOUTHERN ELECTRIC POWER DISTRIBUTION PLC | SOLAR | PHOTOVOLTAIC | NO | DATA NOT AVAILABLE | DATA NOT AVAILABLE | DATA NOT AVAILABLE | DATA NOT AVAILABLE | DATA NOT AVAILABLE | DATA NOT AVAILABLE | DATA NOT AVAILABLE | DATA NOT AVAILABLE | DATA NOT AVAILABLE | DATA NOT AVAILABLE | DATA NOT AVAILABLE | DATA NOT AVAILABLE | DATA NOT AVAILABLE | DATA NOT AVAILABLE | DATA NOT AVAILABLE | NO | CONNECTED | 4.275 | 4.275 | 4.5 | DATA NOT AVAILABLE | DATA NOT AVAILABLE | DATA NOT AVAILABLE | DATA NOT AVAILABLE | DATA NOT AVAILABLE | DATA NOT AVAILABLE | DATA NOT AVAILABLE | DATA NOT AVAILABLE | DATA NOT AVAILABLE | DATA NOT AVAILABLE | N | DATA NOT AVAILABLE | DATA NOT AVAILABLE | DATA NOT AVAILABLE | DATA NOT AVAILABLE | DATA NOT AVAILABLE | 2020-07-22
2000055426214 | DATA NOT AVAILABLE | WELLOW SOLAR FARM | WELLOW SOLAR PARK | WELLOW SOLAR PARK WELLOW PV FARM SUBSTATION | LEE FARM | YARMOUTH | ISLE OF WIGHT | PO41 0SY | ENGLAND | 438042 | 88604 | LOVEDEAN GSP | CHICHESTER | WELLOW FM PV GENERATION | 33 | SOUTHERN ELECTRIC POWER DISTRIBUTION PLC | SOLAR | PHOTOVOLTAIC | NO | DATA NOT AVAILABLE | DATA NOT AVAILABLE | DATA NOT AVAILABLE | DATA NOT AVAILABLE | DATA NOT AVAILABLE | DATA NOT AVAILABLE | DATA NOT AVAILABLE | DATA NOT AVAILABLE | DATA NOT AVAILABLE | DATA NOT AVAILABLE | DATA NOT AVAILABLE | DATA NOT AVAILABLE | DATA NOT AVAILABLE | DATA NOT AVAILABLE | DATA NOT AVAILABLE | NO | CONNECTED | 4.75 | 4.75 | 5 | DATA NOT AVAILABLE | DATA NOT AVAILABLE | DATA NOT AVAILABLE | DATA NOT AVAILABLE | DATA NOT AVAILABLE | DATA NOT AVAILABLE | DATA NOT AVAILABLE | DATA NOT AVAILABLE | DATA NOT AVAILABLE | DATA NOT AVAILABLE | N | DATA NOT AVAILABLE | DATA NOT AVAILABLE | DATA NOT AVAILABLE | DATA NOT AVAILABLE | DATA NOT AVAILABLE | 2020-07-22
2000055426241 | DATA NOT AVAILABLE | SUNSAVE 2 LIMITED | WOODHORN FARM | WOODHORN FARM WOODHORN PV FARM SUBSTATION | DATA NOT AVAILABLE | CHICHESTER | WEST SUSSEX | PO20 2BX | ENGLAND | 491265 | 104650 | LOVEDEAN GSP | CHICHESTER | OVING PV GENERATION | 33 | SOUTHERN ELECTRIC POWER DISTRIBUTION PLC | SOLAR | PHOTOVOLTAIC | NO | DATA NOT AVAILABLE | DATA NOT AVAILABLE | DATA NOT AVAILABLE | DATA NOT AVAILABLE | DATA NOT AVAILABLE | DATA NOT AVAILABLE | DATA NOT AVAILABLE | DATA NOT AVAILABLE | DATA NOT AVAILABLE | DATA NOT AVAILABLE | DATA NOT AVAILABLE | DATA NOT AVAILABLE | DATA NOT AVAILABLE | DATA NOT AVAILABLE | DATA NOT AVAILABLE | NO | CONNECTED | 4.75 | 4.75 | 5 | DATA NOT AVAILABLE | DATA NOT AVAILABLE | DATA NOT AVAILABLE | DATA NOT AVAILABLE | DATA NOT AVAILABLE | DATA NOT AVAILABLE | DATA NOT AVAILABLE | DATA NOT AVAILABLE | DATA NOT AVAILABLE | DATA NOT AVAILABLE | N | DATA NOT AVAILABLE | DATA NOT AVAILABLE | DATA NOT AVAILABLE | DATA NOT AVAILABLE | DATA NOT AVAILABLE | 2020-07-22
2000055580583 | DATA NOT AVAILABLE | DATA NOT AVAILABLE | WILMINGHAM SOLAR PARK LTD | WILMINGHAM SOLAR PARK LTD | WILMINGHAM LANE | FRESHWATER | ISLE OF WIGHT | PO40 9UQ | ENGLAND | 436059 | 87731 | FAWLEY GSP | COWES & WOOTTON COMMON | WILMINGHAM PV GEN | 33 | SOUTHERN ELECTRIC POWER DISTRIBUTION PLC | SOLAR | PHOTOVOLTAIC | NO | DATA NOT AVAILABLE | DATA NOT AVAILABLE | DATA NOT AVAILABLE | DATA NOT AVAILABLE | DATA NOT AVAILABLE | DATA NOT AVAILABLE | DATA NOT AVAILABLE | DATA NOT AVAILABLE | DATA NOT AVAILABLE | DATA NOT AVAILABLE | DATA NOT AVAILABLE | DATA NOT AVAILABLE | DATA NOT AVAILABLE | DATA NOT AVAILABLE | DATA NOT AVAILABLE | NO | CONNECTED | 6.65 | 6.65 | 7 | DATA NOT AVAILABLE | DATA NOT AVAILABLE | DATA NOT AVAILABLE | DATA NOT AVAILABLE | DATA NOT AVAILABLE | DATA NOT AVAILABLE | DATA NOT AVAILABLE | DATA NOT AVAILABLE | DATA NOT AVAILABLE | DATA NOT AVAILABLE | N | DATA NOT AVAILABLE | DATA NOT AVAILABLE | DATA NOT AVAILABLE | DATA NOT AVAILABLE | DATA NOT AVAILABLE | 2020-07-22
2000055580608 | DATA NOT AVAILABLE | DATA NOT AVAILABLE | TRIGON SOLAR PARK LTD | TRIGON SOLAR PARK LTD | DATA NOT AVAILABLE | WAREHAM | DORSET | BH20 7PF | ENGLAND | 388480 | 88783 | MANNINGTON GSP | WAREHAM | TRIGON PV GENERATION | 33 | SOUTHERN ELECTRIC POWER DISTRIBUTION PLC | SOLAR | PHOTOVOLTAIC | NO | DATA NOT AVAILABLE | DATA NOT AVAILABLE | DATA NOT AVAILABLE | DATA NOT AVAILABLE | DATA NOT AVAILABLE | DATA NOT AVAILABLE | DATA NOT AVAILABLE | DATA NOT AVAILABLE | DATA NOT AVAILABLE | DATA NOT AVAILABLE | DATA NOT AVAILABLE | DATA NOT AVAILABLE | DATA NOT AVAILABLE | DATA NOT AVAILABLE | DATA NOT AVAILABLE | NO | CONNECTED | 5.7 | 5.7 | 6 | DATA NOT AVAILABLE | DATA NOT AVAILABLE | DATA NOT AVAILABLE | DATA NOT AVAILABLE | DATA NOT AVAILABLE | DATA NOT AVAILABLE | DATA NOT AVAILABLE | DATA NOT AVAILABLE | DATA NOT AVAILABLE | DATA NOT AVAILABLE | N | DATA NOT AVAILABLE | DATA NOT AVAILABLE | DATA NOT AVAILABLE | DATA NOT AVAILABLE | DATA NOT AVAILABLE | 2020-07-22
2000055582776 | DATA NOT AVAILABLE | SHELSWELL SOLAR PARK LIMITED | SHELSWELL SOLAR PARK | SHELSWELL SOLAR PARK | DATA NOT AVAILABLE | BICESTER | OXFORDSHIRE | OX27 8EH | ENGLAND | 460421 | 230653 | EAST CLAYDON GSP | BICESTER NORTH | SHELSWELL PV FARM | 33 | SOUTHERN ELECTRIC POWER DISTRIBUTION PLC | SOLAR | PHOTOVOLTAIC | NO | DATA NOT AVAILABLE | DATA NOT AVAILABLE | DATA NOT AVAILABLE | DATA NOT AVAILABLE | DATA NOT AVAILABLE | DATA NOT AVAILABLE | DATA NOT AVAILABLE | DATA NOT AVAILABLE | DATA NOT AVAILABLE | DATA NOT AVAILABLE | DATA NOT AVAILABLE | DATA NOT AVAILABLE | DATA NOT AVAILABLE | DATA NOT AVAILABLE | DATA NOT AVAILABLE | NO | CONNECTED | 4.75 | 4.75 | 5 | DATA NOT AVAILABLE | DATA NOT AVAILABLE | DATA NOT AVAILABLE | DATA NOT AVAILABLE | DATA NOT AVAILABLE | DATA NOT AVAILABLE | DATA NOT AVAILABLE | DATA NOT AVAILABLE | DATA NOT AVAILABLE | DATA NOT AVAILABLE | N | DATA NOT AVAILABLE | DATA NOT AVAILABLE | DATA NOT AVAILABLE | DATA NOT AVAILABLE | DATA NOT AVAILABLE | 2020-07-22
2000055582794 | DATA NOT AVAILABLE | AEE RENEWABLES UK 14 LIMITED | OWLS LODGE SOLAR PARK | OWLS LODGE SOLAR PARK | DATA NOT AVAILABLE | ANDOVER | HAMPSHIRE | SP11 6PL | ENGLAND | 442191 | 143989 | MELKSHAM GSP | ANDOVER | OWLS LODGE FARM PV | 33 | SOUTHERN ELECTRIC POWER DISTRIBUTION PLC | SOLAR | PHOTOVOLTAIC | NO | DATA NOT AVAILABLE | DATA NOT AVAILABLE | DATA NOT AVAILABLE | DATA NOT AVAILABLE | DATA NOT AVAILABLE | DATA NOT AVAILABLE | DATA NOT AVAILABLE | DATA NOT AVAILABLE | DATA NOT AVAILABLE | DATA NOT AVAILABLE | DATA NOT AVAILABLE | DATA NOT AVAILABLE | DATA NOT AVAILABLE | DATA NOT AVAILABLE | DATA NOT AVAILABLE | NO | CONNECTED | 9.5 | 9.5 | 10 | DATA NOT AVAILABLE | DATA NOT AVAILABLE | DATA NOT AVAILABLE | DATA NOT AVAILABLE | DATA NOT AVAILABLE | DATA NOT AVAILABLE | DATA NOT AVAILABLE | DATA NOT AVAILABLE | DATA NOT AVAILABLE | DATA NOT AVAILABLE | N | DATA NOT AVAILABLE | DATA NOT AVAILABLE | DATA NOT AVAILABLE | DATA NOT AVAILABLE | DATA NOT AVAILABLE | 2020-07-22
2000055582819 | DATA NOT AVAILABLE | HINTON SOLAR GENERATION LIMITED, | OFFICE FIELD SOLAR PARK | OFFICE FIELD SOLAR PARK | DARK LANE | CHRISTCHURCH | HAMPSHIRE | BH23 7DU | ENGLAND | 420851 | 95417 | MANNINGTON GSP | CHRISTCHURCH | OFFICE FIELD PV GEN | 33 | SOUTHERN ELECTRIC POWER DISTRIBUTION PLC | SOLAR | PHOTOVOLTAIC | NO | DATA NOT AVAILABLE | DATA NOT AVAILABLE | DATA NOT AVAILABLE | DATA NOT AVAILABLE | DATA NOT AVAILABLE | DATA NOT AVAILABLE | DATA NOT AVAILABLE | DATA NOT AVAILABLE | DATA NOT AVAILABLE | DATA NOT AVAILABLE | DATA NOT AVAILABLE | DATA NOT AVAILABLE | DATA NOT AVAILABLE | DATA NOT AVAILABLE | DATA NOT AVAILABLE | NO | CONNECTED | 7.125 | 7.125 | 7.5 | DATA NOT AVAILABLE | DATA NOT AVAILABLE | DATA NOT AVAILABLE | DATA NOT AVAILABLE | DATA NOT AVAILABLE | DATA NOT AVAILABLE | DATA NOT AVAILABLE | DATA NOT AVAILABLE | DATA NOT AVAILABLE | DATA NOT AVAILABLE | N | DATA NOT AVAILABLE | DATA NOT AVAILABLE | DATA NOT AVAILABLE | DATA NOT AVAILABLE | DATA NOT AVAILABLE | 2020-07-22
2000055600200 | DATA NOT AVAILABLE | STEADFAST RUDGE SOLAR LTD | RUDGE PHOTOVOLTAIC PLANT | RUDGE PHOTOVOLTAIC PLANT | DATA NOT AVAILABLE | MARLBOROUGH | WILTSHIRE | SN8 2HN | ENGLAND | 427444 | 169114 | MELKSHAM GSP | WEST GRAFTON | RUDGE PV GENERATION | 33 | SOUTHERN ELECTRIC POWER DISTRIBUTION PLC | FOSSIL GAS | DATA NOT AVAILABLE | NO | DATA NOT AVAILABLE | DATA NOT AVAILABLE | DATA NOT AVAILABLE | DATA NOT AVAILABLE | DATA NOT AVAILABLE | DATA NOT AVAILABLE | DATA NOT AVAILABLE | DATA NOT AVAILABLE | DATA NOT AVAILABLE | DATA NOT AVAILABLE | DATA NOT AVAILABLE | DATA NOT AVAILABLE | DATA NOT AVAILABLE | DATA NOT AVAILABLE | DATA NOT AVAILABLE | NO | CONNECTED | 5.358 | 5.358 | 5.64 | DATA NOT AVAILABLE | DATA NOT AVAILABLE | DATA NOT AVAILABLE | DATA NOT AVAILABLE | DATA NOT AVAILABLE | DATA NOT AVAILABLE | DATA NOT AVAILABLE | DATA NOT AVAILABLE | DATA NOT AVAILABLE | DATA NOT AVAILABLE | N | DATA NOT AVAILABLE | DATA NOT AVAILABLE | DATA NOT AVAILABLE | DATA NOT AVAILABLE | DATA NOT AVAILABLE | 2020-07-22
2000055600291 | DATA NOT AVAILABLE | STEADFAST PARKHOUSE SOLAR LTD | PARK HOUSE | PARKHOUSE PHOTOVOLTAIC PLANT | SALISBURY ROAD | ANDOVER | HAMPSHIRE | SP9 7UZ | ENGLAND | 423771 | 144536 | MELKSHAM GSP | ANDOVER | PARK HOUSE PV | 33 | SOUTHERN ELECTRIC POWER DISTRIBUTION PLC | MARINE | TIDAL STREAM DEVICES | NO | DATA NOT AVAILABLE | DATA NOT AVAILABLE | DATA NOT AVAILABLE | DATA NOT AVAILABLE | DATA NOT AVAILABLE | DATA NOT AVAILABLE | DATA NOT AVAILABLE | DATA NOT AVAILABLE | DATA NOT AVAILABLE | DATA NOT AVAILABLE | DATA NOT AVAILABLE | DATA NOT AVAILABLE | DATA NOT AVAILABLE | DATA NOT AVAILABLE | DATA NOT AVAILABLE | NO | CONNECTED | 5.358 | 5.358 | 5.64 | DATA NOT AVAILABLE | DATA NOT AVAILABLE | DATA NOT AVAILABLE | DATA NOT AVAILABLE | DATA NOT AVAILABLE | DATA NOT AVAILABLE | DATA NOT AVAILABLE | DATA NOT AVAILABLE | DATA NOT AVAILABLE | DATA NOT AVAILABLE | N | DATA NOT AVAILABLE | DATA NOT AVAILABLE | DATA NOT AVAILABLE | DATA NOT AVAILABLE | DATA NOT AVAILABLE | 2020-07-22
2000055600399 | DATA NOT AVAILABLE | STEADFAST SHIPTON BELLINGER SOLAR LTD | ALTHORNES FARM | ALTHORNES FARM SHIPTON BELLINGER SOLAR FARM | SALISBURY ROAD | TIDWORTH | HAMPSHIRE | SP9 7UZ | ENGLAND | 423771 | 144536 | MELKSHAM GSP | ANDOVER | SHIPTON BELLINGER PV GEN | 11 | SOUTHERN ELECTRIC POWER DISTRIBUTION PLC | SOLAR | PHOTOVOLTAIC | NO | DATA NOT AVAILABLE | DATA NOT AVAILABLE | DATA NOT AVAILABLE | DATA NOT AVAILABLE | DATA NOT AVAILABLE | DATA NOT AVAILABLE | DATA NOT AVAILABLE | DATA NOT AVAILABLE | DATA NOT AVAILABLE | DATA NOT AVAILABLE | DATA NOT AVAILABLE | DATA NOT AVAILABLE | DATA NOT AVAILABLE | DATA NOT AVAILABLE | DATA NOT AVAILABLE | NO | CONNECTED | 4.37 | 4.37 | 4.6 | DATA NOT AVAILABLE | DATA NOT AVAILABLE | DATA NOT AVAILABLE | DATA NOT AVAILABLE | DATA NOT AVAILABLE | DATA NOT AVAILABLE | DATA NOT AVAILABLE | DATA NOT AVAILABLE | DATA NOT AVAILABLE | DATA NOT AVAILABLE | N | DATA NOT AVAILABLE | DATA NOT AVAILABLE | DATA NOT AVAILABLE | DATA NOT AVAILABLE | DATA NOT AVAILABLE | 2020-07-22
2000055627888 | DATA NOT AVAILABLE | GSII BICESTER SOLAR FARM LIMITED | SUPERNOVA SOLAR FARM | HOME FARM SUPERNOVA SOLAR FARM | DATA NOT AVAILABLE | BICESTER | OXFORDSHIRE | OX25 2ND | ENGLAND | 458948 | 218278 | EAST CLAYDON GSP | BICESTER NORTH | HOME FARM PV | 33 | SOUTHERN ELECTRIC POWER DISTRIBUTION PLC | SOLAR | PHOTOVOLTAIC | NO | DATA NOT AVAILABLE | DATA NOT AVAILABLE | DATA NOT AVAILABLE | DATA NOT AVAILABLE | DATA NOT AVAILABLE | DATA NOT AVAILABLE | DATA NOT AVAILABLE | DATA NOT AVAILABLE | DATA NOT AVAILABLE | DATA NOT AVAILABLE | DATA NOT AVAILABLE | DATA NOT AVAILABLE | DATA NOT AVAILABLE | DATA NOT AVAILABLE | DATA NOT AVAILABLE | NO | CONNECTED | 16.34 | 16.34 | 17.2 | DATA NOT AVAILABLE | DATA NOT AVAILABLE | DATA NOT AVAILABLE | DATA NOT AVAILABLE | DATA NOT AVAILABLE | DATA NOT AVAILABLE | DATA NOT AVAILABLE | DATA NOT AVAILABLE | DATA NOT AVAILABLE | DATA NOT AVAILABLE | N | DATA NOT AVAILABLE | DATA NOT AVAILABLE | DATA NOT AVAILABLE | DATA NOT AVAILABLE | DATA NOT AVAILABLE | 2020-07-22
2000055630125 | DATA NOT AVAILABLE | CHALCROFT SOLAR PARK LTD | CHALCROFT FARM | CHALCROFT FARM | BURNETTS LANE | WEST END | HAMPSHIRE | SO30 2HU | ENGLAND | 448615 | 116648 | NURSLING GSP | VELMORE | CHALCROFT PV FARM | 33 | SOUTHERN ELECTRIC POWER DISTRIBUTION PLC | HYDRO (TO BE CONFIRMED) | HYDRO POWER SYSTEM | NO | DATA NOT AVAILABLE | DATA NOT AVAILABLE | DATA NOT AVAILABLE | DATA NOT AVAILABLE | DATA NOT AVAILABLE | DATA NOT AVAILABLE | DATA NOT AVAILABLE | DATA NOT AVAILABLE | DATA NOT AVAILABLE | DATA NOT AVAILABLE | DATA NOT AVAILABLE | DATA NOT AVAILABLE | DATA NOT AVAILABLE | DATA NOT AVAILABLE | DATA NOT AVAILABLE | NO | CONNECTED | 5.985 | 5.985 | 6.3 | DATA NOT AVAILABLE | DATA NOT AVAILABLE | DATA NOT AVAILABLE | DATA NOT AVAILABLE | DATA NOT AVAILABLE | DATA NOT AVAILABLE | DATA NOT AVAILABLE | DATA NOT AVAILABLE | DATA NOT AVAILABLE | DATA NOT AVAILABLE | N | DATA NOT AVAILABLE | DATA NOT AVAILABLE | DATA NOT AVAILABLE | DATA NOT AVAILABLE | DATA NOT AVAILABLE | 2020-07-22
2000055634991 | DATA NOT AVAILABLE | GPP LANGSTONE LLP (NOTTINGTON) | WSE NOTTTINGTON PV | WSE NOTTTINGTON PV | NOTTINGTON LANE | WEYMOUTH | DORSET | DT3 4BU | ENGLAND | 364839 | 82837 | CHICKERELL GSP | CHICKERELL | NOTTINGTON LANE PV | 33 | SOUTHERN ELECTRIC POWER DISTRIBUTION PLC | SOLAR | PHOTOVOLTAIC | NO | DATA NOT AVAILABLE | DATA NOT AVAILABLE | DATA NOT AVAILABLE | DATA NOT AVAILABLE | DATA NOT AVAILABLE | DATA NOT AVAILABLE | DATA NOT AVAILABLE | DATA NOT AVAILABLE | DATA NOT AVAILABLE | DATA NOT AVAILABLE | DATA NOT AVAILABLE | DATA NOT AVAILABLE | DATA NOT AVAILABLE | DATA NOT AVAILABLE | DATA NOT AVAILABLE | NO | CONNECTED | 4.75 | 4.75 | 5 | DATA NOT AVAILABLE | DATA NOT AVAILABLE | DATA NOT AVAILABLE | DATA NOT AVAILABLE | DATA NOT AVAILABLE | DATA NOT AVAILABLE | DATA NOT AVAILABLE | DATA NOT AVAILABLE | DATA NOT AVAILABLE | DATA NOT AVAILABLE | N | DATA NOT AVAILABLE | DATA NOT AVAILABLE | DATA NOT AVAILABLE | DATA NOT AVAILABLE | DATA NOT AVAILABLE | 2020-07-22
2000055643203 | DATA NOT AVAILABLE | RODBOURNE SOLAR LIMITED | RODBOURNE RAIL BUSINESS CENTRE | RODBOURNE RAIL BUSINESS CENTRE | GRANGE LANE | MALMESBURY | WILTSHIRE | SN16 0ES | ENGLAND | 393757 | 184198 | MELKSHAM GSP | CHIPPENHAM | RODBOURNE RAIL PV FARM | 33 | SOUTHERN ELECTRIC POWER DISTRIBUTION PLC | SOLAR | PHOTOVOLTAIC | NO | DATA NOT AVAILABLE | DATA NOT AVAILABLE | DATA NOT AVAILABLE | DATA NOT AVAILABLE | DATA NOT AVAILABLE | DATA NOT AVAILABLE | DATA NOT AVAILABLE | DATA NOT AVAILABLE | DATA NOT AVAILABLE | DATA NOT AVAILABLE | DATA NOT AVAILABLE | DATA NOT AVAILABLE | DATA NOT AVAILABLE | DATA NOT AVAILABLE | DATA NOT AVAILABLE | NO | CONNECTED | 6.175 | 6.175 | 6.5 | DATA NOT AVAILABLE | DATA NOT AVAILABLE | DATA NOT AVAILABLE | DATA NOT AVAILABLE | DATA NOT AVAILABLE | DATA NOT AVAILABLE | DATA NOT AVAILABLE | DATA NOT AVAILABLE | DATA NOT AVAILABLE | DATA NOT AVAILABLE | N | DATA NOT AVAILABLE | DATA NOT AVAILABLE | DATA NOT AVAILABLE | DATA NOT AVAILABLE | DATA NOT AVAILABLE | 2020-07-22
2000055815013 | DATA NOT AVAILABLE | ANESCO ENERGY SERVICES ONE LTD | PV GENERATION | PV GENERATION EAST FARM SOLAR | CHURCH LANE | WARMINSTER | WILTSHIRE | BA12 0PJ | ENGLAND | 397429 | 139768 | MANNINGTON GSP | SALISBURY | EAST FARM CODFORD PV | 33 | SOUTHERN ELECTRIC POWER DISTRIBUTION PLC | SOLAR | PHOTOVOLTAIC | NO | DATA NOT AVAILABLE | DATA NOT AVAILABLE | DATA NOT AVAILABLE | DATA NOT AVAILABLE | DATA NOT AVAILABLE | DATA NOT AVAILABLE | DATA NOT AVAILABLE | DATA NOT AVAILABLE | DATA NOT AVAILABLE | DATA NOT AVAILABLE | DATA NOT AVAILABLE | DATA NOT AVAILABLE | DATA NOT AVAILABLE | DATA NOT AVAILABLE | DATA NOT AVAILABLE | NO | CONNECTED | 6.175 | 6.175 | 6.5 | DATA NOT AVAILABLE | DATA NOT AVAILABLE | DATA NOT AVAILABLE | DATA NOT AVAILABLE | DATA NOT AVAILABLE | DATA NOT AVAILABLE | DATA NOT AVAILABLE | DATA NOT AVAILABLE | DATA NOT AVAILABLE | DATA NOT AVAILABLE | N | DATA NOT AVAILABLE | DATA NOT AVAILABLE | DATA NOT AVAILABLE | DATA NOT AVAILABLE | DATA NOT AVAILABLE | 2020-07-22
2000055845782 | DATA NOT AVAILABLE | EDF ENERGISED, UNKNOWN CUSTOMERS | MANOR FARM SOLAR PROJECT | MANOR FARM SOLAR PROJECT | DATA NOT AVAILABLE | ABINGDON | OXFORDSHIRE | OX13 5PB | ENGLAND | 442772 | 196172 | COWLEY GSP | DRAYTON | MANOR FARM PV | 33 | SOUTHERN ELECTRIC POWER DISTRIBUTION PLC | SOLAR | PHOTOVOLTAIC | NO | DATA NOT AVAILABLE | DATA NOT AVAILABLE | DATA NOT AVAILABLE | DATA NOT AVAILABLE | DATA NOT AVAILABLE | DATA NOT AVAILABLE | DATA NOT AVAILABLE | DATA NOT AVAILABLE | DATA NOT AVAILABLE | DATA NOT AVAILABLE | DATA NOT AVAILABLE | DATA NOT AVAILABLE | DATA NOT AVAILABLE | DATA NOT AVAILABLE | DATA NOT AVAILABLE | NO | CONNECTED | 13.395 | 13.395 | 14.1 | DATA NOT AVAILABLE | DATA NOT AVAILABLE | DATA NOT AVAILABLE | DATA NOT AVAILABLE | DATA NOT AVAILABLE | DATA NOT AVAILABLE | DATA NOT AVAILABLE | DATA NOT AVAILABLE | DATA NOT AVAILABLE | DATA NOT AVAILABLE | N | DATA NOT AVAILABLE | DATA NOT AVAILABLE | DATA NOT AVAILABLE | DATA NOT AVAILABLE | DATA NOT AVAILABLE | 2020-07-22
2000055856989 | DATA NOT AVAILABLE | CASTLE EATON SOLAR LIMITED | CASTLE EATON FARM PV | CASTLE EATON FARM SOLAR FARM | MILL LANE | SWINDON | WILTSHIRE | SN6 6JX | ENGLAND | 414552 | 195550 | MINETY GSP | SWINDON | CASTLE EATON PV FARM | 33 | SOUTHERN ELECTRIC POWER DISTRIBUTION PLC | SOLAR | PHOTOVOLTAIC | NO | DATA NOT AVAILABLE | DATA NOT AVAILABLE | 20 | DATA NOT AVAILABLE | DATA NOT AVAILABLE | DATA NOT AVAILABLE | DATA NOT AVAILABLE | DATA NOT AVAILABLE | DATA NOT AVAILABLE | DATA NOT AVAILABLE | DATA NOT AVAILABLE | DATA NOT AVAILABLE | DATA NOT AVAILABLE | DATA NOT AVAILABLE | DATA NOT AVAILABLE | NO | CONNECTED | 14.25 | 14.25 | 15 | DATA NOT AVAILABLE | DATA NOT AVAILABLE | 2014-03-30 | DATA NOT AVAILABLE | DATA NOT AVAILABLE | DATA NOT AVAILABLE | DATA NOT AVAILABLE | DATA NOT AVAILABLE | DATA NOT AVAILABLE | DATA NOT AVAILABLE | N | DATA NOT AVAILABLE | DATA NOT AVAILABLE | DATA NOT AVAILABLE | DATA NOT AVAILABLE | DATA NOT AVAILABLE | 2020-07-22
2000055858727 | DATA NOT AVAILABLE | EDF ENERGISED, UNKNOWN CUSTOMERS | PV ICP | PV ICP BATTENS FARM | DATA NOT AVAILABLE | CHIPPENHAM | WILTSHIRE | SN14 6LT | ENGLAND | 388240 | 175742 | MELKSHAM GSP | CHIPPENHAM | BATTENS PV | 33 | SOUTHERN ELECTRIC POWER DISTRIBUTION PLC | SOLAR | PHOTOVOLTAIC | NO | DATA NOT AVAILABLE | DATA NOT AVAILABLE | DATA NOT AVAILABLE | DATA NOT AVAILABLE | DATA NOT AVAILABLE | DATA NOT AVAILABLE | DATA NOT AVAILABLE | DATA NOT AVAILABLE | DATA NOT AVAILABLE | DATA NOT AVAILABLE | DATA NOT AVAILABLE | DATA NOT AVAILABLE | DATA NOT AVAILABLE | DATA NOT AVAILABLE | DATA NOT AVAILABLE | NO | CONNECTED | 10.45 | 10.45 | 11 | DATA NOT AVAILABLE | DATA NOT AVAILABLE | DATA NOT AVAILABLE | DATA NOT AVAILABLE | DATA NOT AVAILABLE | DATA NOT AVAILABLE | DATA NOT AVAILABLE | DATA NOT AVAILABLE | DATA NOT AVAILABLE | DATA NOT AVAILABLE | N | DATA NOT AVAILABLE | DATA NOT AVAILABLE | DATA NOT AVAILABLE | DATA NOT AVAILABLE | DATA NOT AVAILABLE | 2020-07-22
2000055860122 | DATA NOT AVAILABLE | WESTOVER FARM SOLAR PARK LIMITED | SOLAR PARK LIMITED | SOLAR PARK LIMITED WESTOVER FARM | FULLERTON ROAD | ANDOVER | HAMPSHIRE | SP11 7SE | ENGLAND | 434826 | 141094 | MELKSHAM GSP | ANDOVER | WESTOVER PV FARM | 33 | SOUTHERN ELECTRIC POWER DISTRIBUTION PLC | SOLAR | PHOTOVOLTAIC | NO | DATA NOT AVAILABLE | DATA NOT AVAILABLE | 14.3 | DATA NOT AVAILABLE | DATA NOT AVAILABLE | DATA NOT AVAILABLE | DATA NOT AVAILABLE | DATA NOT AVAILABLE | DATA NOT AVAILABLE | DATA NOT AVAILABLE | DATA NOT AVAILABLE | DATA NOT AVAILABLE | DATA NOT AVAILABLE | DATA NOT AVAILABLE | DATA NOT AVAILABLE | NO | CONNECTED | 13.595 | 13.595 | 14.31 | 0.048 | 0.05 | 2014-03-13 | DATA NOT AVAILABLE | DATA NOT AVAILABLE | DATA NOT AVAILABLE | DATA NOT AVAILABLE | DATA NOT AVAILABLE | DATA NOT AVAILABLE | DATA NOT AVAILABLE | N | DATA NOT AVAILABLE | DATA NOT AVAILABLE | DATA NOT AVAILABLE | DATA NOT AVAILABLE | DATA NOT AVAILABLE | 2020-07-22
2000055874979 | DATA NOT AVAILABLE | VIRIDOR WASTE MANAGEMENT LIMITED | ARDLEY EFW GENERATION | VIRIDOR LANDFILL SITE | ARDLEY ROAD | BICESTER | OXFORDSHIRE | OX27 7AA | ENGLAND | 454209 | 225371 | EAST CLAYDON GSP | BICESTER NORTH | ARDLEY LANDFILL GENER | 33 | SOUTHERN ELECTRIC POWER DISTRIBUTION PLC | WASTE | DATA NOT AVAILABLE | NO | DATA NOT AVAILABLE | DATA NOT AVAILABLE | 38 | DATA NOT AVAILABLE | DATA NOT AVAILABLE | DATA NOT AVAILABLE | DATA NOT AVAILABLE | DATA NOT AVAILABLE | DATA NOT AVAILABLE | DATA NOT AVAILABLE | DATA NOT AVAILABLE | DATA NOT AVAILABLE | DATA NOT AVAILABLE | DATA NOT AVAILABLE | DATA NOT AVAILABLE | NO | CONNECTED | 24.7 | 24.7 | 26 | DATA NOT AVAILABLE | DATA NOT AVAILABLE | 2014-02-28 | DATA NOT AVAILABLE | DATA NOT AVAILABLE | DATA NOT AVAILABLE | DATA NOT AVAILABLE | DATA NOT AVAILABLE | DATA NOT AVAILABLE | DATA NOT AVAILABLE | N | DATA NOT AVAILABLE | DATA NOT AVAILABLE | DATA NOT AVAILABLE | DATA NOT AVAILABLE | DATA NOT AVAILABLE | 2020-07-22
2000055878705 | DATA NOT AVAILABLE | DATA NOT AVAILABLE | HIGH PENN FARM PV | HIGH PENN PV FARM | STOCKLEY LANE | CALNE | WILTSHIRE | SN11 8RR | ENGLAND | 400860 | 172076 | MELKSHAM GSP | NORRINGTON | HIGH PENN PV FARM | 33 | SOUTHERN ELECTRIC POWER DISTRIBUTION PLC | SOLAR | PHOTOVOLTAIC | NO | DATA NOT AVAILABLE | DATA NOT AVAILABLE | 20 | DATA NOT AVAILABLE | DATA NOT AVAILABLE | DATA NOT AVAILABLE | DATA NOT AVAILABLE | DATA NOT AVAILABLE | DATA NOT AVAILABLE | DATA NOT AVAILABLE | DATA NOT AVAILABLE | DATA NOT AVAILABLE | DATA NOT AVAILABLE | DATA NOT AVAILABLE | DATA NOT AVAILABLE | NO | CONNECTED | 7.316 | 7.316 | 7.701 | DATA NOT AVAILABLE | DATA NOT AVAILABLE | 2014-03-30 | DATA NOT AVAILABLE | DATA NOT AVAILABLE | DATA NOT AVAILABLE | DATA NOT AVAILABLE | DATA NOT AVAILABLE | DATA NOT AVAILABLE | DATA NOT AVAILABLE | N | DATA NOT AVAILABLE | DATA NOT AVAILABLE | DATA NOT AVAILABLE | DATA NOT AVAILABLE | DATA NOT AVAILABLE | 2020-07-22
2000055881629 | DATA NOT AVAILABLE | HF SOLAR LIMITED | HILL FARM PV | HILL FARM HILL FARM PV | DATA NOT AVAILABLE | ABINGDON | OXFORDSHIRE | OX13 6SW | ENGLAND | 446294 | 191007 | COWLEY GSP | DRAYTON | HILL FARM PV | 33 | SOUTHERN ELECTRIC POWER DISTRIBUTION PLC | SOLAR | PHOTOVOLTAIC | NO | DATA NOT AVAILABLE | DATA NOT AVAILABLE | 12.2 | DATA NOT AVAILABLE | DATA NOT AVAILABLE | DATA NOT AVAILABLE | DATA NOT AVAILABLE | DATA NOT AVAILABLE | DATA NOT AVAILABLE | DATA NOT AVAILABLE | DATA NOT AVAILABLE | DATA NOT AVAILABLE | DATA NOT AVAILABLE | DATA NOT AVAILABLE | DATA NOT AVAILABLE | NO | CONNECTED | 11.248 | 11.248 | 11.84 | DATA NOT AVAILABLE | DATA NOT AVAILABLE | 2014-03-11 | DATA NOT AVAILABLE | DATA NOT AVAILABLE | DATA NOT AVAILABLE | DATA NOT AVAILABLE | DATA NOT AVAILABLE | DATA NOT AVAILABLE | DATA NOT AVAILABLE | N | DATA NOT AVAILABLE | DATA NOT AVAILABLE | DATA NOT AVAILABLE | DATA NOT AVAILABLE | DATA NOT AVAILABLE | 2020-07-22
2000055891176 | DATA NOT AVAILABLE | SOLAR ENERGY RENEWABLES LLP | EYNSHAM PV | EYNSHAM PV | DATA NOT AVAILABLE | WITNEY | OXFORDSHIRE | OX29 6XE | ENGLAND | 440708 | 210486 | COWLEY GSP | WITNEY | EYNSHAM PV | 33 | SOUTHERN ELECTRIC POWER DISTRIBUTION PLC | SOLAR | PHOTOVOLTAIC | NO | DATA NOT AVAILABLE | DATA NOT AVAILABLE | 11.84 | DATA NOT AVAILABLE | DATA NOT AVAILABLE | DATA NOT AVAILABLE | DATA NOT AVAILABLE | DATA NOT AVAILABLE | DATA NOT AVAILABLE | DATA NOT AVAILABLE | DATA NOT AVAILABLE | DATA NOT AVAILABLE | DATA NOT AVAILABLE | DATA NOT AVAILABLE | DATA NOT AVAILABLE | NO | CONNECTED | 9.491 | 9.491 | 9.99 | DATA NOT AVAILABLE | DATA NOT AVAILABLE | 2014-03-26 | DATA NOT AVAILABLE | DATA NOT AVAILABLE | DATA NOT AVAILABLE | DATA NOT AVAILABLE | DATA NOT AVAILABLE | DATA NOT AVAILABLE | DATA NOT AVAILABLE | N | DATA NOT AVAILABLE | DATA NOT AVAILABLE | DATA NOT AVAILABLE | DATA NOT AVAILABLE | DATA NOT AVAILABLE | 2020-07-22
2000055899245 | DATA NOT AVAILABLE | HONDA OF THE UK MANUFACTURING | SEVOR FARM SOLAR | HONDA OF THE UK MANUFACTURING LIMITED | HIGHWORTH ROAD | SWINDON | SWINDON | SN3 4TZ | ENGLAND | 418040 | 188327 | MINETY GSP | STRATTON | HONDA | 11 | SOUTHERN ELECTRIC POWER DISTRIBUTION PLC | SOLAR | PHOTOVOLTAIC | NO | DATA NOT AVAILABLE | DATA NOT AVAILABLE | 9.2 | DATA NOT AVAILABLE | DATA NOT AVAILABLE | DATA NOT AVAILABLE | DATA NOT AVAILABLE | DATA NOT AVAILABLE | DATA NOT AVAILABLE | DATA NOT AVAILABLE | DATA NOT AVAILABLE | DATA NOT AVAILABLE | DATA NOT AVAILABLE | DATA NOT AVAILABLE | DATA NOT AVAILABLE | NO | CONNECTED | 19 | 19 | 20 | 42.75 | 45 | DATA NOT AVAILABLE | DATA NOT AVAILABLE | DATA NOT AVAILABLE | DATA NOT AVAILABLE | DATA NOT AVAILABLE | DATA NOT AVAILABLE | DATA NOT AVAILABLE | DATA NOT AVAILABLE | N | DATA NOT AVAILABLE | DATA NOT AVAILABLE | DATA NOT AVAILABLE | DATA NOT AVAILABLE | DATA NOT AVAILABLE | 2020-07-22
2000055899398 | DATA NOT AVAILABLE | MONKSHAM SOLAR FARM | MONKSHAM SOLAR PARK | MONKSHAM FARM MONKSHAM SOLAR PARK | DATA NOT AVAILABLE | FROME | SOMERSET | BA11 5BR | ENGLAND | 377019 | 143335 | MELKSHAM GSP | FROME | MONKSHAM FARM PV | 33 | SOUTHERN ELECTRIC POWER DISTRIBUTION PLC | SOLAR | PHOTOVOLTAIC | NO | DATA NOT AVAILABLE | DATA NOT AVAILABLE | 8 | DATA NOT AVAILABLE | DATA NOT AVAILABLE | DATA NOT AVAILABLE | DATA NOT AVAILABLE | DATA NOT AVAILABLE | DATA NOT AVAILABLE | DATA NOT AVAILABLE | DATA NOT AVAILABLE | DATA NOT AVAILABLE | DATA NOT AVAILABLE | DATA NOT AVAILABLE | DATA NOT AVAILABLE | NO | CONNECTED | 7.6 | 7.6 | 8 | DATA NOT AVAILABLE | DATA NOT AVAILABLE | 2014-03-28 | DATA NOT AVAILABLE | DATA NOT AVAILABLE | DATA NOT AVAILABLE | DATA NOT AVAILABLE | DATA NOT AVAILABLE | DATA NOT AVAILABLE | DATA NOT AVAILABLE | N | DATA NOT AVAILABLE | DATA NOT AVAILABLE | DATA NOT AVAILABLE | DATA NOT AVAILABLE | DATA NOT AVAILABLE | 2020-07-22
2000055899538 | DATA NOT AVAILABLE | HOOK VALLEY FARM SOLAR PARK LIMITED | HOOK VALLEY PV | SOLAR PARK HOOK VALLEY FARM | OFF A371 | WINCANTON | SOMERSET | BA9 8BS | ENGLAND | 369092 | 128475 | AXMINSTER | YEOVIL | HOOK VALLEY PV | 33 | SOUTHERN ELECTRIC POWER DISTRIBUTION PLC | SOLAR | PHOTOVOLTAIC | NO | DATA NOT AVAILABLE | DATA NOT AVAILABLE | 12 | DATA NOT AVAILABLE | DATA NOT AVAILABLE | DATA NOT AVAILABLE | DATA NOT AVAILABLE | DATA NOT AVAILABLE | DATA NOT AVAILABLE | DATA NOT AVAILABLE | DATA NOT AVAILABLE | DATA NOT AVAILABLE | DATA NOT AVAILABLE | DATA NOT AVAILABLE | DATA NOT AVAILABLE | NO | CONNECTED | 11.41 | 11.41 | 12.01 | DATA NOT AVAILABLE | DATA NOT AVAILABLE | 2014-03-27 | DATA NOT AVAILABLE | DATA NOT AVAILABLE | DATA NOT AVAILABLE | DATA NOT AVAILABLE | DATA NOT AVAILABLE | DATA NOT AVAILABLE | DATA NOT AVAILABLE | N | DATA NOT AVAILABLE | DATA NOT AVAILABLE | DATA NOT AVAILABLE | DATA NOT AVAILABLE | DATA NOT AVAILABLE | 2020-07-22
2000055899583 | DATA NOT AVAILABLE | BLENCHES MILL FARM SOLAR PARK LIMITED | BLENCHES MILL PV | SOLAR PARK BLENCHES MILL FARM | SHALLOW WAGGON LANE | WESTBURY | WILTSHIRE | BA13 4HQ | ENGLAND | 386482 | 152739 | MELKSHAM GSP | NORRINGTON | BLENCHES MILL PV | 33 | SOUTHERN ELECTRIC POWER DISTRIBUTION PLC | SOLAR | PHOTOVOLTAIC | NO | DATA NOT AVAILABLE | DATA NOT AVAILABLE | 9.5 | DATA NOT AVAILABLE | DATA NOT AVAILABLE | DATA NOT AVAILABLE | DATA NOT AVAILABLE | DATA NOT AVAILABLE | DATA NOT AVAILABLE | DATA NOT AVAILABLE | DATA NOT AVAILABLE | DATA NOT AVAILABLE | DATA NOT AVAILABLE | DATA NOT AVAILABLE | DATA NOT AVAILABLE | NO | CONNECTED | 9.063 | 9.063 | 9.54 | DATA NOT AVAILABLE | DATA NOT AVAILABLE | 2014-03-26 | DATA NOT AVAILABLE | DATA NOT AVAILABLE | DATA NOT AVAILABLE | DATA NOT AVAILABLE | DATA NOT AVAILABLE | DATA NOT AVAILABLE | DATA NOT AVAILABLE | N | DATA NOT AVAILABLE | DATA NOT AVAILABLE | DATA NOT AVAILABLE | DATA NOT AVAILABLE | DATA NOT AVAILABLE | 2020-07-22
2000055899797 | DATA NOT AVAILABLE | LONG NEWNTON SOLAR FARM LIMITED | LONG NEWTON PV | NEWNTON DAIRY FARM LONG NEWNTON SOLAR PV FARM | DATA NOT AVAILABLE | MALMESBURY | WILTSHIRE | SN16 9SR | ENGLAND | 393140 | 191161 | MELKSHAM GSP | CHIPPENHAM | LONG NEWNTON PV | 33 | SOUTHERN ELECTRIC POWER DISTRIBUTION PLC | SOLAR | PHOTOVOLTAIC | NO | DATA NOT AVAILABLE | DATA NOT AVAILABLE | 6.028 | DATA NOT AVAILABLE | DATA NOT AVAILABLE | DATA NOT AVAILABLE | DATA NOT AVAILABLE | DATA NOT AVAILABLE | DATA NOT AVAILABLE | DATA NOT AVAILABLE | DATA NOT AVAILABLE | DATA NOT AVAILABLE | DATA NOT AVAILABLE | DATA NOT AVAILABLE | DATA NOT AVAILABLE | NO | CONNECTED | 5.795 | 5.795 | 6.1 | DATA NOT AVAILABLE | DATA NOT AVAILABLE | 2014-03-13 | DATA NOT AVAILABLE | DATA NOT AVAILABLE | DATA NOT AVAILABLE | DATA NOT AVAILABLE | DATA NOT AVAILABLE | DATA NOT AVAILABLE | DATA NOT AVAILABLE | N | DATA NOT AVAILABLE | DATA NOT AVAILABLE | DATA NOT AVAILABLE | DATA NOT AVAILABLE | DATA NOT AVAILABLE | 2020-07-22
2000055904782 | DATA NOT AVAILABLE | BELAKANE SOLAR SPV1 LTD | MANOR FARM 6MW PV | MANOR FARM PV | DATA NOT AVAILABLE | GILLINGHAM | SOMERSET | SP8 5PB | ENGLAND | 376609 | 126731 | MANNINGTON GSP | SHAFTESBURY | MANOR FARM GILLINGHAM PV | 33 | SOUTHERN ELECTRIC POWER DISTRIBUTION PLC | SOLAR | PHOTOVOLTAIC | NO | DATA NOT AVAILABLE | DATA NOT AVAILABLE | 6 | DATA NOT AVAILABLE | DATA NOT AVAILABLE | DATA NOT AVAILABLE | DATA NOT AVAILABLE | DATA NOT AVAILABLE | DATA NOT AVAILABLE | DATA NOT AVAILABLE | DATA NOT AVAILABLE | DATA NOT AVAILABLE | DATA NOT AVAILABLE | DATA NOT AVAILABLE | DATA NOT AVAILABLE | NO | CONNECTED | 4.275 | 4.275 | 4.5 | DATA NOT AVAILABLE | DATA NOT AVAILABLE | 2014-03-28 | DATA NOT AVAILABLE | DATA NOT AVAILABLE | DATA NOT AVAILABLE | DATA NOT AVAILABLE | DATA NOT AVAILABLE | DATA NOT AVAILABLE | DATA NOT AVAILABLE | N | DATA NOT AVAILABLE | DATA NOT AVAILABLE | DATA NOT AVAILABLE | DATA NOT AVAILABLE | DATA NOT AVAILABLE | 2020-07-22
2000055904807 | DATA NOT AVAILABLE | MTS SPITTLEBOROUGH SOLAR LIMITED | SPITTLEBOROUGH FARM PV | PV GENERATION SPITTLEBOROUGH FARM | OLD SWINDON ROAD | SWINDON | WILTSHIRE | SN4 8ET | ENGLAND | 409558 | 182986 | MINETY GSP | SWINDON | SPITTLEBOROUGH PV FARM | 33 | SOUTHERN ELECTRIC POWER DISTRIBUTION PLC | SOLAR | PHOTOVOLTAIC | NO | DATA NOT AVAILABLE | DATA NOT AVAILABLE | 10 | DATA NOT AVAILABLE | DATA NOT AVAILABLE | DATA NOT AVAILABLE | DATA NOT AVAILABLE | DATA NOT AVAILABLE | DATA NOT AVAILABLE | DATA NOT AVAILABLE | DATA NOT AVAILABLE | DATA NOT AVAILABLE | DATA NOT AVAILABLE | DATA NOT AVAILABLE | DATA NOT AVAILABLE | NO | CONNECTED | 7.6 | 7.6 | 8 | DATA NOT AVAILABLE | DATA NOT AVAILABLE | 2014-03-21 | DATA NOT AVAILABLE | DATA NOT AVAILABLE | DATA NOT AVAILABLE | DATA NOT AVAILABLE | DATA NOT AVAILABLE | DATA NOT AVAILABLE | DATA NOT AVAILABLE | N | DATA NOT AVAILABLE | DATA NOT AVAILABLE | DATA NOT AVAILABLE | DATA NOT AVAILABLE | DATA NOT AVAILABLE | 2020-07-22
2000055907817 | DATA NOT AVAILABLE | MALWINE SOLAR SPV1 LTD | ALRESFORD SOLAR | WESTERN COURT FARM ALRESFORD SOLAR FARM | DATA NOT AVAILABLE | ALRESFORD | HAMPSHIRE | SO24 0AA | ENGLAND | 460305 | 132062 | BRAMLEY (FLEE) | ALTON | ALRESFORD PV | 33 | SOUTHERN ELECTRIC POWER DISTRIBUTION PLC | SOLAR | PHOTOVOLTAIC | NO | DATA NOT AVAILABLE | DATA NOT AVAILABLE | 10 | DATA NOT AVAILABLE | DATA NOT AVAILABLE | DATA NOT AVAILABLE | DATA NOT AVAILABLE | DATA NOT AVAILABLE | DATA NOT AVAILABLE | DATA NOT AVAILABLE | DATA NOT AVAILABLE | DATA NOT AVAILABLE | DATA NOT AVAILABLE | DATA NOT AVAILABLE | DATA NOT AVAILABLE | NO | CONNECTED | 9.5 | 9.5 | 10 | DATA NOT AVAILABLE | DATA NOT AVAILABLE | 2014-03-21 | DATA NOT AVAILABLE | DATA NOT AVAILABLE | DATA NOT AVAILABLE | DATA NOT AVAILABLE | DATA NOT AVAILABLE | DATA NOT AVAILABLE | DATA NOT AVAILABLE | N | DATA NOT AVAILABLE | DATA NOT AVAILABLE | DATA NOT AVAILABLE | DATA NOT AVAILABLE | DATA NOT AVAILABLE | 2020-07-22
2000055908546 | DATA NOT AVAILABLE | PARLEY COURT SOLAR PARK LIMITED | PARLEY GENERATION | EAST PARLEY COMMON PARLEY GENERATION HUB | CHAPEL LANE | CHRISTCHURCH | DORSET | BH23 6BG | ENGLAND | 410020 | 99003 | MANNINGTON GSP | REDHILL | PARLEY HUB PV | 33 | SOUTHERN ELECTRIC POWER DISTRIBUTION PLC | SOLAR | PHOTOVOLTAIC | NO | DATA NOT AVAILABLE | DATA NOT AVAILABLE | 40 | DATA NOT AVAILABLE | DATA NOT AVAILABLE | DATA NOT AVAILABLE | DATA NOT AVAILABLE | DATA NOT AVAILABLE | DATA NOT AVAILABLE | DATA NOT AVAILABLE | DATA NOT AVAILABLE | DATA NOT AVAILABLE | DATA NOT AVAILABLE | DATA NOT AVAILABLE | DATA NOT AVAILABLE | NO | CONNECTED | 19.295 | 19.295 | 20.31 | DATA NOT AVAILABLE | DATA NOT AVAILABLE | 2014-03-21 | DATA NOT AVAILABLE | DATA NOT AVAILABLE | DATA NOT AVAILABLE | DATA NOT AVAILABLE | DATA NOT AVAILABLE | DATA NOT AVAILABLE | DATA NOT AVAILABLE | N | DATA NOT AVAILABLE | DATA NOT AVAILABLE | DATA NOT AVAILABLE | DATA NOT AVAILABLE | DATA NOT AVAILABLE | 2020-07-22
2000055916263 | DATA NOT AVAILABLE | DNO CONSULTING | PENTYLANDS FARM | PV GENERATION PENTYLANDS FARM | DATA NOT AVAILABLE | SWINDON | SWINDON | SN6 7QH | ENGLAND | 418640 | 194325 | MINETY GSP | STRATTON | PENTYLANDS PV FARM | 33 | SOUTHERN ELECTRIC POWER DISTRIBUTION PLC | SOLAR | PHOTOVOLTAIC | NO | DATA NOT AVAILABLE | DATA NOT AVAILABLE | DATA NOT AVAILABLE | DATA NOT AVAILABLE | DATA NOT AVAILABLE | DATA NOT AVAILABLE | DATA NOT AVAILABLE | DATA NOT AVAILABLE | DATA NOT AVAILABLE | DATA NOT AVAILABLE | DATA NOT AVAILABLE | DATA NOT AVAILABLE | DATA NOT AVAILABLE | DATA NOT AVAILABLE | DATA NOT AVAILABLE | NO | CONNECTED | 14.25 | 14.25 | 15 | DATA NOT AVAILABLE | DATA NOT AVAILABLE | DATA NOT AVAILABLE | DATA NOT AVAILABLE | DATA NOT AVAILABLE | DATA NOT AVAILABLE | DATA NOT AVAILABLE | DATA NOT AVAILABLE | DATA NOT AVAILABLE | DATA NOT AVAILABLE | N | DATA NOT AVAILABLE | DATA NOT AVAILABLE | DATA NOT AVAILABLE | DATA NOT AVAILABLE | DATA NOT AVAILABLE | 2020-07-22
2000055916281 | DATA NOT AVAILABLE | HILL END FARM LIMITED | HILL END FARM | PV GENERATION HILL END FARM | DATA NOT AVAILABLE | BASINGSTOKE | HAMPSHIRE | RG26 5HA | ENGLAND | 461560 | 157766 | BRAMLEY (BASI) | BASINGSTOKE | HILL END FARM PV | 33 | SOUTHERN ELECTRIC POWER DISTRIBUTION PLC | SOLAR | PHOTOVOLTAIC | NO | DATA NOT AVAILABLE | DATA NOT AVAILABLE | DATA NOT AVAILABLE | DATA NOT AVAILABLE | DATA NOT AVAILABLE | DATA NOT AVAILABLE | DATA NOT AVAILABLE | DATA NOT AVAILABLE | DATA NOT AVAILABLE | DATA NOT AVAILABLE | DATA NOT AVAILABLE | DATA NOT AVAILABLE | DATA NOT AVAILABLE | DATA NOT AVAILABLE | DATA NOT AVAILABLE | NO | CONNECTED | 2.85 | 2.85 | 3 | DATA NOT AVAILABLE | DATA NOT AVAILABLE | DATA NOT AVAILABLE | DATA NOT AVAILABLE | DATA NOT AVAILABLE | DATA NOT AVAILABLE | DATA NOT AVAILABLE | DATA NOT AVAILABLE | DATA NOT AVAILABLE | DATA NOT AVAILABLE | N | DATA NOT AVAILABLE | DATA NOT AVAILABLE | DATA NOT AVAILABLE | DATA NOT AVAILABLE | DATA NOT AVAILABLE | 2020-07-22
2000055918109 | DATA NOT AVAILABLE | MSP DECOY LTD | DECOY SOUTH FARM PV | PV GENERATION DECOY SOUTH | OVING ROAD | CHICHESTER | WEST SUSSEX | PO20 3TR | ENGLAND | 492253 | 104370 | LOVEDEAN GSP | CHICHESTER | DECOY PV GENERATION | 33 | SOUTHERN ELECTRIC POWER DISTRIBUTION PLC | SOLAR | PHOTOVOLTAIC | NO | DATA NOT AVAILABLE | DATA NOT AVAILABLE | 6 | DATA NOT AVAILABLE | DATA NOT AVAILABLE | DATA NOT AVAILABLE | DATA NOT AVAILABLE | DATA NOT AVAILABLE | DATA NOT AVAILABLE | DATA NOT AVAILABLE | DATA NOT AVAILABLE | DATA NOT AVAILABLE | DATA NOT AVAILABLE | DATA NOT AVAILABLE | DATA NOT AVAILABLE | NO | CONNECTED | 5.7 | 5.7 | 6 | 0.048 | 0.05 | 2014-03-30 | DATA NOT AVAILABLE | DATA NOT AVAILABLE | DATA NOT AVAILABLE | DATA NOT AVAILABLE | DATA NOT AVAILABLE | DATA NOT AVAILABLE | DATA NOT AVAILABLE | N | DATA NOT AVAILABLE | DATA NOT AVAILABLE | DATA NOT AVAILABLE | DATA NOT AVAILABLE | DATA NOT AVAILABLE | 2020-07-22
2000055924014 | DATA NOT AVAILABLE | CHANNEL SOLAR LTD | HILL FARM PV | PV GENERATION HILL FARM | DATA NOT AVAILABLE | SANDOWN | ISLE OF WIGHT | PO36 0BB | ENGLAND | 461305 | 89040 | FAWLEY GSP | COWES & WOOTTON COMMON | HILL FARM PV IOW | 33 | SOUTHERN ELECTRIC POWER DISTRIBUTION PLC | SOLAR | PHOTOVOLTAIC | NO | DATA NOT AVAILABLE | DATA NOT AVAILABLE | DATA NOT AVAILABLE | DATA NOT AVAILABLE | DATA NOT AVAILABLE | DATA NOT AVAILABLE | DATA NOT AVAILABLE | DATA NOT AVAILABLE | DATA NOT AVAILABLE | DATA NOT AVAILABLE | DATA NOT AVAILABLE | DATA NOT AVAILABLE | DATA NOT AVAILABLE | DATA NOT AVAILABLE | DATA NOT AVAILABLE | NO | CONNECTED | 8.74 | 8.74 | 9.2 | DATA NOT AVAILABLE | DATA NOT AVAILABLE | DATA NOT AVAILABLE | DATA NOT AVAILABLE | DATA NOT AVAILABLE | DATA NOT AVAILABLE | DATA NOT AVAILABLE | DATA NOT AVAILABLE | DATA NOT AVAILABLE | DATA NOT AVAILABLE | N | DATA NOT AVAILABLE | DATA NOT AVAILABLE | DATA NOT AVAILABLE | DATA NOT AVAILABLE | DATA NOT AVAILABLE | 2020-07-22
2000055996668 | DATA NOT AVAILABLE | HUNTERS RACE SOLAR LIMITED | HUNTERS RACE PV FARM | HUNTERS RACE PV FARM | HUNTERS RACE | CHICHESTER | WEST SUSSEX | PO19 5UD | ENGLAND | 484982 | 107408 | LOVEDEAN GSP | CHICHESTER | HUNTERS RACE PV | 33 | SOUTHERN ELECTRIC POWER DISTRIBUTION PLC | SOLAR | PHOTOVOLTAIC | NO | DATA NOT AVAILABLE | DATA NOT AVAILABLE | DATA NOT AVAILABLE | DATA NOT AVAILABLE | DATA NOT AVAILABLE | DATA NOT AVAILABLE | DATA NOT AVAILABLE | DATA NOT AVAILABLE | DATA NOT AVAILABLE | DATA NOT AVAILABLE | DATA NOT AVAILABLE | DATA NOT AVAILABLE | DATA NOT AVAILABLE | DATA NOT AVAILABLE | DATA NOT AVAILABLE | NO | CONNECTED | 8.978 | 8.978 | 9.45 | DATA NOT AVAILABLE | DATA NOT AVAILABLE | DATA NOT AVAILABLE | DATA NOT AVAILABLE | DATA NOT AVAILABLE | DATA NOT AVAILABLE | DATA NOT AVAILABLE | DATA NOT AVAILABLE | DATA NOT AVAILABLE | DATA NOT AVAILABLE | N | DATA NOT AVAILABLE | DATA NOT AVAILABLE | DATA NOT AVAILABLE | DATA NOT AVAILABLE | DATA NOT AVAILABLE | 2020-07-22
2000056002316 | DATA NOT AVAILABLE | BOTTOM PLAIN SOLAR PARK LIMITED | BOTTOM PLAIN PV GENERATION | BOTTOM PLAIN PV GENERATION | TRIGON HOUSE | WAREHAM | DORSET | BH20 7PD | ENGLAND | 389492 | 88168 | MANNINGTON GSP | WAREHAM | BOTTOM PLAIN PV | 33 | SOUTHERN ELECTRIC POWER DISTRIBUTION PLC | SOLAR | PHOTOVOLTAIC | NO | DATA NOT AVAILABLE | DATA NOT AVAILABLE | DATA NOT AVAILABLE | DATA NOT AVAILABLE | DATA NOT AVAILABLE | DATA NOT AVAILABLE | DATA NOT AVAILABLE | DATA NOT AVAILABLE | DATA NOT AVAILABLE | DATA NOT AVAILABLE | DATA NOT AVAILABLE | DATA NOT AVAILABLE | DATA NOT AVAILABLE | DATA NOT AVAILABLE | DATA NOT AVAILABLE | NO | CONNECTED | 8.55 | 8.55 | 9 | DATA NOT AVAILABLE | DATA NOT AVAILABLE | DATA NOT AVAILABLE | DATA NOT AVAILABLE | DATA NOT AVAILABLE | DATA NOT AVAILABLE | DATA NOT AVAILABLE | DATA NOT AVAILABLE | DATA NOT AVAILABLE | DATA NOT AVAILABLE | N | DATA NOT AVAILABLE | DATA NOT AVAILABLE | DATA NOT AVAILABLE | DATA NOT AVAILABLE | DATA NOT AVAILABLE | 2020-07-22
2000056021319 | DATA NOT AVAILABLE | WSE HULLAVINGTON LTD | HULLAVINGTON PV FARM | HULLAVINGTON PV FARM | HILL HAYES LANE | CHIPPENHAM | WILTSHIRE | SN14 6EB | ENGLAND | 389456 | 182186 | MELKSHAM GSP | CHIPPENHAM | HULLAVINGTON PV GEN | 33 | SOUTHERN ELECTRIC POWER DISTRIBUTION PLC | SOLAR | PHOTOVOLTAIC | NO | DATA NOT AVAILABLE | DATA NOT AVAILABLE | 7 | DATA NOT AVAILABLE | DATA NOT AVAILABLE | DATA NOT AVAILABLE | DATA NOT AVAILABLE | DATA NOT AVAILABLE | DATA NOT AVAILABLE | DATA NOT AVAILABLE | DATA NOT AVAILABLE | DATA NOT AVAILABLE | DATA NOT AVAILABLE | DATA NOT AVAILABLE | DATA NOT AVAILABLE | NO | CONNECTED | 6.65 | 6.65 | 7 | 0.029 | 0.03 | 2014-08-28 | DATA NOT AVAILABLE | DATA NOT AVAILABLE | DATA NOT AVAILABLE | DATA NOT AVAILABLE | DATA NOT AVAILABLE | DATA NOT AVAILABLE | DATA NOT AVAILABLE | N | DATA NOT AVAILABLE | DATA NOT AVAILABLE | DATA NOT AVAILABLE | DATA NOT AVAILABLE | DATA NOT AVAILABLE | 2020-07-22
2000056041510 | DATA NOT AVAILABLE | KENCOT HILL SOLAR FARM LIMITED | PV GENERATION SUBSTATION | PV GENERATION SUBSTATION KENCOT HILL | DATA NOT AVAILABLE | LECHLADE | OXFORDSHIRE | GL7 3QY | ENGLAND | 424627 | 206360 | COWLEY GSP | WITNEY | KENCOT HILL PV | 33 | SOUTHERN ELECTRIC POWER DISTRIBUTION PLC | SOLAR | PHOTOVOLTAIC | NO | DATA NOT AVAILABLE | DATA NOT AVAILABLE | DATA NOT AVAILABLE | DATA NOT AVAILABLE | DATA NOT AVAILABLE | DATA NOT AVAILABLE | DATA NOT AVAILABLE | DATA NOT AVAILABLE | DATA NOT AVAILABLE | DATA NOT AVAILABLE | DATA NOT AVAILABLE | DATA NOT AVAILABLE | DATA NOT AVAILABLE | DATA NOT AVAILABLE | DATA NOT AVAILABLE | NO | CONNECTED | 16.625 | 16.625 | 17.5 | DATA NOT AVAILABLE | DATA NOT AVAILABLE | DATA NOT AVAILABLE | DATA NOT AVAILABLE | DATA NOT AVAILABLE | DATA NOT AVAILABLE | DATA NOT AVAILABLE | DATA NOT AVAILABLE | DATA NOT AVAILABLE | DATA NOT AVAILABLE | N | DATA NOT AVAILABLE | DATA NOT AVAILABLE | DATA NOT AVAILABLE | DATA NOT AVAILABLE | DATA NOT AVAILABLE | 2020-07-22
2000056041529 | DATA NOT AVAILABLE | KENCOT HILL SOLAR FARM LIMITED | PV GENERATION SUBSTATION | PV GENERATION SUBSTATION KENCOT HILL | DATA NOT AVAILABLE | LECHLADE | OXFORDSHIRE | GL7 3QY | ENGLAND | 424627 | 206360 | COWLEY GSP | WITNEY | KENCOT HILL PV | 33 | SOUTHERN ELECTRIC POWER DISTRIBUTION PLC | SOLAR | PHOTOVOLTAIC | NO | DATA NOT AVAILABLE | DATA NOT AVAILABLE | DATA NOT AVAILABLE | DATA NOT AVAILABLE | DATA NOT AVAILABLE | DATA NOT AVAILABLE | DATA NOT AVAILABLE | DATA NOT AVAILABLE | DATA NOT AVAILABLE | DATA NOT AVAILABLE | DATA NOT AVAILABLE | DATA NOT AVAILABLE | DATA NOT AVAILABLE | DATA NOT AVAILABLE | DATA NOT AVAILABLE | NO | CONNECTED | 16.625 | 16.625 | 17.5 | DATA NOT AVAILABLE | DATA NOT AVAILABLE | DATA NOT AVAILABLE | DATA NOT AVAILABLE | DATA NOT AVAILABLE | DATA NOT AVAILABLE | DATA NOT AVAILABLE | DATA NOT AVAILABLE | DATA NOT AVAILABLE | DATA NOT AVAILABLE | N | DATA NOT AVAILABLE | DATA NOT AVAILABLE | DATA NOT AVAILABLE | DATA NOT AVAILABLE | DATA NOT AVAILABLE | 2020-07-22
2000056041565 | DATA NOT AVAILABLE | BRITISH SOLAR RENEWABLES LTD | CANADA FARM PV GENERATION | CANADA FARM PV GENERATION | DATA NOT AVAILABLE | BLANDFORD FORUM | DORSET | DT11 0LU | ENGLAND | 385055 | 105109 | MANNINGTON GSP | LYTCHETT | CANADA FARM PV | 33 | SOUTHERN ELECTRIC POWER DISTRIBUTION PLC | SOLAR | PHOTOVOLTAIC | NO | DATA NOT AVAILABLE | DATA NOT AVAILABLE | DATA NOT AVAILABLE | DATA NOT AVAILABLE | DATA NOT AVAILABLE | DATA NOT AVAILABLE | DATA NOT AVAILABLE | DATA NOT AVAILABLE | DATA NOT AVAILABLE | DATA NOT AVAILABLE | DATA NOT AVAILABLE | DATA NOT AVAILABLE | DATA NOT AVAILABLE | DATA NOT AVAILABLE | DATA NOT AVAILABLE | NO | CONNECTED | 16.625 | 16.625 | 17.5 | DATA NOT AVAILABLE | DATA NOT AVAILABLE | DATA NOT AVAILABLE | DATA NOT AVAILABLE | DATA NOT AVAILABLE | DATA NOT AVAILABLE | DATA NOT AVAILABLE | DATA NOT AVAILABLE | DATA NOT AVAILABLE | DATA NOT AVAILABLE | N | DATA NOT AVAILABLE | DATA NOT AVAILABLE | DATA NOT AVAILABLE | DATA NOT AVAILABLE | DATA NOT AVAILABLE | 2020-07-22
2000056049280 | DATA NOT AVAILABLE | BOURNEMOUTH SOLAR LIMITED | ECO SOLAR 1 | EAST PARLEY COMMON ECO SOLAR 1, PARLEY GENERATION | CHAPEL LANE | CHRISTCHURCH | DORSET | BH23 6BG | ENGLAND | 410020 | 99003 | MANNINGTON GSP | REDHILL | PARLEY HUB PV | 33 | SOUTHERN ELECTRIC POWER DISTRIBUTION PLC | SOLAR | PHOTOVOLTAIC | NO | DATA NOT AVAILABLE | DATA NOT AVAILABLE | 24.8 | DATA NOT AVAILABLE | DATA NOT AVAILABLE | DATA NOT AVAILABLE | DATA NOT AVAILABLE | DATA NOT AVAILABLE | DATA NOT AVAILABLE | DATA NOT AVAILABLE | DATA NOT AVAILABLE | DATA NOT AVAILABLE | DATA NOT AVAILABLE | DATA NOT AVAILABLE | DATA NOT AVAILABLE | NO | CONNECTED | 23.56 | 23.56 | 24.8 | 0.228 | 0.24 | 2014-09-23 | DATA NOT AVAILABLE | DATA NOT AVAILABLE | DATA NOT AVAILABLE | DATA NOT AVAILABLE | DATA NOT AVAILABLE | DATA NOT AVAILABLE | DATA NOT AVAILABLE | N | DATA NOT AVAILABLE | DATA NOT AVAILABLE | DATA NOT AVAILABLE | DATA NOT AVAILABLE | DATA NOT AVAILABLE | 2020-07-22
2000056049314 | DATA NOT AVAILABLE | BOURNEMOUTH SOLAR LIMITED | ECO SS SOLAR 2 | PARLEY GENERATION HUB ECO SS SOLAR 2 | EAST PARLEY COMMON | CHRISTCHURCH | DORSET | BH23 6BG | ENGLAND | 410020 | 99003 | MANNINGTON GSP | REDHILL | PARLEY HUB PV | 33 | SOUTHERN ELECTRIC POWER DISTRIBUTION PLC | SOLAR | PHOTOVOLTAIC | NO | DATA NOT AVAILABLE | DATA NOT AVAILABLE | 5.9 | DATA NOT AVAILABLE | DATA NOT AVAILABLE | DATA NOT AVAILABLE | DATA NOT AVAILABLE | DATA NOT AVAILABLE | DATA NOT AVAILABLE | DATA NOT AVAILABLE | DATA NOT AVAILABLE | DATA NOT AVAILABLE | DATA NOT AVAILABLE | DATA NOT AVAILABLE | DATA NOT AVAILABLE | NO | CONNECTED | 5.605 | 5.605 | 5.9 | 0.057 | 0.06 | 2014-09-23 | DATA NOT AVAILABLE | DATA NOT AVAILABLE | DATA NOT AVAILABLE | DATA NOT AVAILABLE | DATA NOT AVAILABLE | DATA NOT AVAILABLE | DATA NOT AVAILABLE | N | DATA NOT AVAILABLE | DATA NOT AVAILABLE | DATA NOT AVAILABLE | DATA NOT AVAILABLE | DATA NOT AVAILABLE | 2020-07-22
2000056058763 | DATA NOT AVAILABLE | FARM POWER APOLLO LIMITED | FARM POWER APOLLO PV | BOURNE PARK GENERATION FARM POWER APOLLO PV | DATA NOT AVAILABLE | DORCHESTER | DORSET | DT2 7TU | ENGLAND | 372306 | 97577 | CHICKERELL GSP | CHICKERELL | BOURNE PARK PV GEN | 11 | SOUTHERN ELECTRIC POWER DISTRIBUTION PLC | SOLAR | PHOTOVOLTAIC | NO | DATA NOT AVAILABLE | DATA NOT AVAILABLE | 2.2 | DATA NOT AVAILABLE | DATA NOT AVAILABLE | DATA NOT AVAILABLE | DATA NOT AVAILABLE | DATA NOT AVAILABLE | DATA NOT AVAILABLE | DATA NOT AVAILABLE | DATA NOT AVAILABLE | DATA NOT AVAILABLE | DATA NOT AVAILABLE | DATA NOT AVAILABLE | DATA NOT AVAILABLE | NO | CONNECTED | 2.09 | 2.09 | 2.2 | 0.048 | 0.05 | 2014-11-04 | DATA NOT AVAILABLE | DATA NOT AVAILABLE | DATA NOT AVAILABLE | DATA NOT AVAILABLE | DATA NOT AVAILABLE | DATA NOT AVAILABLE | DATA NOT AVAILABLE | N | DATA NOT AVAILABLE | DATA NOT AVAILABLE | DATA NOT AVAILABLE | DATA NOT AVAILABLE | DATA NOT AVAILABLE | 2020-07-22
2000056082135 | DATA NOT AVAILABLE | LANDMEAD SOLAR FARM LIMITED | LANDMEAD PV | PV GENERATION LANDMEAD FARM | DATA NOT AVAILABLE | WANTAGE | OXFORDSHIRE | OX12 0HP | ENGLAND | 442145 | 193229 | COWLEY GSP | DRAYTON | LANDMEAD PV | 33 | SOUTHERN ELECTRIC POWER DISTRIBUTION PLC | SOLAR | PHOTOVOLTAIC | NO | DATA NOT AVAILABLE | DATA NOT AVAILABLE | 35 | DATA NOT AVAILABLE | DATA NOT AVAILABLE | DATA NOT AVAILABLE | DATA NOT AVAILABLE | DATA NOT AVAILABLE | DATA NOT AVAILABLE | DATA NOT AVAILABLE | DATA NOT AVAILABLE | DATA NOT AVAILABLE | DATA NOT AVAILABLE | DATA NOT AVAILABLE | DATA NOT AVAILABLE | NO | CONNECTED | 33.25 | 33.25 | 35 | DATA NOT AVAILABLE | DATA NOT AVAILABLE | 2014-12-18 | DATA NOT AVAILABLE | DATA NOT AVAILABLE | DATA NOT AVAILABLE | DATA NOT AVAILABLE | DATA NOT AVAILABLE | DATA NOT AVAILABLE | DATA NOT AVAILABLE | N | DATA NOT AVAILABLE | DATA NOT AVAILABLE | DATA NOT AVAILABLE | DATA NOT AVAILABLE | DATA NOT AVAILABLE | 2020-07-22
2000056107125 | DATA NOT AVAILABLE | ORTA WEDGEHILL SOLAR LIMITED | WEDGEHILL PV | WEDGEHILL PV | WEDGEHILL FARM | WIMBORNE | DORSET | BH21 7JP | ENGLAND | 406322 | 106898 | MANNINGTON GSP | MANNINGTON | WEDGE HILL PV FARM | 33 | SOUTHERN ELECTRIC POWER DISTRIBUTION PLC | SOLAR | PHOTOVOLTAIC | NO | DATA NOT AVAILABLE | DATA NOT AVAILABLE | 18 | DATA NOT AVAILABLE | DATA NOT AVAILABLE | DATA NOT AVAILABLE | DATA NOT AVAILABLE | DATA NOT AVAILABLE | DATA NOT AVAILABLE | DATA NOT AVAILABLE | DATA NOT AVAILABLE | DATA NOT AVAILABLE | DATA NOT AVAILABLE | DATA NOT AVAILABLE | DATA NOT AVAILABLE | NO | CONNECTED | 12.113 | 12.113 | 12.75 | DATA NOT AVAILABLE | DATA NOT AVAILABLE | 2015-01-05 | DATA NOT AVAILABLE | DATA NOT AVAILABLE | DATA NOT AVAILABLE | DATA NOT AVAILABLE | DATA NOT AVAILABLE | DATA NOT AVAILABLE | DATA NOT AVAILABLE | N | DATA NOT AVAILABLE | DATA NOT AVAILABLE | DATA NOT AVAILABLE | DATA NOT AVAILABLE | DATA NOT AVAILABLE | 2020-07-22
2000056113323 | DATA NOT AVAILABLE | UPPER FARRINGDON LIMITED | PV GENERATION | PV GENERATION UPPER FARRINGDON FARM | UPPER FARRINGDON | ALTON | HAMPSHIRE | GU34 3EE | ENGLAND | 471418 | 135521 | BRAMLEY (FLEE) | ALTON | UPPER FARRINGDON PV | 33 | SOUTHERN ELECTRIC POWER DISTRIBUTION PLC | SOLAR | PHOTOVOLTAIC | NO | DATA NOT AVAILABLE | DATA NOT AVAILABLE | DATA NOT AVAILABLE | DATA NOT AVAILABLE | DATA NOT AVAILABLE | DATA NOT AVAILABLE | DATA NOT AVAILABLE | DATA NOT AVAILABLE | DATA NOT AVAILABLE | DATA NOT AVAILABLE | DATA NOT AVAILABLE | DATA NOT AVAILABLE | DATA NOT AVAILABLE | DATA NOT AVAILABLE | DATA NOT AVAILABLE | NO | CONNECTED | 4.75 | 4.75 | 5 | DATA NOT AVAILABLE | DATA NOT AVAILABLE | DATA NOT AVAILABLE | DATA NOT AVAILABLE | DATA NOT AVAILABLE | DATA NOT AVAILABLE | DATA NOT AVAILABLE | DATA NOT AVAILABLE | DATA NOT AVAILABLE | DATA NOT AVAILABLE | N | DATA NOT AVAILABLE | DATA NOT AVAILABLE | DATA NOT AVAILABLE | DATA NOT AVAILABLE | DATA NOT AVAILABLE | 2020-07-22
2000056138160 | DATA NOT AVAILABLE | GLORIOUS ENERGY LTD | POULSHOT LODGE PV | POULSHOT LODGE PV | DATA NOT AVAILABLE | DEVIZES | WILTSHIRE | SN10 1RQ | ENGLAND | 397295 | 160996 | MELKSHAM GSP | NORRINGTON | POULSHOT LODGE PV | 33 | SOUTHERN ELECTRIC POWER DISTRIBUTION PLC | BIOFUEL LANDFILL GAS | DATA NOT AVAILABLE | NO | DATA NOT AVAILABLE | DATA NOT AVAILABLE | DATA NOT AVAILABLE | DATA NOT AVAILABLE | DATA NOT AVAILABLE | DATA NOT AVAILABLE | DATA NOT AVAILABLE | DATA NOT AVAILABLE | DATA NOT AVAILABLE | DATA NOT AVAILABLE | DATA NOT AVAILABLE | DATA NOT AVAILABLE | DATA NOT AVAILABLE | DATA NOT AVAILABLE | DATA NOT AVAILABLE | NO | CONNECTED | 14.25 | 14.25 | 15 | DATA NOT AVAILABLE | DATA NOT AVAILABLE | DATA NOT AVAILABLE | DATA NOT AVAILABLE | DATA NOT AVAILABLE | DATA NOT AVAILABLE | DATA NOT AVAILABLE | DATA NOT AVAILABLE | DATA NOT AVAILABLE | DATA NOT AVAILABLE | N | DATA NOT AVAILABLE | DATA NOT AVAILABLE | DATA NOT AVAILABLE | DATA NOT AVAILABLE | DATA NOT AVAILABLE | 2020-07-22
2000056139001 | DATA NOT AVAILABLE | WEL SOLAR 1 LIMITED | ROVES FARM PV | ROVES FARM PV | DATA NOT AVAILABLE | SWINDON | SWINDON | SN6 7QG | ENGLAND | 420941 | 188975 | MINETY GSP | STRATTON | ROVES FARM PV | 33 | SOUTHERN ELECTRIC POWER DISTRIBUTION PLC | SOLAR | PHOTOVOLTAIC | NO | DATA NOT AVAILABLE | DATA NOT AVAILABLE | 10 | DATA NOT AVAILABLE | DATA NOT AVAILABLE | DATA NOT AVAILABLE | DATA NOT AVAILABLE | DATA NOT AVAILABLE | DATA NOT AVAILABLE | DATA NOT AVAILABLE | DATA NOT AVAILABLE | DATA NOT AVAILABLE | DATA NOT AVAILABLE | DATA NOT AVAILABLE | DATA NOT AVAILABLE | NO | CONNECTED | 8.55 | 8.55 | 9 | DATA NOT AVAILABLE | DATA NOT AVAILABLE | 2015-02-20 | DATA NOT AVAILABLE | DATA NOT AVAILABLE | DATA NOT AVAILABLE | DATA NOT AVAILABLE | DATA NOT AVAILABLE | DATA NOT AVAILABLE | DATA NOT AVAILABLE | N | DATA NOT AVAILABLE | DATA NOT AVAILABLE | DATA NOT AVAILABLE | DATA NOT AVAILABLE | DATA NOT AVAILABLE | 2020-07-22
2000056139224 | DATA NOT AVAILABLE | CHALGROVE SOLAR LTD | NIXEY FARM PV | NIXEY FARM PV | DATA NOT AVAILABLE | OXFORD | OXFORDSHIRE | OX49 5AZ | ENGLAND | 466176 | 197091 | COWLEY GSP | HIGH WYCOMBE | NIXEY PV GENERATION | 33 | SOUTHERN ELECTRIC POWER DISTRIBUTION PLC | SOLAR | PHOTOVOLTAIC | NO | DATA NOT AVAILABLE | DATA NOT AVAILABLE | 20 | DATA NOT AVAILABLE | DATA NOT AVAILABLE | DATA NOT AVAILABLE | DATA NOT AVAILABLE | DATA NOT AVAILABLE | DATA NOT AVAILABLE | DATA NOT AVAILABLE | DATA NOT AVAILABLE | DATA NOT AVAILABLE | DATA NOT AVAILABLE | DATA NOT AVAILABLE | DATA NOT AVAILABLE | NO | CONNECTED | 16.15 | 16.15 | 17 | 0.029 | 0.03 | 2015-03-26 | DATA NOT AVAILABLE | DATA NOT AVAILABLE | DATA NOT AVAILABLE | DATA NOT AVAILABLE | DATA NOT AVAILABLE | DATA NOT AVAILABLE | DATA NOT AVAILABLE | N | DATA NOT AVAILABLE | DATA NOT AVAILABLE | DATA NOT AVAILABLE | DATA NOT AVAILABLE | DATA NOT AVAILABLE | 2020-07-22
2000056139438 | DATA NOT AVAILABLE | ELMS | ELMS PV | ELMS FARM | GROVE ROAD | WANTAGE | OXFORDSHIRE | OX12 7PD | ENGLAND | 440207 | 189109 | COWLEY GSP | DRAYTON | ELMS PV GENERATION | 33 | SOUTHERN ELECTRIC POWER DISTRIBUTION PLC | SOLAR | PHOTOVOLTAIC | NO | DATA NOT AVAILABLE | DATA NOT AVAILABLE | 21.25 | DATA NOT AVAILABLE | DATA NOT AVAILABLE | DATA NOT AVAILABLE | DATA NOT AVAILABLE | DATA NOT AVAILABLE | DATA NOT AVAILABLE | DATA NOT AVAILABLE | DATA NOT AVAILABLE | DATA NOT AVAILABLE | DATA NOT AVAILABLE | DATA NOT AVAILABLE | DATA NOT AVAILABLE | NO | CONNECTED | 20.188 | 20.188 | 21.25 | DATA NOT AVAILABLE | DATA NOT AVAILABLE | 2015-03-09 | DATA NOT AVAILABLE | DATA NOT AVAILABLE | DATA NOT AVAILABLE | DATA NOT AVAILABLE | DATA NOT AVAILABLE | DATA NOT AVAILABLE | DATA NOT AVAILABLE | N | DATA NOT AVAILABLE | DATA NOT AVAILABLE | DATA NOT AVAILABLE | DATA NOT AVAILABLE | DATA NOT AVAILABLE | 2020-07-22
2000056147261 | DATA NOT AVAILABLE | ISLE OF WIGHT GRANGE LIMITED | WOOTTON COMMON PV GENERATION | WOOTTON COMMON PV GENERATION | STAPLERS ROAD | RYDE | ISLE OF WIGHT | PO33 4RW | ENGLAND | 452614 | 90511 | FAWLEY GSP | COWES & WOOTTON COMMON | WOOTTON COMMON PV | 33 | SOUTHERN ELECTRIC POWER DISTRIBUTION PLC | SOLAR | PHOTOVOLTAIC | NO | DATA NOT AVAILABLE | DATA NOT AVAILABLE | DATA NOT AVAILABLE | DATA NOT AVAILABLE | DATA NOT AVAILABLE | DATA NOT AVAILABLE | DATA NOT AVAILABLE | DATA NOT AVAILABLE | DATA NOT AVAILABLE | DATA NOT AVAILABLE | DATA NOT AVAILABLE | DATA NOT AVAILABLE | DATA NOT AVAILABLE | DATA NOT AVAILABLE | DATA NOT AVAILABLE | NO | CONNECTED | 4.75 | 4.75 | 5 | DATA NOT AVAILABLE | DATA NOT AVAILABLE | DATA NOT AVAILABLE | DATA NOT AVAILABLE | DATA NOT AVAILABLE | DATA NOT AVAILABLE | DATA NOT AVAILABLE | DATA NOT AVAILABLE | DATA NOT AVAILABLE | DATA NOT AVAILABLE | N | DATA NOT AVAILABLE | DATA NOT AVAILABLE | DATA NOT AVAILABLE | DATA NOT AVAILABLE | DATA NOT AVAILABLE | 2020-07-22
2000056147387 | DATA NOT AVAILABLE | WELBORNE ENERGY LLP | SOUTHWICK ESTATE PV GENERATION | SOUTHWICK ESTATE PV GENERATION | SOUTHWICK ESTATE | PORTSMOUTH | HAMPSHIRE | PO17 6EA | ENGLAND | 462420 | 108654 | LOVEDEAN GSP | FORT WIDLEY | SOUTHWICK PV GEN | 33 | SOUTHERN ELECTRIC POWER DISTRIBUTION PLC | SOLAR | PHOTOVOLTAIC | NO | DATA NOT AVAILABLE | DATA NOT AVAILABLE | DATA NOT AVAILABLE | DATA NOT AVAILABLE | DATA NOT AVAILABLE | DATA NOT AVAILABLE | DATA NOT AVAILABLE | DATA NOT AVAILABLE | DATA NOT AVAILABLE | DATA NOT AVAILABLE | DATA NOT AVAILABLE | DATA NOT AVAILABLE | DATA NOT AVAILABLE | DATA NOT AVAILABLE | DATA NOT AVAILABLE | NO | CONNECTED | 38 | 38 | 40 | DATA NOT AVAILABLE | DATA NOT AVAILABLE | DATA NOT AVAILABLE | DATA NOT AVAILABLE | DATA NOT AVAILABLE | DATA NOT AVAILABLE | DATA NOT AVAILABLE | DATA NOT AVAILABLE | DATA NOT AVAILABLE | DATA NOT AVAILABLE | N | DATA NOT AVAILABLE | DATA NOT AVAILABLE | DATA NOT AVAILABLE | DATA NOT AVAILABLE | DATA NOT AVAILABLE | 2020-07-22
2000056147401 | DATA NOT AVAILABLE | NEW STONE HOUSE FARM LIMITED | NEW STONE HOUSE FARM PV | NEW STONE HOUSE FARM PV | DATA NOT AVAILABLE | BICESTER | OXFORDSHIRE | OX25 2PT | ENGLAND | 455811 | 219330 | EAST CLAYDON GSP | BICESTER NORTH | NEW STONE HOUSE PV | 33 | SOUTHERN ELECTRIC POWER DISTRIBUTION PLC | SOLAR | PHOTOVOLTAIC | NO | DATA NOT AVAILABLE | DATA NOT AVAILABLE | DATA NOT AVAILABLE | DATA NOT AVAILABLE | DATA NOT AVAILABLE | DATA NOT AVAILABLE | DATA NOT AVAILABLE | DATA NOT AVAILABLE | DATA NOT AVAILABLE | DATA NOT AVAILABLE | DATA NOT AVAILABLE | DATA NOT AVAILABLE | DATA NOT AVAILABLE | DATA NOT AVAILABLE | DATA NOT AVAILABLE | NO | CONNECTED | 8.978 | 8.978 | 9.45 | DATA NOT AVAILABLE | DATA NOT AVAILABLE | DATA NOT AVAILABLE | DATA NOT AVAILABLE | DATA NOT AVAILABLE | DATA NOT AVAILABLE | DATA NOT AVAILABLE | DATA NOT AVAILABLE | DATA NOT AVAILABLE | DATA NOT AVAILABLE | N | DATA NOT AVAILABLE | DATA NOT AVAILABLE | DATA NOT AVAILABLE | DATA NOT AVAILABLE | DATA NOT AVAILABLE | 2020-07-22
2000056151115 | DATA NOT AVAILABLE | BOURNE PARK SOLAR LIMITED | BOURNE PARK - ECO PIDDLEHINTON AD | BOURNE PARK GENERATION ECO PIDDLEHINTON AD | DATA NOT AVAILABLE | DORCHESTER | DORSET | DT2 7TU | ENGLAND | 372306 | 97577 | CHICKERELL GSP | CHICKERELL | BOURNE PARK PV GEN | 11 | SOUTHERN ELECTRIC POWER DISTRIBUTION PLC | SOLAR | PHOTOVOLTAIC | NO | DATA NOT AVAILABLE | DATA NOT AVAILABLE | 1.3 | DATA NOT AVAILABLE | DATA NOT AVAILABLE | DATA NOT AVAILABLE | DATA NOT AVAILABLE | DATA NOT AVAILABLE | DATA NOT AVAILABLE | DATA NOT AVAILABLE | DATA NOT AVAILABLE | DATA NOT AVAILABLE | DATA NOT AVAILABLE | DATA NOT AVAILABLE | DATA NOT AVAILABLE | NO | CONNECTED | 1.235 | 1.235 | 1.3 | 0.76 | 0.8 | 2015-02-20 | DATA NOT AVAILABLE | DATA NOT AVAILABLE | DATA NOT AVAILABLE | DATA NOT AVAILABLE | DATA NOT AVAILABLE | DATA NOT AVAILABLE | DATA NOT AVAILABLE | N | DATA NOT AVAILABLE | DATA NOT AVAILABLE | DATA NOT AVAILABLE | DATA NOT AVAILABLE | DATA NOT AVAILABLE | 2020-07-22
2000056166469 | DATA NOT AVAILABLE | SECOND GENERATION VERWOOD LTD | VERWOOD PV | VERWOOD PV | ST MICHAEL'S ROAD | WIMBORNE | DORSET | BH31 6JA | ENGLAND | 408768 | 107767 | MANNINGTON GSP | MANNINGTON | VERWOOD PV FARM | 33 | SOUTHERN ELECTRIC POWER DISTRIBUTION PLC | SOLAR | PHOTOVOLTAIC | NO | DATA NOT AVAILABLE | DATA NOT AVAILABLE | 20 | DATA NOT AVAILABLE | DATA NOT AVAILABLE | DATA NOT AVAILABLE | DATA NOT AVAILABLE | DATA NOT AVAILABLE | DATA NOT AVAILABLE | DATA NOT AVAILABLE | DATA NOT AVAILABLE | DATA NOT AVAILABLE | DATA NOT AVAILABLE | DATA NOT AVAILABLE | DATA NOT AVAILABLE | NO | CONNECTED | 15.2 | 15.2 | 16 | DATA NOT AVAILABLE | DATA NOT AVAILABLE | 2015-02-24 | DATA NOT AVAILABLE | DATA NOT AVAILABLE | DATA NOT AVAILABLE | DATA NOT AVAILABLE | DATA NOT AVAILABLE | DATA NOT AVAILABLE | DATA NOT AVAILABLE | N | DATA NOT AVAILABLE | DATA NOT AVAILABLE | DATA NOT AVAILABLE | DATA NOT AVAILABLE | DATA NOT AVAILABLE | 2020-07-22
2000056179495 | DATA NOT AVAILABLE | UPPER FARM SOLAR LIMITED | UPPER PV FARM | UPPER PV FARM | DATA NOT AVAILABLE | ALRESFORD | HAMPSHIRE | SO24 9SA | ENGLAND | 463453 | 141758 | BRAMLEY (FLEE) | ALTON | UPPER FARM PV | 33 | SOUTHERN ELECTRIC POWER DISTRIBUTION PLC | SOLAR | PHOTOVOLTAIC | NO | DATA NOT AVAILABLE | DATA NOT AVAILABLE | DATA NOT AVAILABLE | DATA NOT AVAILABLE | DATA NOT AVAILABLE | DATA NOT AVAILABLE | DATA NOT AVAILABLE | DATA NOT AVAILABLE | DATA NOT AVAILABLE | DATA NOT AVAILABLE | DATA NOT AVAILABLE | DATA NOT AVAILABLE | DATA NOT AVAILABLE | DATA NOT AVAILABLE | DATA NOT AVAILABLE | NO | CONNECTED | 7.524 | 7.524 | 7.92 | DATA NOT AVAILABLE | DATA NOT AVAILABLE | DATA NOT AVAILABLE | DATA NOT AVAILABLE | DATA NOT AVAILABLE | DATA NOT AVAILABLE | DATA NOT AVAILABLE | DATA NOT AVAILABLE | DATA NOT AVAILABLE | DATA NOT AVAILABLE | N | DATA NOT AVAILABLE | DATA NOT AVAILABLE | DATA NOT AVAILABLE | DATA NOT AVAILABLE | DATA NOT AVAILABLE | 2020-07-22
2000056186438 | DATA NOT AVAILABLE | DATA NOT AVAILABLE | LYNT FARM PV | LYNT FARM PV | DATA NOT AVAILABLE | SWINDON | SWINDON | SN6 7QZ | ENGLAND | 420554 | 196435 | MINETY GSP | STRATTON | LYNT FARM PV GEN | 33 | SOUTHERN ELECTRIC POWER DISTRIBUTION PLC | SOLAR | PHOTOVOLTAIC | NO | DATA NOT AVAILABLE | DATA NOT AVAILABLE | DATA NOT AVAILABLE | DATA NOT AVAILABLE | DATA NOT AVAILABLE | DATA NOT AVAILABLE | DATA NOT AVAILABLE | DATA NOT AVAILABLE | DATA NOT AVAILABLE | DATA NOT AVAILABLE | DATA NOT AVAILABLE | DATA NOT AVAILABLE | DATA NOT AVAILABLE | DATA NOT AVAILABLE | DATA NOT AVAILABLE | NO | CONNECTED | 21.47 | 21.47 | 22.6 | DATA NOT AVAILABLE | DATA NOT AVAILABLE | DATA NOT AVAILABLE | DATA NOT AVAILABLE | DATA NOT AVAILABLE | DATA NOT AVAILABLE | DATA NOT AVAILABLE | DATA NOT AVAILABLE | DATA NOT AVAILABLE | DATA NOT AVAILABLE | N | DATA NOT AVAILABLE | DATA NOT AVAILABLE | DATA NOT AVAILABLE | DATA NOT AVAILABLE | DATA NOT AVAILABLE | 2020-07-22
2000056191535 | DATA NOT AVAILABLE | DATA NOT AVAILABLE | ORTA PORT PV | ORTA PORT PV | WATER EATON | SWINDON | WILTSHIRE | SN6 6JT | ENGLAND | 413290 | 194234 | MINETY GSP | STRATTON | PORT FARM WATER EATON PV | 33 | SOUTHERN ELECTRIC POWER DISTRIBUTION PLC | SOLAR | PHOTOVOLTAIC | NO | DATA NOT AVAILABLE | DATA NOT AVAILABLE | 30 | DATA NOT AVAILABLE | DATA NOT AVAILABLE | DATA NOT AVAILABLE | DATA NOT AVAILABLE | DATA NOT AVAILABLE | DATA NOT AVAILABLE | DATA NOT AVAILABLE | DATA NOT AVAILABLE | DATA NOT AVAILABLE | DATA NOT AVAILABLE | DATA NOT AVAILABLE | DATA NOT AVAILABLE | NO | CONNECTED | 27.17 | 27.17 | 28.6 | DATA NOT AVAILABLE | DATA NOT AVAILABLE | 2015-03-04 | DATA NOT AVAILABLE | DATA NOT AVAILABLE | DATA NOT AVAILABLE | DATA NOT AVAILABLE | DATA NOT AVAILABLE | DATA NOT AVAILABLE | DATA NOT AVAILABLE | N | DATA NOT AVAILABLE | DATA NOT AVAILABLE | DATA NOT AVAILABLE | DATA NOT AVAILABLE | DATA NOT AVAILABLE | 2020-07-22
2000056194207 | DATA NOT AVAILABLE | COCK HILL FARM PV | COCK HILL PV | COCK HILL FARM PV | DATA NOT AVAILABLE | TROWBRIDGE | WILTSHIRE | BA14 9AQ | ENGLAND | 384564 | 158364 | MELKSHAM GSP | NORRINGTON | COCK HILL PV GEN | 33 | SOUTHERN ELECTRIC POWER DISTRIBUTION PLC | SOLAR | PHOTOVOLTAIC | NO | DATA NOT AVAILABLE | DATA NOT AVAILABLE | 20 | DATA NOT AVAILABLE | DATA NOT AVAILABLE | DATA NOT AVAILABLE | DATA NOT AVAILABLE | DATA NOT AVAILABLE | DATA NOT AVAILABLE | DATA NOT AVAILABLE | DATA NOT AVAILABLE | DATA NOT AVAILABLE | DATA NOT AVAILABLE | DATA NOT AVAILABLE | DATA NOT AVAILABLE | NO | CONNECTED | 14.63 | 14.63 | 15.4 | 0.038 | 0.04 | 2015-03-25 | DATA NOT AVAILABLE | DATA NOT AVAILABLE | DATA NOT AVAILABLE | DATA NOT AVAILABLE | DATA NOT AVAILABLE | DATA NOT AVAILABLE | DATA NOT AVAILABLE | N | DATA NOT AVAILABLE | DATA NOT AVAILABLE | DATA NOT AVAILABLE | DATA NOT AVAILABLE | DATA NOT AVAILABLE | 2020-07-22
2000056194261 | DATA NOT AVAILABLE | LIGHTSOURCE SPV 5DATA NOT AVAILABLE LIMITED | HENBURY PV | HENBURY PV | OLD MARKET ROAD | WIMBORNE | DORSET | BH21 3QZ | ENGLAND | 396520 | 97427 | MANNINGTON GSP | LYTCHETT | HENBURY PV GENERATION | 33 | SOUTHERN ELECTRIC POWER DISTRIBUTION PLC | SOLAR | PHOTOVOLTAIC | NO | DATA NOT AVAILABLE | DATA NOT AVAILABLE | DATA NOT AVAILABLE | DATA NOT AVAILABLE | DATA NOT AVAILABLE | DATA NOT AVAILABLE | DATA NOT AVAILABLE | DATA NOT AVAILABLE | DATA NOT AVAILABLE | DATA NOT AVAILABLE | DATA NOT AVAILABLE | DATA NOT AVAILABLE | DATA NOT AVAILABLE | DATA NOT AVAILABLE | DATA NOT AVAILABLE | NO | CONNECTED | 3.135 | 3.135 | 3.3 | DATA NOT AVAILABLE | DATA NOT AVAILABLE | DATA NOT AVAILABLE | DATA NOT AVAILABLE | DATA NOT AVAILABLE | DATA NOT AVAILABLE | DATA NOT AVAILABLE | DATA NOT AVAILABLE | DATA NOT AVAILABLE | DATA NOT AVAILABLE | N | DATA NOT AVAILABLE | DATA NOT AVAILABLE | DATA NOT AVAILABLE | DATA NOT AVAILABLE | DATA NOT AVAILABLE | 2020-07-22
2000056199701 | DATA NOT AVAILABLE | GREENCOAT CAPITAL | WATERDITCH PV | WATERDITCH PV FARM | DATA NOT AVAILABLE | CHRISTCHURCH | DORSET | BH23 8JX | ENGLAND | 418771 | 96024 | MANNINGTON GSP | CHRISTCHURCH | WATERDITCH PV | 33 | SOUTHERN ELECTRIC POWER DISTRIBUTION PLC | SOLAR | PHOTOVOLTAIC | NO | DATA NOT AVAILABLE | DATA NOT AVAILABLE | 18 | DATA NOT AVAILABLE | DATA NOT AVAILABLE | DATA NOT AVAILABLE | DATA NOT AVAILABLE | DATA NOT AVAILABLE | DATA NOT AVAILABLE | DATA NOT AVAILABLE | DATA NOT AVAILABLE | DATA NOT AVAILABLE | DATA NOT AVAILABLE | DATA NOT AVAILABLE | DATA NOT AVAILABLE | NO | CONNECTED | 14.535 | 14.535 | 15.3 | DATA NOT AVAILABLE | DATA NOT AVAILABLE | 2015-03-26 | DATA NOT AVAILABLE | DATA NOT AVAILABLE | DATA NOT AVAILABLE | DATA NOT AVAILABLE | DATA NOT AVAILABLE | DATA NOT AVAILABLE | DATA NOT AVAILABLE | N | DATA NOT AVAILABLE | DATA NOT AVAILABLE | DATA NOT AVAILABLE | DATA NOT AVAILABLE | DATA NOT AVAILABLE | 2020-07-22
2000056199793 | DATA NOT AVAILABLE | STOKES MARSH SOLAR LTD | STOKES MARSH PV | LAND AT BRICKFIELD FARM | STOKES MARSH | COULSTON | WILTSHIRE | BA13 4NZ | ENGLAND | 394836 | 155632 | MELKSHAM GSP | NORRINGTON | STOKES MARSH PV GEN | 33 | SOUTHERN ELECTRIC POWER DISTRIBUTION PLC | SOLAR | PHOTOVOLTAIC | NO | DATA NOT AVAILABLE | DATA NOT AVAILABLE | 12.16 | DATA NOT AVAILABLE | DATA NOT AVAILABLE | DATA NOT AVAILABLE | DATA NOT AVAILABLE | DATA NOT AVAILABLE | DATA NOT AVAILABLE | DATA NOT AVAILABLE | DATA NOT AVAILABLE | DATA NOT AVAILABLE | DATA NOT AVAILABLE | DATA NOT AVAILABLE | DATA NOT AVAILABLE | NO | CONNECTED | 11.552 | 11.552 | 12.16 | 0.2 | 0.21 | 2015-03-06 | DATA NOT AVAILABLE | DATA NOT AVAILABLE | DATA NOT AVAILABLE | DATA NOT AVAILABLE | DATA NOT AVAILABLE | DATA NOT AVAILABLE | DATA NOT AVAILABLE | N | DATA NOT AVAILABLE | DATA NOT AVAILABLE | DATA NOT AVAILABLE | DATA NOT AVAILABLE | DATA NOT AVAILABLE | 2020-07-22
2000056199951 | DATA NOT AVAILABLE | C/O LIGHTSOURCE | CASTLE COMBE PV | CASTLE COMBE FARM PV | DATA NOT AVAILABLE | CHIPPENHAM | WILTSHIRE | SN14 7EY | ENGLAND | 384852 | 177073 | MELKSHAM GSP | CHIPPENHAM | CASTLE COMBE PV GEN | 33 | SOUTHERN ELECTRIC POWER DISTRIBUTION PLC | SOLAR | PHOTOVOLTAIC | NO | DATA NOT AVAILABLE | DATA NOT AVAILABLE | 12 | DATA NOT AVAILABLE | DATA NOT AVAILABLE | DATA NOT AVAILABLE | DATA NOT AVAILABLE | DATA NOT AVAILABLE | DATA NOT AVAILABLE | DATA NOT AVAILABLE | DATA NOT AVAILABLE | DATA NOT AVAILABLE | DATA NOT AVAILABLE | DATA NOT AVAILABLE | DATA NOT AVAILABLE | NO | CONNECTED | 11.4 | 11.4 | 12 | 0.105 | 0.11 | 2015-03-31 | DATA NOT AVAILABLE | DATA NOT AVAILABLE | DATA NOT AVAILABLE | DATA NOT AVAILABLE | DATA NOT AVAILABLE | DATA NOT AVAILABLE | DATA NOT AVAILABLE | N | DATA NOT AVAILABLE | DATA NOT AVAILABLE | DATA NOT AVAILABLE | DATA NOT AVAILABLE | DATA NOT AVAILABLE | 2020-07-22
2000056200029 | DATA NOT AVAILABLE | MORSOL LIMITED | MARSH HOUSE PV | MARSH HOUSE PV FARM | DATA NOT AVAILABLE | FAREHAM | HAMPSHIRE | GU10 5EF | ENGLAND | 480822 | 145908 | BRAMLEY (FLEE) | COXMOOR WOOD | MARSH HOUSE PV GEN | 33 | SOUTHERN ELECTRIC POWER DISTRIBUTION PLC | SOLAR | PHOTOVOLTAIC | NO | DATA NOT AVAILABLE | DATA NOT AVAILABLE | 4.3 | DATA NOT AVAILABLE | DATA NOT AVAILABLE | DATA NOT AVAILABLE | DATA NOT AVAILABLE | DATA NOT AVAILABLE | DATA NOT AVAILABLE | DATA NOT AVAILABLE | DATA NOT AVAILABLE | DATA NOT AVAILABLE | DATA NOT AVAILABLE | DATA NOT AVAILABLE | DATA NOT AVAILABLE | NO | CONNECTED | 4.085 | 4.085 | 4.3 | DATA NOT AVAILABLE | DATA NOT AVAILABLE | 2015-03-07 | DATA NOT AVAILABLE | DATA NOT AVAILABLE | DATA NOT AVAILABLE | DATA NOT AVAILABLE | DATA NOT AVAILABLE | DATA NOT AVAILABLE | DATA NOT AVAILABLE | N | DATA NOT AVAILABLE | DATA NOT AVAILABLE | DATA NOT AVAILABLE | DATA NOT AVAILABLE | DATA NOT AVAILABLE | 2020-07-22
2000056202407 | DATA NOT AVAILABLE | DATA NOT AVAILABLE | PINGEWOOD PV FARM | PINGEWOOD PV FARM | PINGEWOOD | READING | BERKSHIRE | RG30 3UG | ENGLAND | 469210 | 169275 | BRAMLEY (FLEE) | READING | PINGEWOOD PV GENERATION | 33 | SOUTHERN ELECTRIC POWER DISTRIBUTION PLC | SOLAR | PHOTOVOLTAIC | NO | DATA NOT AVAILABLE | DATA NOT AVAILABLE | DATA NOT AVAILABLE | DATA NOT AVAILABLE | DATA NOT AVAILABLE | DATA NOT AVAILABLE | DATA NOT AVAILABLE | DATA NOT AVAILABLE | DATA NOT AVAILABLE | DATA NOT AVAILABLE | DATA NOT AVAILABLE | DATA NOT AVAILABLE | DATA NOT AVAILABLE | DATA NOT AVAILABLE | DATA NOT AVAILABLE | NO | CONNECTED | 14.25 | 14.25 | 15 | DATA NOT AVAILABLE | DATA NOT AVAILABLE | DATA NOT AVAILABLE | DATA NOT AVAILABLE | DATA NOT AVAILABLE | DATA NOT AVAILABLE | DATA NOT AVAILABLE | DATA NOT AVAILABLE | DATA NOT AVAILABLE | DATA NOT AVAILABLE | N | DATA NOT AVAILABLE | DATA NOT AVAILABLE | DATA NOT AVAILABLE | DATA NOT AVAILABLE | DATA NOT AVAILABLE | 2020-07-22
2000056204965 | DATA NOT AVAILABLE | DATA NOT AVAILABLE | MEMBURY PV | HADLEY FARM MEMBURY SOLAR PV | ERMIN STREET | HUNGERFORD | BERKSHIRE | RG17 7TR | ENGLAND | 430689 | 176506 | BRAMLEY (ANDO-THAT) | THATCHAM | MEMBURY PV | 33 | SOUTHERN ELECTRIC POWER DISTRIBUTION PLC | SOLAR | PHOTOVOLTAIC | NO | DATA NOT AVAILABLE | DATA NOT AVAILABLE | 15 | DATA NOT AVAILABLE | DATA NOT AVAILABLE | DATA NOT AVAILABLE | DATA NOT AVAILABLE | DATA NOT AVAILABLE | DATA NOT AVAILABLE | DATA NOT AVAILABLE | DATA NOT AVAILABLE | DATA NOT AVAILABLE | DATA NOT AVAILABLE | DATA NOT AVAILABLE | DATA NOT AVAILABLE | NO | CONNECTED | 13.3 | 13.3 | 14 | DATA NOT AVAILABLE | DATA NOT AVAILABLE | 2015-03-16 | DATA NOT AVAILABLE | DATA NOT AVAILABLE | DATA NOT AVAILABLE | DATA NOT AVAILABLE | DATA NOT AVAILABLE | DATA NOT AVAILABLE | DATA NOT AVAILABLE | N | DATA NOT AVAILABLE | DATA NOT AVAILABLE | DATA NOT AVAILABLE | DATA NOT AVAILABLE | DATA NOT AVAILABLE | 2020-07-22
2000056205310 | DATA NOT AVAILABLE | DNO CONSULTING | ROUNDPONDS FARM PV | ROUNDPONDS FARM PV | BERRY FIELD LANE | MELKSHAM | WILTSHIRE | SN12 6EF | ENGLAND | 389810 | 162411 | MELKSHAM GSP | NORRINGTON | ROUNDPONDS PV GEN | 33 | SOUTHERN ELECTRIC POWER DISTRIBUTION PLC | SOLAR | PHOTOVOLTAIC | NO | DATA NOT AVAILABLE | DATA NOT AVAILABLE | 14 | DATA NOT AVAILABLE | DATA NOT AVAILABLE | DATA NOT AVAILABLE | DATA NOT AVAILABLE | DATA NOT AVAILABLE | DATA NOT AVAILABLE | DATA NOT AVAILABLE | DATA NOT AVAILABLE | DATA NOT AVAILABLE | DATA NOT AVAILABLE | DATA NOT AVAILABLE | DATA NOT AVAILABLE | NO | CONNECTED | 9.595 | 9.595 | 10.1 | DATA NOT AVAILABLE | DATA NOT AVAILABLE | 2015-03-23 | DATA NOT AVAILABLE | DATA NOT AVAILABLE | DATA NOT AVAILABLE | DATA NOT AVAILABLE | DATA NOT AVAILABLE | DATA NOT AVAILABLE | DATA NOT AVAILABLE | N | DATA NOT AVAILABLE | DATA NOT AVAILABLE | DATA NOT AVAILABLE | DATA NOT AVAILABLE | DATA NOT AVAILABLE | 2020-07-22
2000056212042 | DATA NOT AVAILABLE | LITTLETON SOLAR FARM LIMITED | LITTLETON FARM PV | AT LITTLETON FARM LITTLETON SOLAR FARM AT LAND | DATA NOT AVAILABLE | BLANDFORD FORUM | DORSET | DT11 9AE | ENGLAND | 388155 | 104392 | MANNINGTON GSP | LYTCHETT | LITTLETON PV | 33 | SOUTHERN ELECTRIC POWER DISTRIBUTION PLC | SOLAR | PHOTOVOLTAIC | NO | DATA NOT AVAILABLE | DATA NOT AVAILABLE | 7.5 | DATA NOT AVAILABLE | DATA NOT AVAILABLE | DATA NOT AVAILABLE | DATA NOT AVAILABLE | DATA NOT AVAILABLE | DATA NOT AVAILABLE | DATA NOT AVAILABLE | DATA NOT AVAILABLE | DATA NOT AVAILABLE | DATA NOT AVAILABLE | DATA NOT AVAILABLE | DATA NOT AVAILABLE | NO | CONNECTED | 7.125 | 7.125 | 7.5 | DATA NOT AVAILABLE | DATA NOT AVAILABLE | 2015-03-20 | DATA NOT AVAILABLE | DATA NOT AVAILABLE | DATA NOT AVAILABLE | DATA NOT AVAILABLE | DATA NOT AVAILABLE | DATA NOT AVAILABLE | DATA NOT AVAILABLE | N | DATA NOT AVAILABLE | DATA NOT AVAILABLE | DATA NOT AVAILABLE | DATA NOT AVAILABLE | DATA NOT AVAILABLE | 2020-07-22
2000056219980 | DATA NOT AVAILABLE | LIGHTSOURCE SPV 79 LIMITED | AARDVARK PV | LITTLEDOWN PV SHAFTESBURY | DATA NOT AVAILABLE | SHAFTESBURY | DORSET | SP7 9HD | ENGLAND | 386849 | 124179 | MANNINGTON GSP | SHAFTESBURY | LITTLEDOWN PV GEN | 33 | SOUTHERN ELECTRIC POWER DISTRIBUTION PLC | SOLAR | PHOTOVOLTAIC | NO | DATA NOT AVAILABLE | DATA NOT AVAILABLE | 6.5 | DATA NOT AVAILABLE | DATA NOT AVAILABLE | DATA NOT AVAILABLE | DATA NOT AVAILABLE | DATA NOT AVAILABLE | DATA NOT AVAILABLE | DATA NOT AVAILABLE | DATA NOT AVAILABLE | DATA NOT AVAILABLE | DATA NOT AVAILABLE | DATA NOT AVAILABLE | DATA NOT AVAILABLE | NO | CONNECTED | 4.275 | 4.275 | 4.5 | DATA NOT AVAILABLE | DATA NOT AVAILABLE | 2015-03-26 | DATA NOT AVAILABLE | DATA NOT AVAILABLE | DATA NOT AVAILABLE | DATA NOT AVAILABLE | DATA NOT AVAILABLE | DATA NOT AVAILABLE | DATA NOT AVAILABLE | N | DATA NOT AVAILABLE | DATA NOT AVAILABLE | DATA NOT AVAILABLE | DATA NOT AVAILABLE | DATA NOT AVAILABLE | 2020-07-22
2000056222894 | DATA NOT AVAILABLE | WESTERFIELD SOLAR LIMITED | WESTERFIELD FARM | WESTERFIELD FARM PV | DATA NOT AVAILABLE | OXFORD | OXFORDSHIRE | OX18 3NX | ENGLAND | 428766 | 208858 | COWLEY GSP | WITNEY | WESTERFIELD FM SHIL PV | 33 | SOUTHERN ELECTRIC POWER DISTRIBUTION PLC | SOLAR | PHOTOVOLTAIC | NO | DATA NOT AVAILABLE | DATA NOT AVAILABLE | 12.5 | DATA NOT AVAILABLE | DATA NOT AVAILABLE | DATA NOT AVAILABLE | DATA NOT AVAILABLE | DATA NOT AVAILABLE | DATA NOT AVAILABLE | DATA NOT AVAILABLE | DATA NOT AVAILABLE | DATA NOT AVAILABLE | DATA NOT AVAILABLE | DATA NOT AVAILABLE | DATA NOT AVAILABLE | NO | CONNECTED | 9.405 | 9.405 | 9.9 | DATA NOT AVAILABLE | DATA NOT AVAILABLE | 2015-03-23 | DATA NOT AVAILABLE | DATA NOT AVAILABLE | DATA NOT AVAILABLE | DATA NOT AVAILABLE | DATA NOT AVAILABLE | DATA NOT AVAILABLE | DATA NOT AVAILABLE | N | DATA NOT AVAILABLE | DATA NOT AVAILABLE | DATA NOT AVAILABLE | DATA NOT AVAILABLE | DATA NOT AVAILABLE | 2020-07-22
2000056244986 | DATA NOT AVAILABLE | GOOD ENERGY GENERATION LTD | LOWER END PV | LOWER END FARM PV | LONG STREET | DEVIZES | WILTSHIRE | SN10 5SL | ENGLAND | 397170 | 156314 | MELKSHAM GSP | NORRINGTON | LOWER END PV | 33 | SOUTHERN ELECTRIC POWER DISTRIBUTION PLC | SOLAR | PHOTOVOLTAIC | NO | DATA NOT AVAILABLE | DATA NOT AVAILABLE | 5 | DATA NOT AVAILABLE | DATA NOT AVAILABLE | DATA NOT AVAILABLE | DATA NOT AVAILABLE | DATA NOT AVAILABLE | DATA NOT AVAILABLE | DATA NOT AVAILABLE | DATA NOT AVAILABLE | DATA NOT AVAILABLE | DATA NOT AVAILABLE | DATA NOT AVAILABLE | DATA NOT AVAILABLE | NO | CONNECTED | 4.275 | 4.275 | 4.5 | 0.228 | 0.24 | 2015-05-28 | DATA NOT AVAILABLE | DATA NOT AVAILABLE | DATA NOT AVAILABLE | DATA NOT AVAILABLE | DATA NOT AVAILABLE | DATA NOT AVAILABLE | DATA NOT AVAILABLE | N | DATA NOT AVAILABLE | DATA NOT AVAILABLE | DATA NOT AVAILABLE | DATA NOT AVAILABLE | DATA NOT AVAILABLE | 2020-07-22
2000056277280 | DATA NOT AVAILABLE | GOOD ENERGY GENERATION LTD | CROSSROADS PV | CROSSROADS SOLAR FARM | BLACKWATER GROVE | FORDINGBRIDGE | DORSET | SP6 3AD | ENGLAND | 411340 | 112335 | MANNINGTON GSP | MANNINGTON | CROSSROADS PV | 33 | SOUTHERN ELECTRIC POWER DISTRIBUTION PLC | SOLAR | PHOTOVOLTAIC | NO | DATA NOT AVAILABLE | DATA NOT AVAILABLE | 5 | DATA NOT AVAILABLE | DATA NOT AVAILABLE | DATA NOT AVAILABLE | DATA NOT AVAILABLE | DATA NOT AVAILABLE | DATA NOT AVAILABLE | DATA NOT AVAILABLE | DATA NOT AVAILABLE | DATA NOT AVAILABLE | DATA NOT AVAILABLE | DATA NOT AVAILABLE | DATA NOT AVAILABLE | NO | CONNECTED | 3.824 | 3.824 | 4.025 | 0.024 | 0.025 | 2015-06-12 | DATA NOT AVAILABLE | DATA NOT AVAILABLE | DATA NOT AVAILABLE | DATA NOT AVAILABLE | DATA NOT AVAILABLE | DATA NOT AVAILABLE | DATA NOT AVAILABLE | N | DATA NOT AVAILABLE | DATA NOT AVAILABLE | DATA NOT AVAILABLE | DATA NOT AVAILABLE | DATA NOT AVAILABLE | 2020-07-22
2000056300489 | DATA NOT AVAILABLE | BENTHAM SOLAR FARM LIMITED | BENTHAM SOLAR FARM | BENTHAM SOLAR FARM | BENTHAM LANE | SWINDON | WILTSHIRE | SN5 4JB | ENGLAND | 408271 | 189750 | MINETY GSP | SWINDON | BENTHAM PV GEN | 33 | SOUTHERN ELECTRIC POWER DISTRIBUTION PLC | SOLAR | PHOTOVOLTAIC | NO | DATA NOT AVAILABLE | DATA NOT AVAILABLE | DATA NOT AVAILABLE | DATA NOT AVAILABLE | DATA NOT AVAILABLE | DATA NOT AVAILABLE | DATA NOT AVAILABLE | DATA NOT AVAILABLE | DATA NOT AVAILABLE | DATA NOT AVAILABLE | DATA NOT AVAILABLE | DATA NOT AVAILABLE | DATA NOT AVAILABLE | DATA NOT AVAILABLE | DATA NOT AVAILABLE | NO | CONNECTED | 8.265 | 8.265 | 8.7 | DATA NOT AVAILABLE | DATA NOT AVAILABLE | DATA NOT AVAILABLE | DATA NOT AVAILABLE | DATA NOT AVAILABLE | DATA NOT AVAILABLE | DATA NOT AVAILABLE | DATA NOT AVAILABLE | DATA NOT AVAILABLE | DATA NOT AVAILABLE | N | DATA NOT AVAILABLE | DATA NOT AVAILABLE | DATA NOT AVAILABLE | DATA NOT AVAILABLE | DATA NOT AVAILABLE | 2020-07-22
2000056345461 | DATA NOT AVAILABLE | BLACKFINCH INVESTMENTS LIMITED | PALMERSFORD PV | PALMERSFORD SOLAR FARM | CHAPEL LANE | CHRISTCHURCH | DORSET | BH23 6BG | ENGLAND | 410020 | 99003 | MANNINGTON GSP | REDHILL | PALMERSFORD PV GEN | 33 | SOUTHERN ELECTRIC POWER DISTRIBUTION PLC | SOLAR | PHOTOVOLTAIC | NO | DATA NOT AVAILABLE | DATA NOT AVAILABLE | 3.5 | DATA NOT AVAILABLE | DATA NOT AVAILABLE | DATA NOT AVAILABLE | DATA NOT AVAILABLE | DATA NOT AVAILABLE | DATA NOT AVAILABLE | DATA NOT AVAILABLE | DATA NOT AVAILABLE | DATA NOT AVAILABLE | DATA NOT AVAILABLE | DATA NOT AVAILABLE | DATA NOT AVAILABLE | NO | CONNECTED | 3.325 | 3.325 | 3.5 | DATA NOT AVAILABLE | DATA NOT AVAILABLE | 2015-12-19 | DATA NOT AVAILABLE | DATA NOT AVAILABLE | DATA NOT AVAILABLE | DATA NOT AVAILABLE | DATA NOT AVAILABLE | DATA NOT AVAILABLE | DATA NOT AVAILABLE | N | DATA NOT AVAILABLE | DATA NOT AVAILABLE | DATA NOT AVAILABLE | DATA NOT AVAILABLE | DATA NOT AVAILABLE | 2020-07-22
2000056359863 | DATA NOT AVAILABLE | BRAYDON MANOR COMMUNITY SOLAR | BRAYDON FARM PV | BRAYDON FARM PV | DATA NOT AVAILABLE | SWINDON | WILTSHIRE | SN5 0AG | ENGLAND | 404339 | 187786 | MINETY GSP | SWINDON | BRAYDON MANOR PV | 0.4 | SOUTHERN ELECTRIC POWER DISTRIBUTION PLC | SOLAR | PHOTOVOLTAIC | NO | DATA NOT AVAILABLE | DATA NOT AVAILABLE | DATA NOT AVAILABLE | DATA NOT AVAILABLE | DATA NOT AVAILABLE | DATA NOT AVAILABLE | DATA NOT AVAILABLE | DATA NOT AVAILABLE | DATA NOT AVAILABLE | DATA NOT AVAILABLE | DATA NOT AVAILABLE | DATA NOT AVAILABLE | DATA NOT AVAILABLE | DATA NOT AVAILABLE | DATA NOT AVAILABLE | NO | CONNECTED | 6.65 | 6.65 | 7 | DATA NOT AVAILABLE | DATA NOT AVAILABLE | DATA NOT AVAILABLE | DATA NOT AVAILABLE | DATA NOT AVAILABLE | DATA NOT AVAILABLE | DATA NOT AVAILABLE | DATA NOT AVAILABLE | DATA NOT AVAILABLE | DATA NOT AVAILABLE | N | DATA NOT AVAILABLE | DATA NOT AVAILABLE | DATA NOT AVAILABLE | DATA NOT AVAILABLE | DATA NOT AVAILABLE | 2020-07-22
2000056366930 | DATA NOT AVAILABLE | BEDBOROUGH SOLAR FARM LIMITED | BEDBOROUGH FARM PV | BEDBOROUGH FARM PV | UDDENS DR | WIMBORNE | DORSET | BH21 7BQ | ENGLAND | 404916 | 101838 | MANNINGTON GSP | MANNINGTON | BEDBOROUGH FARM PV | 33 | SOUTHERN ELECTRIC POWER DISTRIBUTION PLC | SOLAR | PHOTOVOLTAIC | NO | DATA NOT AVAILABLE | DATA NOT AVAILABLE | 10 | DATA NOT AVAILABLE | DATA NOT AVAILABLE | DATA NOT AVAILABLE | DATA NOT AVAILABLE | DATA NOT AVAILABLE | DATA NOT AVAILABLE | DATA NOT AVAILABLE | DATA NOT AVAILABLE | DATA NOT AVAILABLE | DATA NOT AVAILABLE | DATA NOT AVAILABLE | DATA NOT AVAILABLE | NO | CONNECTED | 4.75 | 4.75 | 5 | DATA NOT AVAILABLE | DATA NOT AVAILABLE | 2015-10-14 | DATA NOT AVAILABLE | DATA NOT AVAILABLE | DATA NOT AVAILABLE | DATA NOT AVAILABLE | DATA NOT AVAILABLE | DATA NOT AVAILABLE | DATA NOT AVAILABLE | N | DATA NOT AVAILABLE | DATA NOT AVAILABLE | DATA NOT AVAILABLE | DATA NOT AVAILABLE | DATA NOT AVAILABLE | 2020-07-22
2000056384850 | DATA NOT AVAILABLE | OAKLANDS PV GENERATION | OAKLANDS PV GENERATION | OAKLANDS PV GENERATION | BERE ROAD | WAREHAM | DORSET | BH20 7PA | ENGLAND | 389971 | 90089 | MANNINGTON GSP | WAREHAM | OAKLANDS PV | 33 | SOUTHERN ELECTRIC POWER DISTRIBUTION PLC | SOLAR | PHOTOVOLTAIC | NO | DATA NOT AVAILABLE | DATA NOT AVAILABLE | DATA NOT AVAILABLE | DATA NOT AVAILABLE | DATA NOT AVAILABLE | DATA NOT AVAILABLE | DATA NOT AVAILABLE | DATA NOT AVAILABLE | DATA NOT AVAILABLE | DATA NOT AVAILABLE | DATA NOT AVAILABLE | DATA NOT AVAILABLE | DATA NOT AVAILABLE | DATA NOT AVAILABLE | DATA NOT AVAILABLE | NO | CONNECTED | 3.762 | 3.762 | 3.96 | DATA NOT AVAILABLE | DATA NOT AVAILABLE | DATA NOT AVAILABLE | DATA NOT AVAILABLE | DATA NOT AVAILABLE | DATA NOT AVAILABLE | DATA NOT AVAILABLE | DATA NOT AVAILABLE | DATA NOT AVAILABLE | DATA NOT AVAILABLE | N | DATA NOT AVAILABLE | DATA NOT AVAILABLE | DATA NOT AVAILABLE | DATA NOT AVAILABLE | DATA NOT AVAILABLE | 2020-07-22
2000056439613 | DATA NOT AVAILABLE | LOWER BASSET DOWN PV LIMITED | LOWER BASSETT DOWN SOLAR FARM | LOWER BASSETT DOWN SOLAR FARM | HAY LANE | SWINDON | SWINDON | SN4 9QP | ENGLAND | 411489 | 180436 | MINETY GSP | TOOTHILL | LOWER BASSETT PV | 33 | SOUTHERN ELECTRIC POWER DISTRIBUTION PLC | SOLAR | PHOTOVOLTAIC | NO | DATA NOT AVAILABLE | DATA NOT AVAILABLE | DATA NOT AVAILABLE | DATA NOT AVAILABLE | DATA NOT AVAILABLE | DATA NOT AVAILABLE | DATA NOT AVAILABLE | DATA NOT AVAILABLE | DATA NOT AVAILABLE | DATA NOT AVAILABLE | DATA NOT AVAILABLE | DATA NOT AVAILABLE | DATA NOT AVAILABLE | DATA NOT AVAILABLE | DATA NOT AVAILABLE | NO | CONNECTED | 8.55 | 8.55 | 9 | DATA NOT AVAILABLE | DATA NOT AVAILABLE | DATA NOT AVAILABLE | DATA NOT AVAILABLE | DATA NOT AVAILABLE | DATA NOT AVAILABLE | DATA NOT AVAILABLE | DATA NOT AVAILABLE | DATA NOT AVAILABLE | DATA NOT AVAILABLE | N | DATA NOT AVAILABLE | DATA NOT AVAILABLE | DATA NOT AVAILABLE | DATA NOT AVAILABLE | DATA NOT AVAILABLE | 2020-07-22
2000056440006 | DATA NOT AVAILABLE | HOMESTEAD COMMUNITY SOLAR CIC | SHALFLEET PV | SHALFLEET PV | DATA NOT AVAILABLE | NEWPORT | ISLE OF WIGHT | PO30 4NH | ENGLAND | 440596 | 88664 | FAWLEY GSP | COWES & WOOTTON COMMON | SHALFLEET PV | 11 | SOUTHERN ELECTRIC POWER DISTRIBUTION PLC | SOLAR | PHOTOVOLTAIC | NO | DATA NOT AVAILABLE | DATA NOT AVAILABLE | 8.5 | DATA NOT AVAILABLE | DATA NOT AVAILABLE | DATA NOT AVAILABLE | DATA NOT AVAILABLE | DATA NOT AVAILABLE | DATA NOT AVAILABLE | DATA NOT AVAILABLE | DATA NOT AVAILABLE | DATA NOT AVAILABLE | DATA NOT AVAILABLE | DATA NOT AVAILABLE | DATA NOT AVAILABLE | NO | CONNECTED | 4.275 | 4.275 | 4.5 | DATA NOT AVAILABLE | DATA NOT AVAILABLE | DATA NOT AVAILABLE | DATA NOT AVAILABLE | DATA NOT AVAILABLE | DATA NOT AVAILABLE | DATA NOT AVAILABLE | DATA NOT AVAILABLE | DATA NOT AVAILABLE | DATA NOT AVAILABLE | N | DATA NOT AVAILABLE | DATA NOT AVAILABLE | DATA NOT AVAILABLE | DATA NOT AVAILABLE | DATA NOT AVAILABLE | 2020-07-22
2000056441384 | DATA NOT AVAILABLE | STRETTINGTON PV | STRETTINGTON SOLAR FARM | STRETTINGTON SOLAR FARM HEAVER FARM | DATA NOT AVAILABLE | CHICHESTER | WEST SUSSEX | PO18 0LB | ENGLAND | 489500 | 107164 | LOVEDEAN GSP | CHICHESTER | STRETTINGTON PV GEN | 33 | SOUTHERN ELECTRIC POWER DISTRIBUTION PLC | SOLAR | PHOTOVOLTAIC | NO | DATA NOT AVAILABLE | DATA NOT AVAILABLE | DATA NOT AVAILABLE | DATA NOT AVAILABLE | DATA NOT AVAILABLE | DATA NOT AVAILABLE | DATA NOT AVAILABLE | DATA NOT AVAILABLE | DATA NOT AVAILABLE | DATA NOT AVAILABLE | DATA NOT AVAILABLE | DATA NOT AVAILABLE | DATA NOT AVAILABLE | DATA NOT AVAILABLE | DATA NOT AVAILABLE | NO | CONNECTED | 12.35 | 12.35 | 13 | DATA NOT AVAILABLE | DATA NOT AVAILABLE | DATA NOT AVAILABLE | DATA NOT AVAILABLE | DATA NOT AVAILABLE | DATA NOT AVAILABLE | DATA NOT AVAILABLE | DATA NOT AVAILABLE | DATA NOT AVAILABLE | DATA NOT AVAILABLE | N | DATA NOT AVAILABLE | DATA NOT AVAILABLE | DATA NOT AVAILABLE | DATA NOT AVAILABLE | DATA NOT AVAILABLE | 2020-07-22
2000056442156 | DATA NOT AVAILABLE | BAKE FARM SOLAR PARK LTD | BAKE FARM PV | BAKE FARM PV | SALISBURY ROAD | SALISBURY | WILTSHIRE | SP5 4JT | ENGLAND | 411321 | 127079 | MANNINGTON GSP | SALISBURY | BAKE FARM PV | 33 | SOUTHERN ELECTRIC POWER DISTRIBUTION PLC | SOLAR | PHOTOVOLTAIC | NO | DATA NOT AVAILABLE | DATA NOT AVAILABLE | DATA NOT AVAILABLE | DATA NOT AVAILABLE | DATA NOT AVAILABLE | DATA NOT AVAILABLE | DATA NOT AVAILABLE | DATA NOT AVAILABLE | DATA NOT AVAILABLE | DATA NOT AVAILABLE | DATA NOT AVAILABLE | DATA NOT AVAILABLE | DATA NOT AVAILABLE | DATA NOT AVAILABLE | DATA NOT AVAILABLE | NO | CONNECTED | 8.788 | 8.788 | 9.25 | DATA NOT AVAILABLE | DATA NOT AVAILABLE | DATA NOT AVAILABLE | DATA NOT AVAILABLE | DATA NOT AVAILABLE | DATA NOT AVAILABLE | DATA NOT AVAILABLE | DATA NOT AVAILABLE | DATA NOT AVAILABLE | DATA NOT AVAILABLE | N | DATA NOT AVAILABLE | DATA NOT AVAILABLE | DATA NOT AVAILABLE | DATA NOT AVAILABLE | DATA NOT AVAILABLE | 2020-07-22
2000056452118 | DATA NOT AVAILABLE | CLOFORD COMMON FARM LIMITED | HOLWELL PV | HOLWELL PV | DATA NOT AVAILABLE | FROME | SOMERSET | BA11 4PE | ENGLAND | 373029 | 143593 | MELKSHAM GSP | FROME | HOLWELL PV | 33 | SOUTHERN ELECTRIC POWER DISTRIBUTION PLC | BIOFUEL LANDFILL GAS | DATA NOT AVAILABLE | NO | DATA NOT AVAILABLE | DATA NOT AVAILABLE | DATA NOT AVAILABLE | DATA NOT AVAILABLE | DATA NOT AVAILABLE | DATA NOT AVAILABLE | DATA NOT AVAILABLE | DATA NOT AVAILABLE | DATA NOT AVAILABLE | DATA NOT AVAILABLE | DATA NOT AVAILABLE | DATA NOT AVAILABLE | DATA NOT AVAILABLE | DATA NOT AVAILABLE | DATA NOT AVAILABLE | NO | CONNECTED | 3.553 | 3.553 | 3.74 | DATA NOT AVAILABLE | DATA NOT AVAILABLE | DATA NOT AVAILABLE | DATA NOT AVAILABLE | DATA NOT AVAILABLE | DATA NOT AVAILABLE | DATA NOT AVAILABLE | DATA NOT AVAILABLE | DATA NOT AVAILABLE | DATA NOT AVAILABLE | N | DATA NOT AVAILABLE | DATA NOT AVAILABLE | DATA NOT AVAILABLE | DATA NOT AVAILABLE | DATA NOT AVAILABLE | 2020-07-22
2000056455270 | DATA NOT AVAILABLE | SUNSAVE 24 (WEST WOODLANDS) LIMITED | WEST WOODLANDS PV | WEST WOODLANDS PV | DATA NOT AVAILABLE | FROME | SOMERSET | BA11 5EN | ENGLAND | 377756 | 143938 | MELKSHAM GSP | FROME | WEST WOODLAND PV | 33 | SOUTHERN ELECTRIC POWER DISTRIBUTION PLC | SOLAR | PHOTOVOLTAIC | NO | DATA NOT AVAILABLE | DATA NOT AVAILABLE | DATA NOT AVAILABLE | DATA NOT AVAILABLE | DATA NOT AVAILABLE | DATA NOT AVAILABLE | DATA NOT AVAILABLE | DATA NOT AVAILABLE | DATA NOT AVAILABLE | DATA NOT AVAILABLE | DATA NOT AVAILABLE | DATA NOT AVAILABLE | DATA NOT AVAILABLE | DATA NOT AVAILABLE | DATA NOT AVAILABLE | NO | CONNECTED | 3.876 | 3.876 | 4.08 | DATA NOT AVAILABLE | DATA NOT AVAILABLE | DATA NOT AVAILABLE | DATA NOT AVAILABLE | DATA NOT AVAILABLE | DATA NOT AVAILABLE | DATA NOT AVAILABLE | DATA NOT AVAILABLE | DATA NOT AVAILABLE | DATA NOT AVAILABLE | N | DATA NOT AVAILABLE | DATA NOT AVAILABLE | DATA NOT AVAILABLE | DATA NOT AVAILABLE | DATA NOT AVAILABLE | 2020-07-22
2000056456265 | DATA NOT AVAILABLE | MERSTON SOLAR FARM LIMITED | MERSTON FARM PV - 1 | MERSTON FARM PV - 1 | PAGHAM ROAD | CHICHESTER | WEST SUSSEX | PO20 1LL | ENGLAND | 489665 | 101616 | LOVEDEAN GSP | HUNSTON | MERSTON PV | 33 | SOUTHERN ELECTRIC POWER DISTRIBUTION PLC | SOLAR | PHOTOVOLTAIC | NO | DATA NOT AVAILABLE | DATA NOT AVAILABLE | 4 | DATA NOT AVAILABLE | DATA NOT AVAILABLE | DATA NOT AVAILABLE | DATA NOT AVAILABLE | DATA NOT AVAILABLE | DATA NOT AVAILABLE | DATA NOT AVAILABLE | DATA NOT AVAILABLE | DATA NOT AVAILABLE | DATA NOT AVAILABLE | DATA NOT AVAILABLE | DATA NOT AVAILABLE | NO | CONNECTED | 3.8 | 3.8 | 4 | DATA NOT AVAILABLE | DATA NOT AVAILABLE | 2015-12-22 | DATA NOT AVAILABLE | DATA NOT AVAILABLE | DATA NOT AVAILABLE | DATA NOT AVAILABLE | DATA NOT AVAILABLE | DATA NOT AVAILABLE | DATA NOT AVAILABLE | N | DATA NOT AVAILABLE | DATA NOT AVAILABLE | DATA NOT AVAILABLE | DATA NOT AVAILABLE | DATA NOT AVAILABLE | 2020-07-22
2000056456850 | DATA NOT AVAILABLE | MERSTON SOLAR FARM LIMITED | MERSTON FARM PV - 1 | MERSTON FARM PV - 1 | PAGHAM ROAD | CHICHESTER | WEST SUSSEX | PO20 1LL | ENGLAND | 489665 | 101616 | LOVEDEAN GSP | HUNSTON | MERSTON PV | 33 | SOUTHERN ELECTRIC POWER DISTRIBUTION PLC | SOLAR | PHOTOVOLTAIC | NO | DATA NOT AVAILABLE | DATA NOT AVAILABLE | 4 | DATA NOT AVAILABLE | DATA NOT AVAILABLE | DATA NOT AVAILABLE | DATA NOT AVAILABLE | DATA NOT AVAILABLE | DATA NOT AVAILABLE | DATA NOT AVAILABLE | DATA NOT AVAILABLE | DATA NOT AVAILABLE | DATA NOT AVAILABLE | DATA NOT AVAILABLE | DATA NOT AVAILABLE | NO | CONNECTED | 3.8 | 3.8 | 4 | DATA NOT AVAILABLE | DATA NOT AVAILABLE | 2015-12-22 | DATA NOT AVAILABLE | DATA NOT AVAILABLE | DATA NOT AVAILABLE | DATA NOT AVAILABLE | DATA NOT AVAILABLE | DATA NOT AVAILABLE | DATA NOT AVAILABLE | N | DATA NOT AVAILABLE | DATA NOT AVAILABLE | DATA NOT AVAILABLE | DATA NOT AVAILABLE | DATA NOT AVAILABLE | 2020-07-22
2000056465970 | DATA NOT AVAILABLE | HOMESTEAD COMMUNITY SOLAR CIC | SHALFLEET PV | SHALFLEET PV | DATA NOT AVAILABLE | NEWPORT | ISLE OF WIGHT | PO30 4NH | ENGLAND | 440596 | 88664 | FAWLEY GSP | COWES & WOOTTON COMMON | SHALFLEET PV | 11 | SOUTHERN ELECTRIC POWER DISTRIBUTION PLC | SOLAR | PHOTOVOLTAIC | NO | DATA NOT AVAILABLE | DATA NOT AVAILABLE | 8.5 | DATA NOT AVAILABLE | DATA NOT AVAILABLE | DATA NOT AVAILABLE | DATA NOT AVAILABLE | DATA NOT AVAILABLE | DATA NOT AVAILABLE | DATA NOT AVAILABLE | DATA NOT AVAILABLE | DATA NOT AVAILABLE | DATA NOT AVAILABLE | DATA NOT AVAILABLE | DATA NOT AVAILABLE | NO | CONNECTED | 3.42 | 3.42 | 3.6 | DATA NOT AVAILABLE | DATA NOT AVAILABLE | DATA NOT AVAILABLE | DATA NOT AVAILABLE | DATA NOT AVAILABLE | DATA NOT AVAILABLE | DATA NOT AVAILABLE | DATA NOT AVAILABLE | DATA NOT AVAILABLE | DATA NOT AVAILABLE | N | DATA NOT AVAILABLE | DATA NOT AVAILABLE | DATA NOT AVAILABLE | DATA NOT AVAILABLE | DATA NOT AVAILABLE | 2020-07-22
2000056474399 | DATA NOT AVAILABLE | FERRY FARM SOLAR LIMITED | FERRY FARM PV | DATA NOT AVAILABLE | DATA NOT AVAILABLE | CHICHESTER | WEST SUSSEX | PO20 9ED | ENGLAND | 485831 | 96047 | LOVEDEAN GSP | CHICHESTER | FERRY FARM SELSEY PV | 33 | SOUTHERN ELECTRIC POWER DISTRIBUTION PLC | SOLAR | PHOTOVOLTAIC | NO | DATA NOT AVAILABLE | DATA NOT AVAILABLE | 10 | DATA NOT AVAILABLE | DATA NOT AVAILABLE | DATA NOT AVAILABLE | DATA NOT AVAILABLE | DATA NOT AVAILABLE | DATA NOT AVAILABLE | DATA NOT AVAILABLE | DATA NOT AVAILABLE | DATA NOT AVAILABLE | DATA NOT AVAILABLE | DATA NOT AVAILABLE | DATA NOT AVAILABLE | NO | CONNECTED | 4.75 | 4.75 | 5 | 0.048 | 0.05 | 2015-12-17 | DATA NOT AVAILABLE | DATA NOT AVAILABLE | DATA NOT AVAILABLE | DATA NOT AVAILABLE | DATA NOT AVAILABLE | DATA NOT AVAILABLE | DATA NOT AVAILABLE | N | DATA NOT AVAILABLE | DATA NOT AVAILABLE | DATA NOT AVAILABLE | DATA NOT AVAILABLE | DATA NOT AVAILABLE | 2020-07-22
2000056474812 | DATA NOT AVAILABLE | EVELEY SOLAR FARM LIMITED | DATA NOT AVAILABLE | DATA NOT AVAILABLE | DATA NOT AVAILABLE | WINCHESTER | HAMPSHIRE | DATA NOT AVAILABLE | ENGLAND | DATA NOT AVAILABLE | DATA NOT AVAILABLE | NURSLING GSP | DATA NOT APPLICABLE | EVELEY PV | 132 | SOUTHERN ELECTRIC POWER DISTRIBUTION PLC | SOLAR | PHOTOVOLTAIC | NO | DATA NOT AVAILABLE | DATA NOT AVAILABLE | DATA NOT AVAILABLE | DATA NOT AVAILABLE | DATA NOT AVAILABLE | DATA NOT AVAILABLE | DATA NOT AVAILABLE | DATA NOT AVAILABLE | DATA NOT AVAILABLE | DATA NOT AVAILABLE | DATA NOT AVAILABLE | DATA NOT AVAILABLE | DATA NOT AVAILABLE | DATA NOT AVAILABLE | DATA NOT AVAILABLE | NO | CONNECTED | 47.5 | 47.5 | 50 | DATA NOT AVAILABLE | DATA NOT AVAILABLE | DATA NOT AVAILABLE | DATA NOT AVAILABLE | DATA NOT AVAILABLE | DATA NOT AVAILABLE | DATA NOT AVAILABLE | DATA NOT AVAILABLE | DATA NOT AVAILABLE | DATA NOT AVAILABLE | N | DATA NOT AVAILABLE | DATA NOT AVAILABLE | DATA NOT AVAILABLE | DATA NOT AVAILABLE | DATA NOT AVAILABLE | 2020-07-22
2000056474877 | DATA NOT AVAILABLE | RENEWABLE ENERGY CONNECTIONS LTD | BRADENSTOKE SOLAR PARK (LYNEHAM) PV | BRADENSTOKE SOLAR PARK | DATA NOT AVAILABLE | CHIPPENHAM | WILTSHIRE | SN15 4PZ | ENGLAND | 401380 | 178741 | MINETY GSP | DATA NOT APPLICABLE | LYDIARD PLAIN PV | 132 | SOUTHERN ELECTRIC POWER DISTRIBUTION PLC | SOLAR | PHOTOVOLTAIC | NO | DATA NOT AVAILABLE | DATA NOT AVAILABLE | 49.9 | DATA NOT AVAILABLE | DATA NOT AVAILABLE | DATA NOT AVAILABLE | DATA NOT AVAILABLE | DATA NOT AVAILABLE | DATA NOT AVAILABLE | DATA NOT AVAILABLE | DATA NOT AVAILABLE | DATA NOT AVAILABLE | DATA NOT AVAILABLE | DATA NOT AVAILABLE | DATA NOT AVAILABLE | NO | CONNECTED | 47.405 | 47.405 | 49.9 | 0.428 | 0.45 | 2016-09-20 | DATA NOT AVAILABLE | DATA NOT AVAILABLE | DATA NOT AVAILABLE | DATA NOT AVAILABLE | DATA NOT AVAILABLE | DATA NOT AVAILABLE | DATA NOT AVAILABLE | N | DATA NOT AVAILABLE | DATA NOT AVAILABLE | DATA NOT AVAILABLE | DATA NOT AVAILABLE | DATA NOT AVAILABLE | 2020-07-22
2000056479110 | DATA NOT AVAILABLE | SOUTHFIELD FARM SOLAR PARK LTD | SOUTHFIELD FARM SOLAR PARK | SOUTHFIELD FARM PV | DATA NOT AVAILABLE | YEOVIL | SOMERSET | BA22 8HQ | ENGLAND | 357089 | 124014 | AXMINSTER | YEOVIL | SOUTHFIELD PV | 33 | SOUTHERN ELECTRIC POWER DISTRIBUTION PLC | SOLAR | PHOTOVOLTAIC | NO | DATA NOT AVAILABLE | DATA NOT AVAILABLE | 9.54 | DATA NOT AVAILABLE | DATA NOT AVAILABLE | DATA NOT AVAILABLE | DATA NOT AVAILABLE | DATA NOT AVAILABLE | DATA NOT AVAILABLE | DATA NOT AVAILABLE | DATA NOT AVAILABLE | DATA NOT AVAILABLE | DATA NOT AVAILABLE | DATA NOT AVAILABLE | DATA NOT AVAILABLE | NO | CONNECTED | 7.6 | 7.6 | 8 | 0.086 | 0.09 | 2016-03-23 | DATA NOT AVAILABLE | DATA NOT AVAILABLE | DATA NOT AVAILABLE | DATA NOT AVAILABLE | DATA NOT AVAILABLE | DATA NOT AVAILABLE | DATA NOT AVAILABLE | N | DATA NOT AVAILABLE | DATA NOT AVAILABLE | DATA NOT AVAILABLE | DATA NOT AVAILABLE | DATA NOT AVAILABLE | 2020-07-22
2000056479138 | DATA NOT AVAILABLE | GERVIS SOLAR LIMITED | PRATTS FIELD PV | PRATTS FIELD PV | DATA NOT AVAILABLE | CHRISTCHURCH | DORSET | BH23 7AA | ENGLAND | 417961 | 95569 | MANNINGTON GSP | CHRISTCHURCH | PRATTS FIELD PV GEN | 33 | SOUTHERN ELECTRIC POWER DISTRIBUTION PLC | SOLAR | PHOTOVOLTAIC | NO | DATA NOT AVAILABLE | DATA NOT AVAILABLE | 3 | DATA NOT AVAILABLE | DATA NOT AVAILABLE | DATA NOT AVAILABLE | DATA NOT AVAILABLE | DATA NOT AVAILABLE | DATA NOT AVAILABLE | DATA NOT AVAILABLE | DATA NOT AVAILABLE | DATA NOT AVAILABLE | DATA NOT AVAILABLE | DATA NOT AVAILABLE | DATA NOT AVAILABLE | NO | CONNECTED | 2.85 | 2.85 | 3 | 0.048 | 0.05 | 2015-12-22 | DATA NOT AVAILABLE | DATA NOT AVAILABLE | DATA NOT AVAILABLE | DATA NOT AVAILABLE | DATA NOT AVAILABLE | DATA NOT AVAILABLE | DATA NOT AVAILABLE | N | DATA NOT AVAILABLE | DATA NOT AVAILABLE | DATA NOT AVAILABLE | DATA NOT AVAILABLE | DATA NOT AVAILABLE | 2020-07-22
2000056495501 | DATA NOT AVAILABLE | CODFORD BIOGAS LTD | BRILLIANT HARVEST GENERATION | EAST FARM BRILLIANT HARVEST GENERATION | DATA NOT AVAILABLE | WARMINSTER | WILTSHIRE | BA12 0PJ | ENGLAND | 397429 | 139768 | MANNINGTON GSP | SALISBURY | MALMPIT HILL GENERATION | 33 | SOUTHERN ELECTRIC POWER DISTRIBUTION PLC | WASTE | DATA NOT AVAILABLE | NO | DATA NOT AVAILABLE | DATA NOT AVAILABLE | 6.35 | DATA NOT AVAILABLE | DATA NOT AVAILABLE | DATA NOT AVAILABLE | DATA NOT AVAILABLE | DATA NOT AVAILABLE | DATA NOT AVAILABLE | DATA NOT AVAILABLE | DATA NOT AVAILABLE | DATA NOT AVAILABLE | DATA NOT AVAILABLE | DATA NOT AVAILABLE | DATA NOT AVAILABLE | NO | CONNECTED | 1.762 | 1.762 | 1.855 | DATA NOT AVAILABLE | DATA NOT AVAILABLE | 2016-02-22 | DATA NOT AVAILABLE | DATA NOT AVAILABLE | DATA NOT AVAILABLE | DATA NOT AVAILABLE | DATA NOT AVAILABLE | DATA NOT AVAILABLE | DATA NOT AVAILABLE | N | DATA NOT AVAILABLE | DATA NOT AVAILABLE | DATA NOT AVAILABLE | DATA NOT AVAILABLE | DATA NOT AVAILABLE | 2020-07-22
2000056496300 | DATA NOT AVAILABLE | MALMPIT SOLAR LIMITED | BRILLIANT HARVEST GENERATION | EAST FARM | DATA NOT AVAILABLE | WARMINSTER | WILTSHIRE | BA12 0PJ | ENGLAND | 397429 | 139768 | MANNINGTON GSP | SALISBURY | MALMPIT HILL GENERATION | 33 | SOUTHERN ELECTRIC POWER DISTRIBUTION PLC | SOLAR | PHOTOVOLTAIC | NO | DATA NOT AVAILABLE | DATA NOT AVAILABLE | 6.35 | DATA NOT AVAILABLE | DATA NOT AVAILABLE | DATA NOT AVAILABLE | DATA NOT AVAILABLE | DATA NOT AVAILABLE | DATA NOT AVAILABLE | DATA NOT AVAILABLE | DATA NOT AVAILABLE | DATA NOT AVAILABLE | DATA NOT AVAILABLE | DATA NOT AVAILABLE | DATA NOT AVAILABLE | NO | CONNECTED | 3.558 | 3.558 | 3.745 | DATA NOT AVAILABLE | DATA NOT AVAILABLE | 2016-02-22 | DATA NOT AVAILABLE | DATA NOT AVAILABLE | DATA NOT AVAILABLE | DATA NOT AVAILABLE | DATA NOT AVAILABLE | DATA NOT AVAILABLE | DATA NOT AVAILABLE | N | DATA NOT AVAILABLE | DATA NOT AVAILABLE | DATA NOT AVAILABLE | DATA NOT AVAILABLE | DATA NOT AVAILABLE | 2020-07-22
2000056504937 | DATA NOT AVAILABLE | GREENCOAT CAPITAL | PARK FARM PV | PARK FARM PV | DATA NOT AVAILABLE | CHICHESTER | WEST SUSSEX | PO20 1LS | ENGLAND | 490731 | 101149 | LOVEDEAN GSP | HUNSTON | MERSTON PV | 33 | SOUTHERN ELECTRIC POWER DISTRIBUTION PLC | SOLAR | PHOTOVOLTAIC | NO | DATA NOT AVAILABLE | DATA NOT AVAILABLE | DATA NOT AVAILABLE | DATA NOT AVAILABLE | DATA NOT AVAILABLE | DATA NOT AVAILABLE | DATA NOT AVAILABLE | DATA NOT AVAILABLE | DATA NOT AVAILABLE | DATA NOT AVAILABLE | DATA NOT AVAILABLE | DATA NOT AVAILABLE | DATA NOT AVAILABLE | DATA NOT AVAILABLE | DATA NOT AVAILABLE | NO | CONNECTED | 3.8 | 3.8 | 4 | DATA NOT AVAILABLE | DATA NOT AVAILABLE | DATA NOT AVAILABLE | DATA NOT AVAILABLE | DATA NOT AVAILABLE | DATA NOT AVAILABLE | DATA NOT AVAILABLE | DATA NOT AVAILABLE | DATA NOT AVAILABLE | DATA NOT AVAILABLE | N | DATA NOT AVAILABLE | DATA NOT AVAILABLE | DATA NOT AVAILABLE | DATA NOT AVAILABLE | DATA NOT AVAILABLE | 2020-07-22
2000056522003 | DATA NOT AVAILABLE | HARBOURNE POWER | FARNBOROUGH 2 GENERATION (HARBOURNE POWER) | DATA NOT AVAILABLE | DATA NOT AVAILABLE | FARNBOROUGH | HAMPSHIRE | GU14 0FE | ENGLAND | 483669 | 154049 | BRAMLEY (FLEE) | PYESTOCK | FARNBOROUGH 2 GENERATION | 33 | SOUTHERN ELECTRIC POWER DISTRIBUTION PLC | SOLAR | PHOTOVOLTAIC | NO | DATA NOT AVAILABLE | DATA NOT AVAILABLE | 16 | DATA NOT AVAILABLE | DATA NOT AVAILABLE | DATA NOT AVAILABLE | DATA NOT AVAILABLE | DATA NOT AVAILABLE | DATA NOT AVAILABLE | DATA NOT AVAILABLE | DATA NOT AVAILABLE | DATA NOT AVAILABLE | DATA NOT AVAILABLE | DATA NOT AVAILABLE | DATA NOT AVAILABLE | NO | CONNECTED | 15.2 | 15.2 | 16 | DATA NOT AVAILABLE | DATA NOT AVAILABLE | 2016-11-16 | DATA NOT AVAILABLE | DATA NOT AVAILABLE | DATA NOT AVAILABLE | DATA NOT AVAILABLE | DATA NOT AVAILABLE | DATA NOT AVAILABLE | DATA NOT AVAILABLE | N | DATA NOT AVAILABLE | DATA NOT AVAILABLE | DATA NOT AVAILABLE | DATA NOT AVAILABLE | DATA NOT AVAILABLE | 2020-07-22
2000056530797 | DATA NOT AVAILABLE | SWINDON SOLAR FARM LIMITED | WROUGHTON AIR FIELD | RED BARN GATE | DATA NOT AVAILABLE | SWINDON | SWINDON | SN4 9LP | ENGLAND | 414428 | 180538 | MINETY GSP | TOOTHILL | WROUGHTON AIR PV | 33 | SOUTHERN ELECTRIC POWER DISTRIBUTION PLC | SOLAR | PHOTOVOLTAIC | NO | DATA NOT AVAILABLE | DATA NOT AVAILABLE | 48.51 | DATA NOT AVAILABLE | DATA NOT AVAILABLE | DATA NOT AVAILABLE | DATA NOT AVAILABLE | DATA NOT AVAILABLE | DATA NOT AVAILABLE | DATA NOT AVAILABLE | DATA NOT AVAILABLE | DATA NOT AVAILABLE | DATA NOT AVAILABLE | DATA NOT AVAILABLE | DATA NOT AVAILABLE | NO | CONNECTED | 46.085 | 46.085 | 48.51 | 0.38 | 0.4 | 2016-03-23 | DATA NOT AVAILABLE | DATA NOT AVAILABLE | DATA NOT AVAILABLE | DATA NOT AVAILABLE | DATA NOT AVAILABLE | DATA NOT AVAILABLE | DATA NOT AVAILABLE | N | DATA NOT AVAILABLE | DATA NOT AVAILABLE | DATA NOT AVAILABLE | DATA NOT AVAILABLE | DATA NOT AVAILABLE | 2020-07-22
2000056532483 | DATA NOT AVAILABLE | BRADLEY ROAD SOLAR PARK | BRADLEY PV | DATA NOT AVAILABLE | DATA NOT AVAILABLE | TROWBRIDGE | WILTSHIRE | BA14 9RN | ENGLAND | 384949 | 154885 | MELKSHAM GSP | NORRINGTON | BRADLEY PV | 33 | SOUTHERN ELECTRIC POWER DISTRIBUTION PLC | SOLAR | PHOTOVOLTAIC | NO | DATA NOT AVAILABLE | DATA NOT AVAILABLE | 7 | DATA NOT AVAILABLE | DATA NOT AVAILABLE | DATA NOT AVAILABLE | DATA NOT AVAILABLE | DATA NOT AVAILABLE | DATA NOT AVAILABLE | DATA NOT AVAILABLE | DATA NOT AVAILABLE | DATA NOT AVAILABLE | DATA NOT AVAILABLE | DATA NOT AVAILABLE | DATA NOT AVAILABLE | NO | CONNECTED | 4.18 | 4.18 | 4.4 | DATA NOT AVAILABLE | DATA NOT AVAILABLE | 2016-03-29 | DATA NOT AVAILABLE | DATA NOT AVAILABLE | DATA NOT AVAILABLE | DATA NOT AVAILABLE | DATA NOT AVAILABLE | DATA NOT AVAILABLE | DATA NOT AVAILABLE | N | DATA NOT AVAILABLE | DATA NOT AVAILABLE | DATA NOT AVAILABLE | DATA NOT AVAILABLE | DATA NOT AVAILABLE | 2020-07-22
2000056535740 | DATA NOT AVAILABLE | BLUE ELEPHANT ENERGY | SUTOR FARM PV | DATA NOT AVAILABLE | DATA NOT AVAILABLE | WINCANTON | SOMERSET | BA9 9RA | ENGLAND | 372494 | 127168 | AXMINSTER | YEOVIL | SUTOR PV FARM | 33 | SOUTHERN ELECTRIC POWER DISTRIBUTION PLC | SOLAR | PHOTOVOLTAIC | NO | DATA NOT AVAILABLE | DATA NOT AVAILABLE | 5 | DATA NOT AVAILABLE | DATA NOT AVAILABLE | DATA NOT AVAILABLE | DATA NOT AVAILABLE | DATA NOT AVAILABLE | DATA NOT AVAILABLE | DATA NOT AVAILABLE | DATA NOT AVAILABLE | DATA NOT AVAILABLE | DATA NOT AVAILABLE | DATA NOT AVAILABLE | DATA NOT AVAILABLE | NO | CONNECTED | 4.275 | 4.275 | 4.5 | DATA NOT AVAILABLE | DATA NOT AVAILABLE | 2016-03-22 | DATA NOT AVAILABLE | DATA NOT AVAILABLE | DATA NOT AVAILABLE | DATA NOT AVAILABLE | DATA NOT AVAILABLE | DATA NOT AVAILABLE | DATA NOT AVAILABLE | N | DATA NOT AVAILABLE | DATA NOT AVAILABLE | DATA NOT AVAILABLE | DATA NOT AVAILABLE | DATA NOT AVAILABLE | 2020-07-22
2000056536121 | DATA NOT AVAILABLE | SANDRIDGE SOLAR POWER LIMITED | SANDRIDGE FARM PV GENERATION | 262A | SANDRIDGE HILL | MELKSHAM | WILTSHIRE | SN12 7QX | ENGLAND | 393761 | 164696 | MELKSHAM GSP | DATA NOT APPLICABLE | SANDRIDGE PV FARM | 132 | SOUTHERN ELECTRIC POWER DISTRIBUTION PLC | SOLAR | PHOTOVOLTAIC | NO | DATA NOT AVAILABLE | DATA NOT AVAILABLE | 49.971 | DATA NOT AVAILABLE | DATA NOT AVAILABLE | DATA NOT AVAILABLE | DATA NOT AVAILABLE | DATA NOT AVAILABLE | DATA NOT AVAILABLE | DATA NOT AVAILABLE | DATA NOT AVAILABLE | DATA NOT AVAILABLE | DATA NOT AVAILABLE | DATA NOT AVAILABLE | DATA NOT AVAILABLE | NO | CONNECTED | 37.525 | 37.525 | 39.5 | DATA NOT AVAILABLE | DATA NOT AVAILABLE | 2016-03-25 | DATA NOT AVAILABLE | DATA NOT AVAILABLE | DATA NOT AVAILABLE | DATA NOT AVAILABLE | DATA NOT AVAILABLE | DATA NOT AVAILABLE | DATA NOT AVAILABLE | N | DATA NOT AVAILABLE | DATA NOT AVAILABLE | DATA NOT AVAILABLE | DATA NOT AVAILABLE | DATA NOT AVAILABLE | 2020-07-22
2000056537783 | DATA NOT AVAILABLE | CASWELL SOLAR FARM LIMITED | RYME INTRINSECA | RYME INTRINSECA | DATA NOT AVAILABLE | SHERBORNE | DORSET | DT9 6JP | ENGLAND | 358773 | 109843 | AXMINSTER | YEOVIL | CASWELL PV | 33 | SOUTHERN ELECTRIC POWER DISTRIBUTION PLC | SOLAR | PHOTOVOLTAIC | NO | DATA NOT AVAILABLE | DATA NOT AVAILABLE | 7.5 | DATA NOT AVAILABLE | DATA NOT AVAILABLE | DATA NOT AVAILABLE | DATA NOT AVAILABLE | DATA NOT AVAILABLE | DATA NOT AVAILABLE | DATA NOT AVAILABLE | DATA NOT AVAILABLE | DATA NOT AVAILABLE | DATA NOT AVAILABLE | DATA NOT AVAILABLE | DATA NOT AVAILABLE | NO | CONNECTED | 5.035 | 5.035 | 5.3 | DATA NOT AVAILABLE | DATA NOT AVAILABLE | 2016-03-22 | DATA NOT AVAILABLE | DATA NOT AVAILABLE | DATA NOT AVAILABLE | DATA NOT AVAILABLE | DATA NOT AVAILABLE | DATA NOT AVAILABLE | DATA NOT AVAILABLE | N | DATA NOT AVAILABLE | DATA NOT AVAILABLE | DATA NOT AVAILABLE | DATA NOT AVAILABLE | DATA NOT AVAILABLE | 2020-07-22
2000056551333 | DATA NOT AVAILABLE | SOLARCENTURY HOLDINGS LTD | ROMSEY PV | BROADLANDS LAND TO WEST OF A3DATA NOT AVAILABLE57 | DATA NOT AVAILABLE | ROMSEY | HAMPSHIRE | SO16 0XX | ENGLAND | 437042 | 117490 | NURSLING GSP | ROWNHAMS | ROMSEY PV GEN | 11 | SOUTHERN ELECTRIC POWER DISTRIBUTION PLC | SOLAR | PHOTOVOLTAIC | NO | DATA NOT AVAILABLE | DATA NOT AVAILABLE | 4.32 | DATA NOT AVAILABLE | DATA NOT AVAILABLE | DATA NOT AVAILABLE | DATA NOT AVAILABLE | DATA NOT AVAILABLE | DATA NOT AVAILABLE | DATA NOT AVAILABLE | DATA NOT AVAILABLE | DATA NOT AVAILABLE | DATA NOT AVAILABLE | DATA NOT AVAILABLE | DATA NOT AVAILABLE | NO | CONNECTED | 4.104 | 4.104 | 4.32 | 0.086 | 0.09 | 2016-03-29 | DATA NOT AVAILABLE | DATA NOT AVAILABLE | DATA NOT AVAILABLE | DATA NOT AVAILABLE | DATA NOT AVAILABLE | DATA NOT AVAILABLE | DATA NOT AVAILABLE | N | DATA NOT AVAILABLE | DATA NOT AVAILABLE | DATA NOT AVAILABLE | DATA NOT AVAILABLE | DATA NOT AVAILABLE | 2020-07-22
2000056562317 | DATA NOT AVAILABLE | LIGHTSOURCE SPV 141 LIMITED | BINSTED FARM PV | DATA NOT AVAILABLE | DATA NOT AVAILABLE | ARUNDEL | WEST SUSSEX | BN18 0LN | ENGLAND | 498150 | 106380 | LOVEDEAN GSP | CHICHESTER | BINSTEAD FARM PV | 33 | SOUTHERN ELECTRIC POWER DISTRIBUTION PLC | SOLAR | PHOTOVOLTAIC | NO | DATA NOT AVAILABLE | DATA NOT AVAILABLE | 7 | DATA NOT AVAILABLE | DATA NOT AVAILABLE | DATA NOT AVAILABLE | DATA NOT AVAILABLE | DATA NOT AVAILABLE | DATA NOT AVAILABLE | DATA NOT AVAILABLE | DATA NOT AVAILABLE | DATA NOT AVAILABLE | DATA NOT AVAILABLE | DATA NOT AVAILABLE | DATA NOT AVAILABLE | NO | CONNECTED | 3.981 | 3.981 | 4.19 | DATA NOT AVAILABLE | DATA NOT AVAILABLE | 2016-03-31 | DATA NOT AVAILABLE | DATA NOT AVAILABLE | DATA NOT AVAILABLE | DATA NOT AVAILABLE | DATA NOT AVAILABLE | DATA NOT AVAILABLE | DATA NOT AVAILABLE | N | DATA NOT AVAILABLE | DATA NOT AVAILABLE | DATA NOT AVAILABLE | DATA NOT AVAILABLE | DATA NOT AVAILABLE | 2020-07-22
2000056563589 | DATA NOT AVAILABLE | WILSOM SOLAR FARM LIMITED | WILSOM FARM PV | DATA NOT AVAILABLE | DATA NOT AVAILABLE | ALTON | HAMPSHIRE | GU34 2SW | ENGLAND | 472777 | 138856 | BRAMLEY (FLEE) | FERNHURST | WILSOM PV | 33 | SOUTHERN ELECTRIC POWER DISTRIBUTION PLC | SOLAR | PHOTOVOLTAIC | NO | DATA NOT AVAILABLE | DATA NOT AVAILABLE | 8.3 | DATA NOT AVAILABLE | DATA NOT AVAILABLE | DATA NOT AVAILABLE | DATA NOT AVAILABLE | DATA NOT AVAILABLE | DATA NOT AVAILABLE | DATA NOT AVAILABLE | DATA NOT AVAILABLE | DATA NOT AVAILABLE | DATA NOT AVAILABLE | DATA NOT AVAILABLE | DATA NOT AVAILABLE | NO | CONNECTED | 7.885 | 7.885 | 8.3 | DATA NOT AVAILABLE | DATA NOT AVAILABLE | 2016-03-31 | DATA NOT AVAILABLE | DATA NOT AVAILABLE | DATA NOT AVAILABLE | DATA NOT AVAILABLE | DATA NOT AVAILABLE | DATA NOT AVAILABLE | DATA NOT AVAILABLE | N | DATA NOT AVAILABLE | DATA NOT AVAILABLE | DATA NOT AVAILABLE | DATA NOT AVAILABLE | DATA NOT AVAILABLE | 2020-07-22
2000056631440 | DATA NOT AVAILABLE | FERRY FARM SOLAR LIMITED | FERRY FARM PV | DATA NOT AVAILABLE | DATA NOT AVAILABLE | CHICHESTER | WEST SUSSEX | PO20 9ED | ENGLAND | 485831 | 96047 | LOVEDEAN GSP | CHICHESTER | FERRY FARM SELSEY PV | 33 | SOUTHERN ELECTRIC POWER DISTRIBUTION PLC | SOLAR | PHOTOVOLTAIC | NO | DATA NOT AVAILABLE | DATA NOT AVAILABLE | 10 | DATA NOT AVAILABLE | DATA NOT AVAILABLE | DATA NOT AVAILABLE | DATA NOT AVAILABLE | DATA NOT AVAILABLE | DATA NOT AVAILABLE | DATA NOT AVAILABLE | DATA NOT AVAILABLE | DATA NOT AVAILABLE | DATA NOT AVAILABLE | DATA NOT AVAILABLE | DATA NOT AVAILABLE | NO | CONNECTED | 3.8 | 3.8 | 4 | 0.048 | 0.05 | 2015-12-17 | DATA NOT AVAILABLE | DATA NOT AVAILABLE | DATA NOT AVAILABLE | DATA NOT AVAILABLE | DATA NOT AVAILABLE | DATA NOT AVAILABLE | DATA NOT AVAILABLE | N | DATA NOT AVAILABLE | DATA NOT AVAILABLE | DATA NOT AVAILABLE | DATA NOT AVAILABLE | DATA NOT AVAILABLE | 2020-07-22
2000056647946 | DATA NOT AVAILABLE | COMMON FARM SOLAR FARM LIMITED | COMMON FARM PV | COMMON FARM SOLAR FARM LIMITED | DATA NOT AVAILABLE | SWINDON | SWINDON | SN4 9QJ | ENGLAND | 413412 | 181917 | MINETY GSP | TOOTHILL | COMMON FARM WROUGHTON | 33 | SOUTHERN ELECTRIC POWER DISTRIBUTION PLC | SOLAR | PHOTOVOLTAIC | NO | DATA NOT AVAILABLE | DATA NOT AVAILABLE | 6.76 | DATA NOT AVAILABLE | DATA NOT AVAILABLE | DATA NOT AVAILABLE | DATA NOT AVAILABLE | DATA NOT AVAILABLE | DATA NOT AVAILABLE | DATA NOT AVAILABLE | DATA NOT AVAILABLE | DATA NOT AVAILABLE | DATA NOT AVAILABLE | DATA NOT AVAILABLE | DATA NOT AVAILABLE | NO | CONNECTED | 3.8 | 3.8 | 4 | 0.048 | 0.05 | DATA NOT AVAILABLE | DATA NOT AVAILABLE | DATA NOT AVAILABLE | DATA NOT AVAILABLE | DATA NOT AVAILABLE | DATA NOT AVAILABLE | DATA NOT AVAILABLE | DATA NOT AVAILABLE | N | DATA NOT AVAILABLE | DATA NOT AVAILABLE | DATA NOT AVAILABLE | DATA NOT AVAILABLE | DATA NOT AVAILABLE | 2020-07-22
2000056721128 | 2000056721085 | WYMERING STOR GENERATION | WYMERING STOR GENERATION | WYMERING STOR GENERATION | DATA NOT AVAILABLE | PORTSMOUTH | PORTSMOUTH | PO6 3TJ | ENGLAND | 464678 | 105521 | LOVEDEAN GSP | WYMERING | NORTHARBOUR RD GEN | 33 | SOUTHERN ELECTRIC POWER DISTRIBUTION PLC | OTHER | ENGINE (COMBUSTION / RECIPROCATING) | NO | DATA NOT AVAILABLE | DATA NOT AVAILABLE | 16 | DATA NOT AVAILABLE | DATA NOT AVAILABLE | DATA NOT AVAILABLE | DATA NOT AVAILABLE | DATA NOT AVAILABLE | DATA NOT AVAILABLE | DATA NOT AVAILABLE | DATA NOT AVAILABLE | DATA NOT AVAILABLE | DATA NOT AVAILABLE | DATA NOT AVAILABLE | DATA NOT AVAILABLE | YES | CONNECTED | 15.96 | 15.96 | 16.8 | 0.665 | 0.7 | 2016-09-30 | DATA NOT AVAILABLE | DATA NOT AVAILABLE | DATA NOT AVAILABLE | DATA NOT AVAILABLE | DATA NOT AVAILABLE | DATA NOT AVAILABLE | DATA NOT AVAILABLE | Y | DATA NOT AVAILABLE | DATA NOT AVAILABLE | DATA NOT AVAILABLE | DATA NOT AVAILABLE | DATA NOT AVAILABLE | 2020-07-22
2000056762142 | DATA NOT AVAILABLE | LONG ASH LANE | SOUTHERN COUNTIES COMPLEX | SOUTHERN COUNTIES COMPLEX | WARDEN HILL | DORCHESTER | DORSET | DT2 9PW | ENGLAND | 360894 | 102882 | CHICKERELL GSP | CHICKERELL | MAIDEN NEWTON | 11 | SOUTHERN ELECTRIC POWER DISTRIBUTION PLC | SOLAR | ENGINE (COMBUSTION / RECIPROCATING) | NO | DATA NOT AVAILABLE | DATA NOT AVAILABLE | DATA NOT AVAILABLE | DATA NOT AVAILABLE | DATA NOT AVAILABLE | DATA NOT AVAILABLE | DATA NOT AVAILABLE | DATA NOT AVAILABLE | DATA NOT AVAILABLE | DATA NOT AVAILABLE | DATA NOT AVAILABLE | DATA NOT AVAILABLE | DATA NOT AVAILABLE | DATA NOT AVAILABLE | DATA NOT AVAILABLE | NO | CONNECTED | 3.99 | 3.99 | 4.2 | DATA NOT AVAILABLE | DATA NOT AVAILABLE | DATA NOT AVAILABLE | DATA NOT AVAILABLE | DATA NOT AVAILABLE | DATA NOT AVAILABLE | DATA NOT AVAILABLE | DATA NOT AVAILABLE | DATA NOT AVAILABLE | DATA NOT AVAILABLE | N | DATA NOT AVAILABLE | DATA NOT AVAILABLE | DATA NOT AVAILABLE | DATA NOT AVAILABLE | DATA NOT AVAILABLE | 2020-07-22
2000056774608 | DATA NOT AVAILABLE | SUNSAVE 13 (SOUTHWICK) LIMITED | POLESHOLE FARM PV ADD CAP | POLESHOLE FARM PV ADD CAP | SOUTHWICK | TROWBRIDGE | WILTSHIRE | BA14 9PS | ENGLAND | 384137 | 154248 | MELKSHAM GSP | FROME | POLESHOLE PV | 33 | SOUTHERN ELECTRIC POWER DISTRIBUTION PLC | SOLAR | PHOTOVOLTAIC | NO | DATA NOT AVAILABLE | DATA NOT AVAILABLE | 10 | DATA NOT AVAILABLE | DATA NOT AVAILABLE | DATA NOT AVAILABLE | DATA NOT AVAILABLE | DATA NOT AVAILABLE | DATA NOT AVAILABLE | DATA NOT AVAILABLE | DATA NOT AVAILABLE | DATA NOT AVAILABLE | DATA NOT AVAILABLE | DATA NOT AVAILABLE | DATA NOT AVAILABLE | NO | CONNECTED | 9.5 | 9.5 | 10 | DATA NOT AVAILABLE | DATA NOT AVAILABLE | 2017-02-27 | DATA NOT AVAILABLE | DATA NOT AVAILABLE | DATA NOT AVAILABLE | DATA NOT AVAILABLE | DATA NOT AVAILABLE | DATA NOT AVAILABLE | DATA NOT AVAILABLE | N | DATA NOT AVAILABLE | DATA NOT AVAILABLE | DATA NOT AVAILABLE | DATA NOT AVAILABLE | DATA NOT AVAILABLE | 2020-07-22
2000056842133 | DATA NOT AVAILABLE | FULLERTON SOLARFIELD LIMITED | FULLERTON FARM PV | FULLERTON FARM PV | DATA NOT AVAILABLE | ANDOVER | HAMPSHIRE | SP11 7JX | ENGLAND | 437992 | 139758 | MELKSHAM GSP | ANDOVER | FULLERTON FARM PV | 33 | SOUTHERN ELECTRIC POWER DISTRIBUTION PLC | SOLAR | PHOTOVOLTAIC | NO | DATA NOT AVAILABLE | DATA NOT AVAILABLE | DATA NOT AVAILABLE | DATA NOT AVAILABLE | DATA NOT AVAILABLE | DATA NOT AVAILABLE | DATA NOT AVAILABLE | DATA NOT AVAILABLE | DATA NOT AVAILABLE | DATA NOT AVAILABLE | DATA NOT AVAILABLE | DATA NOT AVAILABLE | DATA NOT AVAILABLE | DATA NOT AVAILABLE | DATA NOT AVAILABLE | NO | CONNECTED | 3.325 | 3.325 | 3.5 | DATA NOT AVAILABLE | DATA NOT AVAILABLE | DATA NOT AVAILABLE | DATA NOT AVAILABLE | DATA NOT AVAILABLE | DATA NOT AVAILABLE | DATA NOT AVAILABLE | DATA NOT AVAILABLE | DATA NOT AVAILABLE | DATA NOT AVAILABLE | N | DATA NOT AVAILABLE | DATA NOT AVAILABLE | DATA NOT AVAILABLE | DATA NOT AVAILABLE | DATA NOT AVAILABLE | 2020-07-22
2000056848144 | DATA NOT AVAILABLE | WICKFIELD SOLAR LIMITED | WICKFIELD FARM PV | WICKFIELD FARM PV | SWINDON ROAD | WOOTTON BASSETT | WILTSHIRE | SN4 8QS | ENGLAND | 408671 | 182252 | MINETY GSP | SWINDON | WICKFIELD FARM PV | 33 | SOUTHERN ELECTRIC POWER DISTRIBUTION PLC | SOLAR | PHOTOVOLTAIC | NO | DATA NOT AVAILABLE | DATA NOT AVAILABLE | 5 | DATA NOT AVAILABLE | DATA NOT AVAILABLE | DATA NOT AVAILABLE | DATA NOT AVAILABLE | DATA NOT AVAILABLE | DATA NOT AVAILABLE | DATA NOT AVAILABLE | DATA NOT AVAILABLE | DATA NOT AVAILABLE | DATA NOT AVAILABLE | DATA NOT AVAILABLE | DATA NOT AVAILABLE | NO | CONNECTED | 3.8 | 3.8 | 4 | DATA NOT AVAILABLE | DATA NOT AVAILABLE | 2017-03-21 | DATA NOT AVAILABLE | DATA NOT AVAILABLE | DATA NOT AVAILABLE | DATA NOT AVAILABLE | DATA NOT AVAILABLE | DATA NOT AVAILABLE | DATA NOT AVAILABLE | N | DATA NOT AVAILABLE | DATA NOT AVAILABLE | DATA NOT AVAILABLE | DATA NOT AVAILABLE | DATA NOT AVAILABLE | 2020-07-22
2000056865479 | DATA NOT AVAILABLE | BRITISH SOLAR RENEWABLES LIMITED | CLAPTON FARM PV | CLAPTON FARM PV | DATA NOT AVAILABLE | WINCANTON | SOMERSET | BA9 8LH | ENGLAND | 375139 | 129201 | MANNINGTON GSP | SHAFTESBURY | CLAPTON FARM PV | 33 | SOUTHERN ELECTRIC POWER DISTRIBUTION PLC | SOLAR | PHOTOVOLTAIC | NO | DATA NOT AVAILABLE | DATA NOT AVAILABLE | 4 | DATA NOT AVAILABLE | DATA NOT AVAILABLE | DATA NOT AVAILABLE | DATA NOT AVAILABLE | DATA NOT AVAILABLE | DATA NOT AVAILABLE | DATA NOT AVAILABLE | DATA NOT AVAILABLE | DATA NOT AVAILABLE | DATA NOT AVAILABLE | DATA NOT AVAILABLE | DATA NOT AVAILABLE | NO | CONNECTED | 3.8 | 3.8 | 4 | DATA NOT AVAILABLE | DATA NOT AVAILABLE | 2017-03-20 | DATA NOT AVAILABLE | DATA NOT AVAILABLE | DATA NOT AVAILABLE | DATA NOT AVAILABLE | DATA NOT AVAILABLE | DATA NOT AVAILABLE | DATA NOT AVAILABLE | N | DATA NOT AVAILABLE | DATA NOT AVAILABLE | DATA NOT AVAILABLE | DATA NOT AVAILABLE | DATA NOT AVAILABLE | 2020-07-22
2000056866046 | DATA NOT AVAILABLE | NEXTENERGY SOLAR HOLDINGS VI LIMITED | HILL FARM PV | HILL FARM PV | DATA NOT AVAILABLE | BANBURY | OXFORDSHIRE | OX25 6JJ | ENGLAND | 445901 | 229562 | COWLEY GSP | YARNTON | HILL FARM DUNS TEW PV | 33 | SOUTHERN ELECTRIC POWER DISTRIBUTION PLC | SOLAR | PHOTOVOLTAIC | NO | DATA NOT AVAILABLE | DATA NOT AVAILABLE | 4.95 | DATA NOT AVAILABLE | DATA NOT AVAILABLE | DATA NOT AVAILABLE | DATA NOT AVAILABLE | DATA NOT AVAILABLE | DATA NOT AVAILABLE | DATA NOT AVAILABLE | DATA NOT AVAILABLE | DATA NOT AVAILABLE | DATA NOT AVAILABLE | DATA NOT AVAILABLE | DATA NOT AVAILABLE | NO | CONNECTED | 4.513 | 4.513 | 4.75 | 0.238 | 0.25 | 2017-03-20 | DATA NOT AVAILABLE | DATA NOT AVAILABLE | DATA NOT AVAILABLE | DATA NOT AVAILABLE | DATA NOT AVAILABLE | DATA NOT AVAILABLE | DATA NOT AVAILABLE | N | DATA NOT AVAILABLE | DATA NOT AVAILABLE | DATA NOT AVAILABLE | DATA NOT AVAILABLE | DATA NOT AVAILABLE | 2020-07-22
2000056866064 | DATA NOT AVAILABLE | NEXTENERGY SOLAR HOLDINGS VI LIMITED | WASING PARK PV | WASING PARK PV | DATA NOT AVAILABLE | READING | BERKSHIRE | RG7 4TB | ENGLAND | 456206 | 164817 | BRAMLEY (ANDO-THAT) | THATCHAM | WASING PARK PV | 33 | SOUTHERN ELECTRIC POWER DISTRIBUTION PLC | SOLAR | PHOTOVOLTAIC | NO | DATA NOT AVAILABLE | DATA NOT AVAILABLE | 16 | DATA NOT AVAILABLE | DATA NOT AVAILABLE | DATA NOT AVAILABLE | DATA NOT AVAILABLE | DATA NOT AVAILABLE | DATA NOT AVAILABLE | DATA NOT AVAILABLE | DATA NOT AVAILABLE | DATA NOT AVAILABLE | DATA NOT AVAILABLE | DATA NOT AVAILABLE | DATA NOT AVAILABLE | NO | CONNECTED | 3.981 | 3.981 | 4.19 | DATA NOT AVAILABLE | DATA NOT AVAILABLE | 2017-03-28 | DATA NOT AVAILABLE | DATA NOT AVAILABLE | DATA NOT AVAILABLE | DATA NOT AVAILABLE | DATA NOT AVAILABLE | DATA NOT AVAILABLE | DATA NOT AVAILABLE | N | DATA NOT AVAILABLE | DATA NOT AVAILABLE | DATA NOT AVAILABLE | DATA NOT AVAILABLE | DATA NOT AVAILABLE | 2020-07-22
2000056872305 | DATA NOT AVAILABLE | SWINDON CHAPEL FARM SOLAR LTD | CHAPEL FARM PV | CHAPEL FARM PV | DATA NOT AVAILABLE | SWINDON | WILTSHIRE | SN26 8DD | ENGLAND | 412827 | 191343 | MINETY GSP | SWINDON | CHAPEL FARM PV | 33 | SOUTHERN ELECTRIC POWER DISTRIBUTION PLC | SOLAR | PHOTOVOLTAIC | NO | DATA NOT AVAILABLE | DATA NOT AVAILABLE | DATA NOT AVAILABLE | DATA NOT AVAILABLE | DATA NOT AVAILABLE | DATA NOT AVAILABLE | DATA NOT AVAILABLE | DATA NOT AVAILABLE | DATA NOT AVAILABLE | DATA NOT AVAILABLE | DATA NOT AVAILABLE | DATA NOT AVAILABLE | DATA NOT AVAILABLE | DATA NOT AVAILABLE | DATA NOT AVAILABLE | NO | CONNECTED | 7.6 | 7.6 | 8 | DATA NOT AVAILABLE | DATA NOT AVAILABLE | DATA NOT AVAILABLE | DATA NOT AVAILABLE | DATA NOT AVAILABLE | DATA NOT AVAILABLE | DATA NOT AVAILABLE | DATA NOT AVAILABLE | DATA NOT AVAILABLE | DATA NOT AVAILABLE | N | DATA NOT AVAILABLE | DATA NOT AVAILABLE | DATA NOT AVAILABLE | DATA NOT AVAILABLE | DATA NOT AVAILABLE | 2020-07-22
2000056872607 | DATA NOT AVAILABLE | GSII NETLEY SOLAR LIMITED | NETLEY PV | NETLEY PV | BURSLEDON | SOUTHAMPTON | SOUTHAMPTON | SO31 8BT | ENGLAND | 447013 | 110328 | BOTLEY WOOD GSP | NETLEY COMMON | OLD NETLEY PV GENERATION | 33 | SOUTHERN ELECTRIC POWER DISTRIBUTION PLC | SOLAR | PHOTOVOLTAIC | NO | DATA NOT AVAILABLE | DATA NOT AVAILABLE | 10 | DATA NOT AVAILABLE | DATA NOT AVAILABLE | DATA NOT AVAILABLE | DATA NOT AVAILABLE | DATA NOT AVAILABLE | DATA NOT AVAILABLE | DATA NOT AVAILABLE | DATA NOT AVAILABLE | DATA NOT AVAILABLE | DATA NOT AVAILABLE | DATA NOT AVAILABLE | DATA NOT AVAILABLE | NO | CONNECTED | 9.5 | 9.5 | 10 | DATA NOT AVAILABLE | DATA NOT AVAILABLE | 2017-03-30 | DATA NOT AVAILABLE | DATA NOT AVAILABLE | DATA NOT AVAILABLE | DATA NOT AVAILABLE | DATA NOT AVAILABLE | DATA NOT AVAILABLE | DATA NOT AVAILABLE | N | DATA NOT AVAILABLE | DATA NOT AVAILABLE | DATA NOT AVAILABLE | DATA NOT AVAILABLE | DATA NOT AVAILABLE | 2020-07-22
2000056875324 | DATA NOT AVAILABLE | BRITISH SOLAR RENEWABLES LIMITED | RAMPISHAM DOWN PV | RAMPISHAM DOWN PV | MAIDEN NEWTON | DORCHESTER | DORSET | DT2 0HS | ENGLAND | 354820 | 101220 | AXMINSTER | YEOVIL | BBC RAMPISHAM | 33 | SOUTHERN ELECTRIC POWER DISTRIBUTION PLC | SOLAR | PHOTOVOLTAIC | NO | DATA NOT AVAILABLE | DATA NOT AVAILABLE | 12 | DATA NOT AVAILABLE | DATA NOT AVAILABLE | DATA NOT AVAILABLE | DATA NOT AVAILABLE | DATA NOT AVAILABLE | DATA NOT AVAILABLE | DATA NOT AVAILABLE | DATA NOT AVAILABLE | DATA NOT AVAILABLE | DATA NOT AVAILABLE | DATA NOT AVAILABLE | DATA NOT AVAILABLE | NO | CONNECTED | 11.4 | 11.4 | 12 | 0.333 | 0.35 | 2017-03-31 | DATA NOT AVAILABLE | DATA NOT AVAILABLE | DATA NOT AVAILABLE | DATA NOT AVAILABLE | DATA NOT AVAILABLE | DATA NOT AVAILABLE | DATA NOT AVAILABLE | N | DATA NOT AVAILABLE | DATA NOT AVAILABLE | DATA NOT AVAILABLE | DATA NOT AVAILABLE | DATA NOT AVAILABLE | 2020-07-22
2000056879240 | DATA NOT AVAILABLE | COMMON FARM SOLAR FARM LIMITED | COMMON FARM PV | COMMON FARM SOLAR FARM LIMITED | DATA NOT AVAILABLE | SWINDON | SWINDON | SN4 9QJ | ENGLAND | 413412 | 181917 | MINETY GSP | TOOTHILL | COMMON FARM WROUGHTON | 33 | SOUTHERN ELECTRIC POWER DISTRIBUTION PLC | SOLAR | PHOTOVOLTAIC | NO | DATA NOT AVAILABLE | DATA NOT AVAILABLE | 6.76 | DATA NOT AVAILABLE | DATA NOT AVAILABLE | DATA NOT AVAILABLE | DATA NOT AVAILABLE | DATA NOT AVAILABLE | DATA NOT AVAILABLE | DATA NOT AVAILABLE | DATA NOT AVAILABLE | DATA NOT AVAILABLE | DATA NOT AVAILABLE | DATA NOT AVAILABLE | DATA NOT AVAILABLE | NO | CONNECTED | 2.622 | 2.622 | 2.76 | 0.048 | 0.05 | DATA NOT AVAILABLE | DATA NOT AVAILABLE | DATA NOT AVAILABLE | DATA NOT AVAILABLE | DATA NOT AVAILABLE | DATA NOT AVAILABLE | DATA NOT AVAILABLE | DATA NOT AVAILABLE | N | DATA NOT AVAILABLE | DATA NOT AVAILABLE | DATA NOT AVAILABLE | DATA NOT AVAILABLE | DATA NOT AVAILABLE | 2020-07-22
2000056970243 | DATA NOT AVAILABLE | LODDON POWER LTD | BASINGSTOKE POWER STOR | UNIT A | BASINGSTOKE POWER STORAGE | BASINGSTOKE | HAMPSHIRE | RG24 8FL | ENGLAND | 465387 | 153634 | BRAMLEY (BASI) | BASINGSTOKE | STROUDLEY ROAD GEN | 33 | SOUTHERN ELECTRIC POWER DISTRIBUTION PLC | FOSSIL GAS | DATA NOT AVAILABLE | NO | DATA NOT AVAILABLE | DATA NOT AVAILABLE | 16 | DATA NOT AVAILABLE | DATA NOT AVAILABLE | DATA NOT AVAILABLE | DATA NOT AVAILABLE | DATA NOT AVAILABLE | DATA NOT AVAILABLE | DATA NOT AVAILABLE | DATA NOT AVAILABLE | DATA NOT AVAILABLE | DATA NOT AVAILABLE | DATA NOT AVAILABLE | DATA NOT AVAILABLE | NO | CONNECTED | 16 | 16 | 16.842 | DATA NOT AVAILABLE | DATA NOT AVAILABLE | 2017-10-16 | DATA NOT AVAILABLE | DATA NOT AVAILABLE | DATA NOT AVAILABLE | DATA NOT AVAILABLE | DATA NOT AVAILABLE | DATA NOT AVAILABLE | DATA NOT AVAILABLE | N | DATA NOT AVAILABLE | DATA NOT AVAILABLE | DATA NOT AVAILABLE | DATA NOT AVAILABLE | DATA NOT AVAILABLE | 2020-07-22
2000057082474 | DATA NOT AVAILABLE | WEST SUSSEX COUNTY COUNCIL | WESTHAMPNETT SOLAR FARM | WESTHAMPNETT SOLAR FARM | COACH ROAD | WESTHAMPNETT | WEST SUSSEX | PO18 0NX | ENGLAND | 488340 | 106139 | LOVEDEAN GSP | CHICHESTER | WESTHAMPNETT PV | 33 | SOUTHERN ELECTRIC POWER DISTRIBUTION PLC | SOLAR | PHOTOVOLTAIC | NO | DATA NOT AVAILABLE | DATA NOT AVAILABLE | DATA NOT AVAILABLE | DATA NOT AVAILABLE | DATA NOT AVAILABLE | DATA NOT AVAILABLE | DATA NOT AVAILABLE | DATA NOT AVAILABLE | DATA NOT AVAILABLE | DATA NOT AVAILABLE | DATA NOT AVAILABLE | DATA NOT AVAILABLE | DATA NOT AVAILABLE | DATA NOT AVAILABLE | DATA NOT AVAILABLE | NO | CONNECTED | 6.65 | 6.65 | 7 | DATA NOT AVAILABLE | DATA NOT AVAILABLE | DATA NOT AVAILABLE | DATA NOT AVAILABLE | DATA NOT AVAILABLE | DATA NOT AVAILABLE | DATA NOT AVAILABLE | DATA NOT AVAILABLE | DATA NOT AVAILABLE | DATA NOT AVAILABLE | N | DATA NOT AVAILABLE | DATA NOT AVAILABLE | DATA NOT AVAILABLE | DATA NOT AVAILABLE | DATA NOT AVAILABLE | 2020-07-22
2000057162794 | 2000057162785 | STERLING POWER UTILITIES | ROUNDPONDS GAS & BATTERY | ROUNDPONDS SOLAR FARM ROUNPONDS ENERGY LIMITED | BERRYFIELD LANE | MELKSHAM | WILTSHIRE | SN12 8DF | ENGLAND | 389580 | 164535 | MELKSHAM GSP | NORRINGTON | MELKSHAM TOWN | 11 | SOUTHERN ELECTRIC POWER DISTRIBUTION PLC | STORAGE BATTERY | BATTERY | NO | DATA NOT AVAILABLE | DATA NOT AVAILABLE | 20 | DATA NOT AVAILABLE | DATA NOT AVAILABLE | DATA NOT AVAILABLE | DATA NOT AVAILABLE | DATA NOT AVAILABLE | DATA NOT AVAILABLE | DATA NOT AVAILABLE | DATA NOT AVAILABLE | DATA NOT AVAILABLE | DATA NOT AVAILABLE | DATA NOT AVAILABLE | DATA NOT AVAILABLE | NO | CONNECTED | 19 | 19 | 20 | 9.5 | 10 | 2018-03-19 | DATA NOT AVAILABLE | DATA NOT AVAILABLE | DATA NOT AVAILABLE | DATA NOT AVAILABLE | DATA NOT AVAILABLE | DATA NOT AVAILABLE | DATA NOT AVAILABLE | N | DATA NOT AVAILABLE | DATA NOT AVAILABLE | DATA NOT AVAILABLE | DATA NOT AVAILABLE | DATA NOT AVAILABLE | 2020-07-22
2000057363977 | DATA NOT AVAILABLE | CONRAD (CALNE) LTD | CALNE POWER GENERATION PLANT | CALNE POWER GENERATION PLANT | CLARKE AVENUE | CALNE | WILTSHIRE | SN11 9BS | ENGLAND | 400332 | 172170 | MELKSHAM GSP | CHIPPENHAM | CALNE | 11 | SOUTHERN ELECTRIC POWER DISTRIBUTION PLC | FOSSIL GAS | DATA NOT AVAILABLE | NO | DATA NOT AVAILABLE | DATA NOT AVAILABLE | DATA NOT AVAILABLE | DATA NOT AVAILABLE | DATA NOT AVAILABLE | DATA NOT AVAILABLE | DATA NOT AVAILABLE | DATA NOT AVAILABLE | DATA NOT AVAILABLE | DATA NOT AVAILABLE | DATA NOT AVAILABLE | DATA NOT AVAILABLE | DATA NOT AVAILABLE | DATA NOT AVAILABLE | DATA NOT AVAILABLE | NO | CONNECTED | 7.125 | 7.125 | 7.5 | DATA NOT AVAILABLE | DATA NOT AVAILABLE | DATA NOT AVAILABLE | DATA NOT AVAILABLE | DATA NOT AVAILABLE | DATA NOT AVAILABLE | DATA NOT AVAILABLE | DATA NOT AVAILABLE | DATA NOT AVAILABLE | DATA NOT AVAILABLE | N | DATA NOT AVAILABLE | DATA NOT AVAILABLE | DATA NOT AVAILABLE | DATA NOT AVAILABLE | DATA NOT AVAILABLE | 2020-07-22
1700052856460 | DATA NOT AVAILABLE | INVERVAR HYDRO DEVELOPMENT LIMITED | GLENLYON | INVERVAR HYDRO | DATA NOT AVAILABLE | ABERFELDY | PERTHSHIRE | PH15 2PP | SCOTLAND | 258171 | 747124 | KILLIN | DATA NOT APPLICABLE | KILLIN GRID | 33 | SCOTTISH HYDRO ELECTRIC POWER DISTRIBUTION PLC | HYDRO (TO BE CONFIRMED) | HYDRO POWER SYSTEM | NO | DATA NOT AVAILABLE | DATA NOT AVAILABLE | 1.14 | DATA NOT AVAILABLE | DATA NOT AVAILABLE | DATA NOT AVAILABLE | DATA NOT AVAILABLE | DATA NOT AVAILABLE | DATA NOT AVAILABLE | DATA NOT AVAILABLE | DATA NOT AVAILABLE | DATA NOT AVAILABLE | DATA NOT AVAILABLE | DATA NOT AVAILABLE | DATA NOT AVAILABLE | NO | CONNECTED | 1.2 | 1.2 | 1.263 | DATA NOT AVAILABLE | DATA NOT AVAILABLE | 2015-10-28 | DATA NOT AVAILABLE | DATA NOT AVAILABLE | DATA NOT AVAILABLE | DATA NOT AVAILABLE | DATA NOT AVAILABLE | DATA NOT AVAILABLE | DATA NOT AVAILABLE | N | DATA NOT AVAILABLE | DATA NOT AVAILABLE | DATA NOT AVAILABLE | DATA NOT AVAILABLE | DATA NOT AVAILABLE | 2020-09-10
1700052886508 | DATA NOT AVAILABLE | DATA NOT AVAILABLE | GREENHEAD LERWICK | LUGGIES KNOWE WIND | DATA NOT AVAILABLE | SHETLAND | SHETLAND ISLANDS | ZE1 0PY | SCOTLAND | 446853 | 1143910 | GREMISTA | DATA NOT APPLICABLE | GREMISTA 11KV SWITCHROOM | 11 | SCOTTISH HYDRO ELECTRIC POWER DISTRIBUTION PLC | WIND | ONSHORE WIND TURBINES | NO | DATA NOT AVAILABLE | DATA NOT AVAILABLE | 2.85 | DATA NOT AVAILABLE | DATA NOT AVAILABLE | DATA NOT AVAILABLE | DATA NOT AVAILABLE | DATA NOT AVAILABLE | DATA NOT AVAILABLE | DATA NOT AVAILABLE | DATA NOT AVAILABLE | DATA NOT AVAILABLE | DATA NOT AVAILABLE | DATA NOT AVAILABLE | DATA NOT AVAILABLE | NO | CONNECTED | 3 | 3 | 3.158 | 0.143 | 0.15 | DATA NOT AVAILABLE | DATA NOT AVAILABLE | DATA NOT AVAILABLE | DATA NOT AVAILABLE | DATA NOT AVAILABLE | DATA NOT AVAILABLE | DATA NOT AVAILABLE | DATA NOT AVAILABLE | N | DATA NOT AVAILABLE | DATA NOT AVAILABLE | DATA NOT AVAILABLE | DATA NOT AVAILABLE | DATA NOT AVAILABLE | 2020-09-10
1700052895664 | DATA NOT AVAILABLE | DATA NOT AVAILABLE | GAMRIE | EASTER MELROSE WINDFARM | DATA NOT AVAILABLE | BANFF | ABERDEENSHIRE | AB45 3EN | SCOTLAND | 373745 | 864180 | MACDUFF | DATA NOT APPLICABLE | MACDUFF | 11 | SCOTTISH HYDRO ELECTRIC POWER DISTRIBUTION PLC | WIND | ONSHORE WIND TURBINES | NO | DATA NOT AVAILABLE | DATA NOT AVAILABLE | 2.565 | DATA NOT AVAILABLE | DATA NOT AVAILABLE | DATA NOT AVAILABLE | DATA NOT AVAILABLE | DATA NOT AVAILABLE | DATA NOT AVAILABLE | DATA NOT AVAILABLE | DATA NOT AVAILABLE | DATA NOT AVAILABLE | DATA NOT AVAILABLE | DATA NOT AVAILABLE | DATA NOT AVAILABLE | NO | CONNECTED | 1.65 | 1.65 | 1.737 | 0.048 | 0.05 | 2015-10-19 | DATA NOT AVAILABLE | DATA NOT AVAILABLE | DATA NOT AVAILABLE | DATA NOT AVAILABLE | DATA NOT AVAILABLE | DATA NOT AVAILABLE | DATA NOT AVAILABLE | N | DATA NOT AVAILABLE | DATA NOT AVAILABLE | DATA NOT AVAILABLE | DATA NOT AVAILABLE | DATA NOT AVAILABLE | 2020-09-10
1700052930032 | DATA NOT AVAILABLE | CHAORACH HYDRO | GLEN DOCHART | CHAORACH HYDRO | DATA NOT AVAILABLE | CRIANLARICH | PERTHSHIRE | FK20 8QT | SCOTLAND | 248893 | 727919 | KILLIN | DATA NOT APPLICABLE | CHAORACH | 11 | SCOTTISH HYDRO ELECTRIC POWER DISTRIBUTION PLC | HYDRO (TO BE CONFIRMED) | HYDRO POWER SYSTEM | NO | DATA NOT AVAILABLE | DATA NOT AVAILABLE | 1.9 | DATA NOT AVAILABLE | DATA NOT AVAILABLE | DATA NOT AVAILABLE | DATA NOT AVAILABLE | DATA NOT AVAILABLE | DATA NOT AVAILABLE | DATA NOT AVAILABLE | DATA NOT AVAILABLE | DATA NOT AVAILABLE | DATA NOT AVAILABLE | DATA NOT AVAILABLE | DATA NOT AVAILABLE | NO | CONNECTED | 2 | 2 | 2.105 | DATA NOT AVAILABLE | DATA NOT AVAILABLE | 2016-07-14 | DATA NOT AVAILABLE | DATA NOT AVAILABLE | DATA NOT AVAILABLE | DATA NOT AVAILABLE | DATA NOT AVAILABLE | DATA NOT AVAILABLE | DATA NOT AVAILABLE | N | DATA NOT AVAILABLE | DATA NOT AVAILABLE | DATA NOT AVAILABLE | DATA NOT AVAILABLE | DATA NOT AVAILABLE | 2020-09-10
1700052966340 | DATA NOT AVAILABLE | LEACANN ELECTRIC COMPANY LIMITED | DATA NOT AVAILABLE | LOCH LEACANN HYDRO | DATA NOT AVAILABLE | LOCHGILPHEAD | ARGYLL | DATA NOT AVAILABLE | SCOTLAND | DATA NOT AVAILABLE | DATA NOT AVAILABLE | PORT ANN | DATA NOT APPLICABLE | PORT ANN GRID | 33 | SCOTTISH HYDRO ELECTRIC POWER DISTRIBUTION PLC | HYDRO (TO BE CONFIRMED) | HYDRO POWER SYSTEM | NO | DATA NOT AVAILABLE | DATA NOT AVAILABLE | 1.045 | DATA NOT AVAILABLE | DATA NOT AVAILABLE | DATA NOT AVAILABLE | DATA NOT AVAILABLE | DATA NOT AVAILABLE | DATA NOT AVAILABLE | DATA NOT AVAILABLE | DATA NOT AVAILABLE | DATA NOT AVAILABLE | DATA NOT AVAILABLE | DATA NOT AVAILABLE | DATA NOT AVAILABLE | NO | CONNECTED | 1.1 | 1.1 | 1.158 | 0.024 | 0.025 | 2016-07-29 | DATA NOT AVAILABLE | DATA NOT AVAILABLE | DATA NOT AVAILABLE | DATA NOT AVAILABLE | DATA NOT AVAILABLE | DATA NOT AVAILABLE | DATA NOT AVAILABLE | N | DATA NOT AVAILABLE | DATA NOT AVAILABLE | DATA NOT AVAILABLE | DATA NOT AVAILABLE | DATA NOT AVAILABLE | 2020-09-10
1700052971303 | DATA NOT AVAILABLE | TAODAIL HYDRO LIMITED | DATA NOT AVAILABLE | TAODAIL HYDRO (ATTADALE PH1) | DATA NOT AVAILABLE | STRATHCARRON | ROSS-SHIRE | IV54 8YX | SCOTLAND | 192968 | 840415 | GRUDIE BRIDGE | DATA NOT APPLICABLE | GRUDIE BRIDGE | 33 | SCOTTISH HYDRO ELECTRIC POWER DISTRIBUTION PLC | HYDRO (TO BE CONFIRMED) | HYDRO POWER SYSTEM | NO | DATA NOT AVAILABLE | DATA NOT AVAILABLE | 1.283 | DATA NOT AVAILABLE | DATA NOT AVAILABLE | DATA NOT AVAILABLE | DATA NOT AVAILABLE | DATA NOT AVAILABLE | DATA NOT AVAILABLE | DATA NOT AVAILABLE | DATA NOT AVAILABLE | DATA NOT AVAILABLE | DATA NOT AVAILABLE | DATA NOT AVAILABLE | DATA NOT AVAILABLE | NO | CONNECTED | 1.35 | 1.35 | 1.421 | 0.012 | 0.013 | 2016-09-03 | DATA NOT AVAILABLE | DATA NOT AVAILABLE | DATA NOT AVAILABLE | DATA NOT AVAILABLE | DATA NOT AVAILABLE | DATA NOT AVAILABLE | DATA NOT AVAILABLE | N | DATA NOT AVAILABLE | DATA NOT AVAILABLE | DATA NOT AVAILABLE | DATA NOT AVAILABLE | DATA NOT AVAILABLE | 2020-09-10
1700052974624 | DATA NOT AVAILABLE | KEMPSTONE HILL WIND ENERGY LTD | DATA NOT AVAILABLE | KEMPSTONE HILL WIND | DATA NOT AVAILABLE | STONEHAVEN | KINCARDINESHIRE | AB39 3QE | SCOTLAND | 387089 | 789481 | REDMOSS | DATA NOT APPLICABLE | NEWTONHILL | 11 | SCOTTISH HYDRO ELECTRIC POWER DISTRIBUTION PLC | WIND | ONSHORE WIND TURBINES | NO | DATA NOT AVAILABLE | DATA NOT AVAILABLE | 2.28 | DATA NOT AVAILABLE | DATA NOT AVAILABLE | DATA NOT AVAILABLE | DATA NOT AVAILABLE | DATA NOT AVAILABLE | DATA NOT AVAILABLE | DATA NOT AVAILABLE | DATA NOT AVAILABLE | DATA NOT AVAILABLE | DATA NOT AVAILABLE | DATA NOT AVAILABLE | DATA NOT AVAILABLE | NO | CONNECTED | 2.4 | 2.4 | 2.526 | DATA NOT AVAILABLE | DATA NOT AVAILABLE | 2016-08-26 | DATA NOT AVAILABLE | DATA NOT AVAILABLE | DATA NOT AVAILABLE | DATA NOT AVAILABLE | DATA NOT AVAILABLE | DATA NOT AVAILABLE | DATA NOT AVAILABLE | N | DATA NOT AVAILABLE | DATA NOT AVAILABLE | DATA NOT AVAILABLE | DATA NOT AVAILABLE | DATA NOT AVAILABLE | 2020-09-10
1700052979038 | DATA NOT AVAILABLE | DATA NOT AVAILABLE | COULIN FOREST KINLOCHEWE | COULIN HYDRO 2,3,4 | DATA NOT AVAILABLE | ACHNASHEEN | ROSS-SHIRE | IV22 2ES | SCOTLAND | 200327 | 856267 | GRUDIE BRIDGE | DATA NOT APPLICABLE | GRUDIE BRIDGE | 33 | SCOTTISH HYDRO ELECTRIC POWER DISTRIBUTION PLC | HYDRO (TO BE CONFIRMED) | HYDRO POWER SYSTEM | NO | DATA NOT AVAILABLE | DATA NOT AVAILABLE | 1.135 | DATA NOT AVAILABLE | DATA NOT AVAILABLE | DATA NOT AVAILABLE | DATA NOT AVAILABLE | DATA NOT AVAILABLE | DATA NOT AVAILABLE | DATA NOT AVAILABLE | DATA NOT AVAILABLE | DATA NOT AVAILABLE | DATA NOT AVAILABLE | DATA NOT AVAILABLE | DATA NOT AVAILABLE | NO | CONNECTED | 1.195 | 1.195 | 1.258 | 0.019 | 0.02 | 2017-08-09 | DATA NOT AVAILABLE | DATA NOT AVAILABLE | DATA NOT AVAILABLE | DATA NOT AVAILABLE | DATA NOT AVAILABLE | DATA NOT AVAILABLE | DATA NOT AVAILABLE | N | DATA NOT AVAILABLE | DATA NOT AVAILABLE | DATA NOT AVAILABLE | DATA NOT AVAILABLE | DATA NOT AVAILABLE | 2020-09-10
1700052983805 | 1700052983790 | CANAIRD RIVER COMPANY LTD | LANGWELL LODGE STRATH CANAIRD | LANGWELL ESTATE | LANGWELL HYDRO | NR ULLAPOOL | WESTER ROSS | IV26 2TP | SCOTLAND | 215433 | 902045 | GRUDIE BRIDGE | DATA NOT APPLICABLE | GRUDIE BRIDGE | 33 | SCOTTISH HYDRO ELECTRIC POWER DISTRIBUTION PLC | HYDRO (TO BE CONFIRMED) | HYDRO POWER SYSTEM | NO | DATA NOT AVAILABLE | DATA NOT AVAILABLE | 1.14 | DATA NOT AVAILABLE | DATA NOT AVAILABLE | DATA NOT AVAILABLE | DATA NOT AVAILABLE | DATA NOT AVAILABLE | DATA NOT AVAILABLE | DATA NOT AVAILABLE | DATA NOT AVAILABLE | DATA NOT AVAILABLE | DATA NOT AVAILABLE | DATA NOT AVAILABLE | DATA NOT AVAILABLE | YES | CONNECTED | 1.2 | 1.2 | 1.263 | 0.019 | 0.02 | 2016-11-18 | DATA NOT AVAILABLE | DATA NOT AVAILABLE | DATA NOT AVAILABLE | DATA NOT AVAILABLE | DATA NOT AVAILABLE | DATA NOT AVAILABLE | DATA NOT AVAILABLE | Y | DATA NOT AVAILABLE | DATA NOT AVAILABLE | DATA NOT AVAILABLE | DATA NOT AVAILABLE | DATA NOT AVAILABLE | 2020-09-10
1700053000973 | DATA NOT AVAILABLE | NEVIS RANGE HYDRO COMPANY LTD | DATA NOT AVAILABLE | DATA NOT AVAILABLE | DATA NOT AVAILABLE | FORT WILLIAM | HIGHLAND | PH33 6SQ | SCOTLAND | 216230 | 777868 | FORT WILLIAM | DATA NOT APPLICABLE | INVERLOCHY | 11 | SCOTTISH HYDRO ELECTRIC POWER DISTRIBUTION PLC | HYDRO (TO BE CONFIRMED) | HYDRO POWER SYSTEM | NO | DATA NOT AVAILABLE | DATA NOT AVAILABLE | 1.045 | DATA NOT AVAILABLE | DATA NOT AVAILABLE | DATA NOT AVAILABLE | DATA NOT AVAILABLE | DATA NOT AVAILABLE | DATA NOT AVAILABLE | DATA NOT AVAILABLE | DATA NOT AVAILABLE | DATA NOT AVAILABLE | DATA NOT AVAILABLE | DATA NOT AVAILABLE | DATA NOT AVAILABLE | NO | CONNECTED | 1.1 | 1.1 | 1.158 | 0.323 | 0.34 | 2016-11-01 | DATA NOT AVAILABLE | DATA NOT AVAILABLE | DATA NOT AVAILABLE | DATA NOT AVAILABLE | DATA NOT AVAILABLE | DATA NOT AVAILABLE | DATA NOT AVAILABLE | N | DATA NOT AVAILABLE | DATA NOT AVAILABLE | DATA NOT AVAILABLE | DATA NOT AVAILABLE | DATA NOT AVAILABLE | 2020-09-10
1700053017977 | DATA NOT AVAILABLE | BRUACH CAORAINN HYDRO LIMITED | PORT OF MENTEITH | DATA NOT AVAILABLE | DATA NOT AVAILABLE | STIRLING | STIRLING | FK8 3TG | SCOTLAND | 250166 | 701052 | STRATHLEVEN | DATA NOT APPLICABLE | ABERFOYLE | 11 | SCOTTISH HYDRO ELECTRIC POWER DISTRIBUTION PLC | HYDRO (TO BE CONFIRMED) | HYDRO POWER SYSTEM | NO | DATA NOT AVAILABLE | DATA NOT AVAILABLE | 1.425 | DATA NOT AVAILABLE | DATA NOT AVAILABLE | DATA NOT AVAILABLE | DATA NOT AVAILABLE | DATA NOT AVAILABLE | DATA NOT AVAILABLE | DATA NOT AVAILABLE | DATA NOT AVAILABLE | DATA NOT AVAILABLE | DATA NOT AVAILABLE | DATA NOT AVAILABLE | DATA NOT AVAILABLE | NO | CONNECTED | 1.5 | 1.5 | 1.579 | DATA NOT AVAILABLE | DATA NOT AVAILABLE | 2017-04-27 | DATA NOT AVAILABLE | DATA NOT AVAILABLE | DATA NOT AVAILABLE | DATA NOT AVAILABLE | DATA NOT AVAILABLE | DATA NOT AVAILABLE | DATA NOT AVAILABLE | N | DATA NOT AVAILABLE | DATA NOT AVAILABLE | DATA NOT AVAILABLE | DATA NOT AVAILABLE | DATA NOT AVAILABLE | 2020-09-10
1700053023720 | DATA NOT AVAILABLE | ENRICK GRIDCO LIMITED | CORRIMONY FARM | CORRIMONY HYDRO | DATA NOT AVAILABLE | GLENURQUHART | INVERNESS-SHIRE | IV63 6TW | SCOTLAND | 239228 | 830117 | FASNAKYLE | DATA NOT APPLICABLE | FASNAKYLE GRID | 33 | SCOTTISH HYDRO ELECTRIC POWER DISTRIBUTION PLC | HYDRO (TO BE CONFIRMED) | HYDRO POWER SYSTEM | NO | DATA NOT AVAILABLE | DATA NOT AVAILABLE | 1.354 | DATA NOT AVAILABLE | DATA NOT AVAILABLE | DATA NOT AVAILABLE | DATA NOT AVAILABLE | DATA NOT AVAILABLE | DATA NOT AVAILABLE | DATA NOT AVAILABLE | DATA NOT AVAILABLE | DATA NOT AVAILABLE | DATA NOT AVAILABLE | DATA NOT AVAILABLE | DATA NOT AVAILABLE | NO | CONNECTED | 1.425 | 1.425 | 1.5 | 0.01 | 0.01 | 2017-06-27 | DATA NOT AVAILABLE | DATA NOT AVAILABLE | DATA NOT AVAILABLE | DATA NOT AVAILABLE | DATA NOT AVAILABLE | DATA NOT AVAILABLE | DATA NOT AVAILABLE | N | DATA NOT AVAILABLE | DATA NOT AVAILABLE | DATA NOT AVAILABLE | DATA NOT AVAILABLE | DATA NOT AVAILABLE | 2020-09-10
1700053157354 | DATA NOT AVAILABLE | DATA NOT AVAILABLE | CLADDACH ILLERAY COMMON GRAZINGS NORTH UIST | DATA NOT AVAILABLE | NORTH UIST COMMUNITY WIND GENERATING STA | ISLE OF NORTH UIST | Comhairle nan Eilean Siar | HS6 5EP | SCOTLAND | 78170 | 865588 | ARDMORE GRID | DATA NOT APPLICABLE | CLACHAN | 11 | SCOTTISH HYDRO ELECTRIC POWER DISTRIBUTION PLC | WIND | ONSHORE WIND TURBINES | NO | DATA NOT AVAILABLE | DATA NOT AVAILABLE | 1.71 | DATA NOT AVAILABLE | DATA NOT AVAILABLE | DATA NOT AVAILABLE | DATA NOT AVAILABLE | DATA NOT AVAILABLE | DATA NOT AVAILABLE | DATA NOT AVAILABLE | DATA NOT AVAILABLE | DATA NOT AVAILABLE | DATA NOT AVAILABLE | DATA NOT AVAILABLE | DATA NOT AVAILABLE | NO | CONNECTED | 1.8 | 1.8 | 1.895 | 0.005 | 0.005 | 2019-06-26 | DATA NOT AVAILABLE | DATA NOT AVAILABLE | DATA NOT AVAILABLE | DATA NOT AVAILABLE | DATA NOT AVAILABLE | DATA NOT AVAILABLE | DATA NOT AVAILABLE | N | DATA NOT AVAILABLE | DATA NOT AVAILABLE | DATA NOT AVAILABLE | DATA NOT AVAILABLE | DATA NOT AVAILABLE | 2020-09-10
1700053177537 | DATA NOT AVAILABLE | NATHRACH HYDRO LTD | DATA NOT AVAILABLE | IMPORT | DATA NOT AVAILABLE | KINLOCHLEVEN | HIGHLAND | PH50 4QF | SCOTLAND | 218210 | 762313 | KINLOCHLEVEN | DATA NOT APPLICABLE | KINLOCHLEVEN | 11 | SCOTTISH HYDRO ELECTRIC POWER DISTRIBUTION PLC | HYDRO (TO BE CONFIRMED) | HYDRO POWER SYSTEM | NO | DATA NOT AVAILABLE | DATA NOT AVAILABLE | 1.9 | DATA NOT AVAILABLE | DATA NOT AVAILABLE | DATA NOT AVAILABLE | DATA NOT AVAILABLE | DATA NOT AVAILABLE | DATA NOT AVAILABLE | DATA NOT AVAILABLE | DATA NOT AVAILABLE | DATA NOT AVAILABLE | DATA NOT AVAILABLE | DATA NOT AVAILABLE | DATA NOT AVAILABLE | NO | CONNECTED | 2 | 2 | 2.105 | 0.014 | 0.015 | 2019-07-31 | DATA NOT AVAILABLE | DATA NOT AVAILABLE | DATA NOT AVAILABLE | DATA NOT AVAILABLE | DATA NOT AVAILABLE | DATA NOT AVAILABLE | DATA NOT AVAILABLE | N | DATA NOT AVAILABLE | DATA NOT AVAILABLE | DATA NOT AVAILABLE | DATA NOT AVAILABLE | DATA NOT AVAILABLE | 2020-09-10
2000055856135 | DATA NOT AVAILABLE | REDBRIDGE ROAD SOLAR PARK LIMITED | CROSSWAYS | REDBRIDGE PV | DATA NOT AVAILABLE | DORCHESTER | DORSET | DT2 8DU | ENGLAND | 377720 | 88086 | MANNINGTON GSP | DATA NOT APPLICABLE | WINFRITH HEATH | 11 | SOUTHERN ELECTRIC POWER DISTRIBUTION PLC | SOLAR | PHOTOVOLTAIC | NO | DATA NOT AVAILABLE | DATA NOT AVAILABLE | 5.054 | DATA NOT AVAILABLE | DATA NOT AVAILABLE | DATA NOT AVAILABLE | DATA NOT AVAILABLE | DATA NOT AVAILABLE | DATA NOT AVAILABLE | DATA NOT AVAILABLE | DATA NOT AVAILABLE | DATA NOT AVAILABLE | DATA NOT AVAILABLE | DATA NOT AVAILABLE | DATA NOT AVAILABLE | NO | CONNECTED | 5.32 | 5.32 | 5.6 | 0.048 | 0.05 | 2014-03-13 | DATA NOT AVAILABLE | DATA NOT AVAILABLE | DATA NOT AVAILABLE | DATA NOT AVAILABLE | DATA NOT AVAILABLE | DATA NOT AVAILABLE | DATA NOT AVAILABLE | N | DATA NOT AVAILABLE | DATA NOT AVAILABLE | DATA NOT AVAILABLE | DATA NOT AVAILABLE | DATA NOT AVAILABLE | 2020-09-10
2000055893953 | DATA NOT AVAILABLE | DATA NOT AVAILABLE | MIDDLE WALLOP | SAXLEY FARMHOUSE | DATA NOT AVAILABLE | ANDOVER | HAMPSHIRE | SP11 7PG | ENGLAND | 432525 | 140299 | MELKSHAM GSP | ANDOVER | MIDDLE WALLOP | 11 | SOUTHERN ELECTRIC POWER DISTRIBUTION PLC | SOLAR | PHOTOVOLTAIC | NO | DATA NOT AVAILABLE | DATA NOT AVAILABLE | 4.18 | DATA NOT AVAILABLE | DATA NOT AVAILABLE | DATA NOT AVAILABLE | DATA NOT AVAILABLE | DATA NOT AVAILABLE | DATA NOT AVAILABLE | DATA NOT AVAILABLE | DATA NOT AVAILABLE | DATA NOT AVAILABLE | DATA NOT AVAILABLE | DATA NOT AVAILABLE | DATA NOT AVAILABLE | NO | CONNECTED | 4.4 | 4.4 | 4.632 | DATA NOT AVAILABLE | DATA NOT AVAILABLE | 2014-09-17 | DATA NOT AVAILABLE | DATA NOT AVAILABLE | DATA NOT AVAILABLE | DATA NOT AVAILABLE | DATA NOT AVAILABLE | DATA NOT AVAILABLE | DATA NOT AVAILABLE | N | DATA NOT AVAILABLE | DATA NOT AVAILABLE | DATA NOT AVAILABLE | DATA NOT AVAILABLE | DATA NOT AVAILABLE | 2020-09-10
2000055917540 | DATA NOT AVAILABLE | S O POWER GENERATION LIMITED | CHALGROVE | LANGLEY HALL | LANGLEY HALL SOLAR PARK | OXFORD | OXFORDSHIRE | OX44 7SL | ENGLAND | 463141 | 196958 | COWLEY GSP | COWLEY LOCAL | BERINSFIELD | 11 | SOUTHERN ELECTRIC POWER DISTRIBUTION PLC | SOLAR | PHOTOVOLTAIC | NO | DATA NOT AVAILABLE | DATA NOT AVAILABLE | 1.9 | DATA NOT AVAILABLE | DATA NOT AVAILABLE | DATA NOT AVAILABLE | DATA NOT AVAILABLE | DATA NOT AVAILABLE | DATA NOT AVAILABLE | DATA NOT AVAILABLE | DATA NOT AVAILABLE | DATA NOT AVAILABLE | DATA NOT AVAILABLE | DATA NOT AVAILABLE | DATA NOT AVAILABLE | NO | CONNECTED | 2 | 2 | 2.105 | DATA NOT AVAILABLE | DATA NOT AVAILABLE | 2014-03-28 | DATA NOT AVAILABLE | DATA NOT AVAILABLE | DATA NOT AVAILABLE | DATA NOT AVAILABLE | DATA NOT AVAILABLE | DATA NOT AVAILABLE | DATA NOT AVAILABLE | N | DATA NOT AVAILABLE | DATA NOT AVAILABLE | DATA NOT AVAILABLE | DATA NOT AVAILABLE | DATA NOT AVAILABLE | 2020-09-10
2000055978056 | DATA NOT AVAILABLE | DATA NOT AVAILABLE | WOOL | NORTH OF WOOLBRIDGE MANOR HSE | WOOLBRIDGE SOLAR FARM | WAREHAM | DORSET | BH20 6HQ | ENGLAND | 384404 | 87204 | MANNINGTON GSP | WAREHAM | BOVINGTON | 11 | SOUTHERN ELECTRIC POWER DISTRIBUTION PLC | SOLAR | PHOTOVOLTAIC | NO | DATA NOT AVAILABLE | DATA NOT AVAILABLE | 4.75 | DATA NOT AVAILABLE | DATA NOT AVAILABLE | DATA NOT AVAILABLE | DATA NOT AVAILABLE | DATA NOT AVAILABLE | DATA NOT AVAILABLE | DATA NOT AVAILABLE | DATA NOT AVAILABLE | DATA NOT AVAILABLE | DATA NOT AVAILABLE | DATA NOT AVAILABLE | DATA NOT AVAILABLE | NO | CONNECTED | 5 | 5 | 5.263 | DATA NOT AVAILABLE | DATA NOT AVAILABLE | 2014-06-12 | DATA NOT AVAILABLE | DATA NOT AVAILABLE | DATA NOT AVAILABLE | DATA NOT AVAILABLE | DATA NOT AVAILABLE | DATA NOT AVAILABLE | DATA NOT AVAILABLE | N | DATA NOT AVAILABLE | DATA NOT AVAILABLE | DATA NOT AVAILABLE | DATA NOT AVAILABLE | DATA NOT AVAILABLE | 2020-09-10
2000055982442 | DATA NOT AVAILABLE | BILSHAM SOLAR FARM PHASE 1 | DATA NOT AVAILABLE | PHASE 1 | BILSHAM FARM | ARUNDEL | WEST SUSSEX | BN18 0JX | ENGLAND | 497222 | 102074 | LOVEDEAN GSP | CHICHESTER | BILSHAM | 11 | SOUTHERN ELECTRIC POWER DISTRIBUTION PLC | SOLAR | PHOTOVOLTAIC | NO | DATA NOT AVAILABLE | DATA NOT AVAILABLE | 7.125 | DATA NOT AVAILABLE | DATA NOT AVAILABLE | DATA NOT AVAILABLE | DATA NOT AVAILABLE | DATA NOT AVAILABLE | DATA NOT AVAILABLE | DATA NOT AVAILABLE | DATA NOT AVAILABLE | DATA NOT AVAILABLE | DATA NOT AVAILABLE | DATA NOT AVAILABLE | DATA NOT AVAILABLE | NO | CONNECTED | 10 | 10 | 10.526 | DATA NOT AVAILABLE | DATA NOT AVAILABLE | DATA NOT AVAILABLE | DATA NOT AVAILABLE | DATA NOT AVAILABLE | DATA NOT AVAILABLE | DATA NOT AVAILABLE | DATA NOT AVAILABLE | DATA NOT AVAILABLE | DATA NOT AVAILABLE | N | DATA NOT AVAILABLE | DATA NOT AVAILABLE | DATA NOT AVAILABLE | DATA NOT AVAILABLE | DATA NOT AVAILABLE | 2020-09-10
2000055982460 | DATA NOT AVAILABLE | BILSHAM SOLAR FARM PHASE 2 | DATA NOT AVAILABLE | PHASE 2 | BILSHAM FARM | ARUNDEL | WEST SUSSEX | BN18 0JX | ENGLAND | 497222 | 102074 | LOVEDEAN GSP | CHICHESTER | BILSHAM | 11 | SOUTHERN ELECTRIC POWER DISTRIBUTION PLC | SOLAR | PHOTOVOLTAIC | NO | DATA NOT AVAILABLE | DATA NOT AVAILABLE | 2.375 | DATA NOT AVAILABLE | DATA NOT AVAILABLE | DATA NOT AVAILABLE | DATA NOT AVAILABLE | DATA NOT AVAILABLE | DATA NOT AVAILABLE | DATA NOT AVAILABLE | DATA NOT AVAILABLE | DATA NOT AVAILABLE | DATA NOT AVAILABLE | DATA NOT AVAILABLE | DATA NOT AVAILABLE | NO | CONNECTED | 10 | 10 | 10.526 | DATA NOT AVAILABLE | DATA NOT AVAILABLE | DATA NOT AVAILABLE | DATA NOT AVAILABLE | DATA NOT AVAILABLE | DATA NOT AVAILABLE | DATA NOT AVAILABLE | DATA NOT AVAILABLE | DATA NOT AVAILABLE | DATA NOT AVAILABLE | N | DATA NOT AVAILABLE | DATA NOT AVAILABLE | DATA NOT AVAILABLE | DATA NOT AVAILABLE | DATA NOT AVAILABLE | 2020-09-10
2000055993843 | DATA NOT AVAILABLE | HOPTON PV LTD | HOPTON ROAD | HOPTON PV | DATA NOT AVAILABLE | DEVIZES | WILTSHIRE | SN10 2EH | ENGLAND | 402413 | 163259 | MELKSHAM GSP | NORRINGTON | DEVIZES | 11 | SOUTHERN ELECTRIC POWER DISTRIBUTION PLC | SOLAR | PHOTOVOLTAIC | NO | DATA NOT AVAILABLE | DATA NOT AVAILABLE | 1.235 | DATA NOT AVAILABLE | DATA NOT AVAILABLE | DATA NOT AVAILABLE | DATA NOT AVAILABLE | DATA NOT AVAILABLE | DATA NOT AVAILABLE | DATA NOT AVAILABLE | DATA NOT AVAILABLE | DATA NOT AVAILABLE | DATA NOT AVAILABLE | DATA NOT AVAILABLE | DATA NOT AVAILABLE | NO | CONNECTED | 1.3 | 1.3 | 1.368 | 0.048 | 0.05 | 2014-06-04 | DATA NOT AVAILABLE | DATA NOT AVAILABLE | DATA NOT AVAILABLE | DATA NOT AVAILABLE | DATA NOT AVAILABLE | DATA NOT AVAILABLE | DATA NOT AVAILABLE | N | DATA NOT AVAILABLE | DATA NOT AVAILABLE | DATA NOT AVAILABLE | DATA NOT AVAILABLE | DATA NOT AVAILABLE | 2020-09-10
2000056007095 | DATA NOT AVAILABLE | ANDOVER SOLAR PARK LIMITED | DATA NOT AVAILABLE | RED POST LANE | FORMER ANDOVER AIRFIELD | ANDOVER | HAMPSHIRE | SP11 8DB | ENGLAND | 432315 | 145623 | MELKSHAM GSP | ANDOVER | PORTWAY | 11 | SOUTHERN ELECTRIC POWER DISTRIBUTION PLC | SOLAR | PHOTOVOLTAIC | NO | DATA NOT AVAILABLE | DATA NOT AVAILABLE | 2.423 | DATA NOT AVAILABLE | DATA NOT AVAILABLE | DATA NOT AVAILABLE | DATA NOT AVAILABLE | DATA NOT AVAILABLE | DATA NOT AVAILABLE | DATA NOT AVAILABLE | DATA NOT AVAILABLE | DATA NOT AVAILABLE | DATA NOT AVAILABLE | DATA NOT AVAILABLE | DATA NOT AVAILABLE | NO | CONNECTED | 2.4 | 2.4 | 2.526 | DATA NOT AVAILABLE | DATA NOT AVAILABLE | 2014-08-20 | DATA NOT AVAILABLE | DATA NOT AVAILABLE | DATA NOT AVAILABLE | DATA NOT AVAILABLE | DATA NOT AVAILABLE | DATA NOT AVAILABLE | DATA NOT AVAILABLE | N | DATA NOT AVAILABLE | DATA NOT AVAILABLE | DATA NOT AVAILABLE | DATA NOT AVAILABLE | DATA NOT AVAILABLE | 2020-09-10
2000056046280 | DATA NOT AVAILABLE | SUEZ RECYCLING AND RECOVERY UK LTD | DATA NOT AVAILABLE | CHARLTON LANE WASTE MANAGEMENT | CHARLTON LANE ECO PARK | SHEPPERTON | MIDDLESEX | TW17 8QA | ENGLAND | 508510 | 168498 | LALEHAM | STAINES | SUNBURY CROSS | 11 | SOUTHERN ELECTRIC POWER DISTRIBUTION PLC | OTHER | OTHER | NO | DATA NOT AVAILABLE | DATA NOT AVAILABLE | 1.615 | DATA NOT AVAILABLE | DATA NOT AVAILABLE | DATA NOT AVAILABLE | DATA NOT AVAILABLE | DATA NOT AVAILABLE | DATA NOT AVAILABLE | DATA NOT AVAILABLE | DATA NOT AVAILABLE | DATA NOT AVAILABLE | DATA NOT AVAILABLE | DATA NOT AVAILABLE | DATA NOT AVAILABLE | NO | CONNECTED | 1.7 | 1.7 | 1.789 | 0.475 | 0.5 | 2016-02-10 | DATA NOT AVAILABLE | DATA NOT AVAILABLE | DATA NOT AVAILABLE | DATA NOT AVAILABLE | DATA NOT AVAILABLE | DATA NOT AVAILABLE | DATA NOT AVAILABLE | N | DATA NOT AVAILABLE | DATA NOT AVAILABLE | DATA NOT AVAILABLE | DATA NOT AVAILABLE | DATA NOT AVAILABLE | 2020-09-10
2000056046387 | DATA NOT AVAILABLE | SUEZ RECYCLING AND RECOVERY UK LTD | DATA NOT AVAILABLE | CHARLTON LANE WASTE MANAGEMENT | CHARLTON LANE ECO PARK | SHEPPERTON | MIDDLESEX | TW17 8QA | ENGLAND | 508510 | 168498 | LALEHAM | STAINES | SUNBURY CROSS | 11 | SOUTHERN ELECTRIC POWER DISTRIBUTION PLC | WASTE | DATA NOT AVAILABLE | NO | DATA NOT AVAILABLE | DATA NOT AVAILABLE | 3.515 | DATA NOT AVAILABLE | DATA NOT AVAILABLE | DATA NOT AVAILABLE | DATA NOT AVAILABLE | DATA NOT AVAILABLE | DATA NOT AVAILABLE | DATA NOT AVAILABLE | DATA NOT AVAILABLE | DATA NOT AVAILABLE | DATA NOT AVAILABLE | DATA NOT AVAILABLE | DATA NOT AVAILABLE | NO | CONNECTED | 3.7 | 3.7 | 3.895 | 0.475 | 0.5 | 2016-07-04 | DATA NOT AVAILABLE | DATA NOT AVAILABLE | DATA NOT AVAILABLE | DATA NOT AVAILABLE | DATA NOT AVAILABLE | DATA NOT AVAILABLE | DATA NOT AVAILABLE | N | DATA NOT AVAILABLE | DATA NOT AVAILABLE | DATA NOT AVAILABLE | DATA NOT AVAILABLE | DATA NOT AVAILABLE | 2020-09-10
2000056130212 | DATA NOT AVAILABLE | DATA NOT AVAILABLE | BROAD TOWN | GOLDBOROUGH FARM | DATA NOT AVAILABLE | SWINDON | WILTSHIRE | SN4 7QX | ENGLAND | 408055 | 180334 | MINETY GSP | SWINDON | WOOTTON BASSETT | 11 | SOUTHERN ELECTRIC POWER DISTRIBUTION PLC | SOLAR | PHOTOVOLTAIC | NO | DATA NOT AVAILABLE | DATA NOT AVAILABLE | 4.75 | DATA NOT AVAILABLE | DATA NOT AVAILABLE | DATA NOT AVAILABLE | DATA NOT AVAILABLE | DATA NOT AVAILABLE | DATA NOT AVAILABLE | DATA NOT AVAILABLE | DATA NOT AVAILABLE | DATA NOT AVAILABLE | DATA NOT AVAILABLE | DATA NOT AVAILABLE | DATA NOT AVAILABLE | NO | CONNECTED | 5 | 5 | 5.263 | DATA NOT AVAILABLE | DATA NOT AVAILABLE | 2017-05-04 | DATA NOT AVAILABLE | DATA NOT AVAILABLE | DATA NOT AVAILABLE | DATA NOT AVAILABLE | DATA NOT AVAILABLE | DATA NOT AVAILABLE | DATA NOT AVAILABLE | N | DATA NOT AVAILABLE | DATA NOT AVAILABLE | DATA NOT AVAILABLE | DATA NOT AVAILABLE | DATA NOT AVAILABLE | 2020-09-10
2000056195594 | DATA NOT AVAILABLE | DATA NOT AVAILABLE | BURGHFIELD | PIERCES FARM PV | DATA NOT AVAILABLE | READING | BERKSHIRE | RG7 3AH | ENGLAND | 468051 | 166448 | BRAMLEY (FLEE) | BURGHFIELD RESERVE | TRASH GREEN | 11 | SOUTHERN ELECTRIC POWER DISTRIBUTION PLC | SOLAR | PHOTOVOLTAIC | NO | DATA NOT AVAILABLE | DATA NOT AVAILABLE | 1.52 | DATA NOT AVAILABLE | DATA NOT AVAILABLE | DATA NOT AVAILABLE | DATA NOT AVAILABLE | DATA NOT AVAILABLE | DATA NOT AVAILABLE | DATA NOT AVAILABLE | DATA NOT AVAILABLE | DATA NOT AVAILABLE | DATA NOT AVAILABLE | DATA NOT AVAILABLE | DATA NOT AVAILABLE | NO | CONNECTED | 1.6 | 1.6 | 1.684 | DATA NOT AVAILABLE | DATA NOT AVAILABLE | DATA NOT AVAILABLE | DATA NOT AVAILABLE | DATA NOT AVAILABLE | DATA NOT AVAILABLE | DATA NOT AVAILABLE | DATA NOT AVAILABLE | DATA NOT AVAILABLE | DATA NOT AVAILABLE | N | DATA NOT AVAILABLE | DATA NOT AVAILABLE | DATA NOT AVAILABLE | DATA NOT AVAILABLE | DATA NOT AVAILABLE | 2020-09-10
2000056213418 | DATA NOT AVAILABLE | SOLEIN ROOKERY LTD | DATA NOT AVAILABLE | LAND NORTH OF MIDDLETON-ON-SEA | ROOKERY FARM | BOGNOR REGIS | WEST SUSSEX | PO22 8NN | ENGLAND | 496215 | 101244 | LOVEDEAN GSP | CHICHESTER | BILSHAM | 11 | SOUTHERN ELECTRIC POWER DISTRIBUTION PLC | SOLAR | PHOTOVOLTAIC | NO | DATA NOT AVAILABLE | DATA NOT AVAILABLE | 2.85 | DATA NOT AVAILABLE | DATA NOT AVAILABLE | DATA NOT AVAILABLE | DATA NOT AVAILABLE | DATA NOT AVAILABLE | DATA NOT AVAILABLE | DATA NOT AVAILABLE | DATA NOT AVAILABLE | DATA NOT AVAILABLE | DATA NOT AVAILABLE | DATA NOT AVAILABLE | DATA NOT AVAILABLE | NO | CONNECTED | 3 | 3 | 3.158 | DATA NOT AVAILABLE | DATA NOT AVAILABLE | 2015-03-29 | DATA NOT AVAILABLE | DATA NOT AVAILABLE | DATA NOT AVAILABLE | DATA NOT AVAILABLE | DATA NOT AVAILABLE | DATA NOT AVAILABLE | DATA NOT AVAILABLE | N | DATA NOT AVAILABLE | DATA NOT AVAILABLE | DATA NOT AVAILABLE | DATA NOT AVAILABLE | DATA NOT AVAILABLE | 2020-09-10
2000056221872 | DATA NOT AVAILABLE | HALE FARM SOLAR LTD | ADMISTON | HALE FARM PV GENERATION | DATA NOT AVAILABLE | SALISBURY | WILTSHIRE | SP4 0AW | ENGLAND | 419461 | 137939 | MELKSHAM GSP | AMESBURY | BOSCOMBE DOWN | 11 | SOUTHERN ELECTRIC POWER DISTRIBUTION PLC | SOLAR | PHOTOVOLTAIC | NO | DATA NOT AVAILABLE | DATA NOT AVAILABLE | 4.75 | DATA NOT AVAILABLE | DATA NOT AVAILABLE | DATA NOT AVAILABLE | DATA NOT AVAILABLE | DATA NOT AVAILABLE | DATA NOT AVAILABLE | DATA NOT AVAILABLE | DATA NOT AVAILABLE | DATA NOT AVAILABLE | DATA NOT AVAILABLE | DATA NOT AVAILABLE | DATA NOT AVAILABLE | NO | CONNECTED | 10 | 10 | 10.526 | DATA NOT AVAILABLE | DATA NOT AVAILABLE | 2015-03-30 | DATA NOT AVAILABLE | DATA NOT AVAILABLE | DATA NOT AVAILABLE | DATA NOT AVAILABLE | DATA NOT AVAILABLE | DATA NOT AVAILABLE | DATA NOT AVAILABLE | N | DATA NOT AVAILABLE | DATA NOT AVAILABLE | DATA NOT AVAILABLE | DATA NOT AVAILABLE | DATA NOT AVAILABLE | 2020-09-10
2000056282796 | DATA NOT AVAILABLE | WADSWICK SOLAR PARK | DATA NOT AVAILABLE | MANOR FARM PV | DATA NOT AVAILABLE | CORSHAM | WILTSHIRE | SN13 8JB | ENGLAND | 384503 | 167924 | MELKSHAM GSP | NORRINGTON | SPRING QUARRY WEST | 11 | SOUTHERN ELECTRIC POWER DISTRIBUTION PLC | SOLAR | PHOTOVOLTAIC | NO | DATA NOT AVAILABLE | DATA NOT AVAILABLE | 6.65 | DATA NOT AVAILABLE | DATA NOT AVAILABLE | DATA NOT AVAILABLE | DATA NOT AVAILABLE | DATA NOT AVAILABLE | DATA NOT AVAILABLE | DATA NOT AVAILABLE | DATA NOT AVAILABLE | DATA NOT AVAILABLE | DATA NOT AVAILABLE | DATA NOT AVAILABLE | DATA NOT AVAILABLE | NO | CONNECTED | 7 | 7 | 7.368 | DATA NOT AVAILABLE | DATA NOT AVAILABLE | 2015-08-19 | DATA NOT AVAILABLE | DATA NOT AVAILABLE | DATA NOT AVAILABLE | DATA NOT AVAILABLE | DATA NOT AVAILABLE | DATA NOT AVAILABLE | DATA NOT AVAILABLE | N | DATA NOT AVAILABLE | DATA NOT AVAILABLE | DATA NOT AVAILABLE | DATA NOT AVAILABLE | DATA NOT AVAILABLE | 2020-09-10
2000056309621 | DATA NOT AVAILABLE | SSB WRAYSBURY LIMITED | WRAYSBURY | WRAYSBURY PV | DATA NOT AVAILABLE | STAINES-UPON-THAMES | MIDDLESEX | DATA NOT AVAILABLE | ENGLAND | DATA NOT AVAILABLE | DATA NOT AVAILABLE | LALEHAM | STAINES | CAUSEWAY | 11 | SOUTHERN ELECTRIC POWER DISTRIBUTION PLC | SOLAR | PHOTOVOLTAIC | NO | DATA NOT AVAILABLE | DATA NOT AVAILABLE | 2.47 | DATA NOT AVAILABLE | DATA NOT AVAILABLE | DATA NOT AVAILABLE | DATA NOT AVAILABLE | DATA NOT AVAILABLE | DATA NOT AVAILABLE | DATA NOT AVAILABLE | DATA NOT AVAILABLE | DATA NOT AVAILABLE | DATA NOT AVAILABLE | DATA NOT AVAILABLE | DATA NOT AVAILABLE | NO | CONNECTED | 2.6 | 2.6 | 2.737 | DATA NOT AVAILABLE | DATA NOT AVAILABLE | 2017-03-17 | DATA NOT AVAILABLE | DATA NOT AVAILABLE | DATA NOT AVAILABLE | DATA NOT AVAILABLE | DATA NOT AVAILABLE | DATA NOT AVAILABLE | DATA NOT AVAILABLE | N | DATA NOT AVAILABLE | DATA NOT AVAILABLE | DATA NOT AVAILABLE | DATA NOT AVAILABLE | DATA NOT AVAILABLE | 2020-09-10
2000056329585 | DATA NOT AVAILABLE | NEWLANDS FARM SOLAR PARK LTD | CHICKERELL | NEWLANDS PV | DATA NOT AVAILABLE | WEYMOUTH | DORSET | DT3 4BG | ENGLAND | 365257 | 81425 | CHICKERELL GSP | CHICKERELL | CHICKERELL | 11 | SOUTHERN ELECTRIC POWER DISTRIBUTION PLC | SOLAR | PHOTOVOLTAIC | NO | DATA NOT AVAILABLE | DATA NOT AVAILABLE | 4.532 | DATA NOT AVAILABLE | DATA NOT AVAILABLE | DATA NOT AVAILABLE | DATA NOT AVAILABLE | DATA NOT AVAILABLE | DATA NOT AVAILABLE | DATA NOT AVAILABLE | DATA NOT AVAILABLE | DATA NOT AVAILABLE | DATA NOT AVAILABLE | DATA NOT AVAILABLE | DATA NOT AVAILABLE | NO | CONNECTED | 4.77 | 4.77 | 5.021 | DATA NOT AVAILABLE | DATA NOT AVAILABLE | 2015-10-02 | DATA NOT AVAILABLE | DATA NOT AVAILABLE | DATA NOT AVAILABLE | DATA NOT AVAILABLE | DATA NOT AVAILABLE | DATA NOT AVAILABLE | DATA NOT AVAILABLE | N | DATA NOT AVAILABLE | DATA NOT AVAILABLE | DATA NOT AVAILABLE | DATA NOT AVAILABLE | DATA NOT AVAILABLE | 2020-09-10
2000056358841 | DATA NOT AVAILABLE | PHEVOS LTD | CHOLSEY | WALLINGFORD PV | DATA NOT AVAILABLE | WALLINGFORD | OXFORDSHIRE | OX10 9HA | ENGLAND | 460219 | 187813 | COWLEY GSP | COWLEY LOCAL | WALLINGFORD | 11 | SOUTHERN ELECTRIC POWER DISTRIBUTION PLC | SOLAR | PHOTOVOLTAIC | NO | DATA NOT AVAILABLE | DATA NOT AVAILABLE | 1.292 | DATA NOT AVAILABLE | DATA NOT AVAILABLE | DATA NOT AVAILABLE | DATA NOT AVAILABLE | DATA NOT AVAILABLE | DATA NOT AVAILABLE | DATA NOT AVAILABLE | DATA NOT AVAILABLE | DATA NOT AVAILABLE | DATA NOT AVAILABLE | DATA NOT AVAILABLE | DATA NOT AVAILABLE | NO | CONNECTED | 1.36 | 1.36 | 1.432 | DATA NOT AVAILABLE | DATA NOT AVAILABLE | 2015-08-26 | DATA NOT AVAILABLE | DATA NOT AVAILABLE | DATA NOT AVAILABLE | DATA NOT AVAILABLE | DATA NOT AVAILABLE | DATA NOT AVAILABLE | DATA NOT AVAILABLE | N | DATA NOT AVAILABLE | DATA NOT AVAILABLE | DATA NOT AVAILABLE | DATA NOT AVAILABLE | DATA NOT AVAILABLE | 2020-09-10
2000056389255 | DATA NOT AVAILABLE | WEST SUSSEX COUNTY COUNCIL | TANGMERE | TANGMERE SOLAR PARK | DATA NOT AVAILABLE | CHICHESTER | WEST SUSSEX | PO20 2GB | ENGLAND | 490897 | 106464 | LOVEDEAN GSP | CHICHESTER | CHICHESTER | 11 | SOUTHERN ELECTRIC POWER DISTRIBUTION PLC | SOLAR | PHOTOVOLTAIC | NO | DATA NOT AVAILABLE | DATA NOT AVAILABLE | 3.8 | DATA NOT AVAILABLE | DATA NOT AVAILABLE | DATA NOT AVAILABLE | DATA NOT AVAILABLE | DATA NOT AVAILABLE | DATA NOT AVAILABLE | DATA NOT AVAILABLE | DATA NOT AVAILABLE | DATA NOT AVAILABLE | DATA NOT AVAILABLE | DATA NOT AVAILABLE | DATA NOT AVAILABLE | NO | CONNECTED | 4 | 4 | 4.211 | DATA NOT AVAILABLE | DATA NOT AVAILABLE | 2016-02-23 | DATA NOT AVAILABLE | DATA NOT AVAILABLE | DATA NOT AVAILABLE | DATA NOT AVAILABLE | DATA NOT AVAILABLE | DATA NOT AVAILABLE | DATA NOT AVAILABLE | N | DATA NOT AVAILABLE | DATA NOT AVAILABLE | DATA NOT AVAILABLE | DATA NOT AVAILABLE | DATA NOT AVAILABLE | 2020-09-10
2000056402687 | DATA NOT AVAILABLE | OVERTON SOLAR FARM LTD | OVERTON | NORTHINGTON FARM PV | DATA NOT AVAILABLE | BASINGSTOKE | HAMPSHIRE | RG25 3DJ | ENGLAND | 450178 | 149517 | BRAMLEY (BASI) | BASINGSTOKE | OVERTON | 11 | SOUTHERN ELECTRIC POWER DISTRIBUTION PLC | SOLAR | PHOTOVOLTAIC | NO | DATA NOT AVAILABLE | DATA NOT AVAILABLE | 3.04 | DATA NOT AVAILABLE | DATA NOT AVAILABLE | DATA NOT AVAILABLE | DATA NOT AVAILABLE | DATA NOT AVAILABLE | DATA NOT AVAILABLE | DATA NOT AVAILABLE | DATA NOT AVAILABLE | DATA NOT AVAILABLE | DATA NOT AVAILABLE | DATA NOT AVAILABLE | DATA NOT AVAILABLE | NO | CONNECTED | 3.2 | 3.2 | 3.368 | 0.143 | 0.15 | 2015-12-18 | DATA NOT AVAILABLE | DATA NOT AVAILABLE | DATA NOT AVAILABLE | DATA NOT AVAILABLE | DATA NOT AVAILABLE | DATA NOT AVAILABLE | DATA NOT AVAILABLE | N | DATA NOT AVAILABLE | DATA NOT AVAILABLE | DATA NOT AVAILABLE | DATA NOT AVAILABLE | DATA NOT AVAILABLE | 2020-09-10
2000056488531 | DATA NOT AVAILABLE | MANOR FARM PARK LIMITED | SHRIPNEY | MANOR FARM PHASE 2 | DATA NOT AVAILABLE | BOGNOR REGIS | WEST SUSSEX | PO22 9UP | ENGLAND | 493499 | 102153 | LOVEDEAN GSP | CHICHESTER | MANOR FARM SHRIPNEY PV | 33 | SOUTHERN ELECTRIC POWER DISTRIBUTION PLC | SOLAR | PHOTOVOLTAIC | NO | DATA NOT AVAILABLE | DATA NOT AVAILABLE | 7.6 | DATA NOT AVAILABLE | DATA NOT AVAILABLE | DATA NOT AVAILABLE | DATA NOT AVAILABLE | DATA NOT AVAILABLE | DATA NOT AVAILABLE | DATA NOT AVAILABLE | DATA NOT AVAILABLE | DATA NOT AVAILABLE | DATA NOT AVAILABLE | DATA NOT AVAILABLE | DATA NOT AVAILABLE | NO | CONNECTED | 8 | 8 | 8.421 | DATA NOT AVAILABLE | DATA NOT AVAILABLE | 2016-02-18 | DATA NOT AVAILABLE | DATA NOT AVAILABLE | DATA NOT AVAILABLE | DATA NOT AVAILABLE | DATA NOT AVAILABLE | DATA NOT AVAILABLE | DATA NOT AVAILABLE | N | DATA NOT AVAILABLE | DATA NOT AVAILABLE | DATA NOT AVAILABLE | DATA NOT AVAILABLE | DATA NOT AVAILABLE | 2020-09-10
2000056497536 | DATA NOT AVAILABLE | DATA NOT AVAILABLE | DATA NOT AVAILABLE | BEECH FARM SOLAR PARK | DATA NOT AVAILABLE | SWINDON | WILTSHIRE | SN6 7SE | ENGLAND | 417999 | 190239 | MINETY GSP | STRATTON | STANTON FITZWARREN | 11 | SOUTHERN ELECTRIC POWER DISTRIBUTION PLC | SOLAR | PHOTOVOLTAIC | NO | DATA NOT AVAILABLE | DATA NOT AVAILABLE | 3.325 | DATA NOT AVAILABLE | DATA NOT AVAILABLE | DATA NOT AVAILABLE | DATA NOT AVAILABLE | DATA NOT AVAILABLE | DATA NOT AVAILABLE | DATA NOT AVAILABLE | DATA NOT AVAILABLE | DATA NOT AVAILABLE | DATA NOT AVAILABLE | DATA NOT AVAILABLE | DATA NOT AVAILABLE | NO | CONNECTED | 3.5 | 3.5 | 3.684 | DATA NOT AVAILABLE | DATA NOT AVAILABLE | DATA NOT AVAILABLE | DATA NOT AVAILABLE | DATA NOT AVAILABLE | DATA NOT AVAILABLE | DATA NOT AVAILABLE | DATA NOT AVAILABLE | DATA NOT AVAILABLE | DATA NOT AVAILABLE | N | DATA NOT AVAILABLE | DATA NOT AVAILABLE | DATA NOT AVAILABLE | DATA NOT AVAILABLE | DATA NOT AVAILABLE | 2020-09-10
2000056839619 | DATA NOT AVAILABLE | NEXTENERGY SOLAR HOLDINGS VI LIMITED | STALBRIDGE | DATA NOT AVAILABLE | STALBRIDGE SOLAR PARK LIMITED | STALBRIDGE | DORSET | DT10 2RR | ENGLAND | 373121 | 118179 | AXMINSTER | YEOVIL | HENSTRIDGE | 11 | SOUTHERN ELECTRIC POWER DISTRIBUTION PLC | SOLAR | PHOTOVOLTAIC | NO | DATA NOT AVAILABLE | DATA NOT AVAILABLE | 3.924 | DATA NOT AVAILABLE | DATA NOT AVAILABLE | DATA NOT AVAILABLE | DATA NOT AVAILABLE | DATA NOT AVAILABLE | DATA NOT AVAILABLE | DATA NOT AVAILABLE | DATA NOT AVAILABLE | DATA NOT AVAILABLE | DATA NOT AVAILABLE | DATA NOT AVAILABLE | DATA NOT AVAILABLE | NO | CONNECTED | 4.13 | 4.13 | 4.347 | DATA NOT AVAILABLE | DATA NOT AVAILABLE | 2017-03-29 | DATA NOT AVAILABLE | DATA NOT AVAILABLE | DATA NOT AVAILABLE | DATA NOT AVAILABLE | DATA NOT AVAILABLE | DATA NOT AVAILABLE | DATA NOT AVAILABLE | N | DATA NOT AVAILABLE | DATA NOT AVAILABLE | DATA NOT AVAILABLE | DATA NOT AVAILABLE | DATA NOT AVAILABLE | 2020-09-10
2000056850037 | DATA NOT AVAILABLE | NEXTENERGY SOLAR HOLDINGS VI LIMITED | WALTHAM CHASE | FOREST FARM PV | DATA NOT AVAILABLE | WALTHAM CHASE | SOUTHAMPTON | SO32 2LL | ENGLAND | 456113 | 116238 | BOTLEY WOOD GSP | NETLEY COMMON | BISHOPS WALTHAM | 11 | SOUTHERN ELECTRIC POWER DISTRIBUTION PLC | SOLAR | PHOTOVOLTAIC | NO | DATA NOT AVAILABLE | DATA NOT AVAILABLE | 2.375 | DATA NOT AVAILABLE | DATA NOT AVAILABLE | DATA NOT AVAILABLE | DATA NOT AVAILABLE | DATA NOT AVAILABLE | DATA NOT AVAILABLE | DATA NOT AVAILABLE | DATA NOT AVAILABLE | DATA NOT AVAILABLE | DATA NOT AVAILABLE | DATA NOT AVAILABLE | DATA NOT AVAILABLE | NO | CONNECTED | 2.5 | 2.5 | 2.632 | DATA NOT AVAILABLE | DATA NOT AVAILABLE | 2018-10-01 | DATA NOT AVAILABLE | DATA NOT AVAILABLE | DATA NOT AVAILABLE | DATA NOT AVAILABLE | DATA NOT AVAILABLE | DATA NOT AVAILABLE | DATA NOT AVAILABLE | N | DATA NOT AVAILABLE | DATA NOT AVAILABLE | DATA NOT AVAILABLE | DATA NOT AVAILABLE | DATA NOT AVAILABLE | 2020-09-10
2000056851661 | DATA NOT AVAILABLE | BROADLEY ENERGY LTD | FUNTINGTON | BROADLEY COPSE CHP | DATA NOT AVAILABLE | CHICHESTER | WEST SUSSEX | PO18 9DA | ENGLAND | 480780 | 108253 | LOVEDEAN GSP | HUNSTON | ASHLING ROAD | 11 | SOUTHERN ELECTRIC POWER DISTRIBUTION PLC | OTHER | OTHER | NO | DATA NOT AVAILABLE | DATA NOT AVAILABLE | 1.805 | DATA NOT AVAILABLE | DATA NOT AVAILABLE | DATA NOT AVAILABLE | DATA NOT AVAILABLE | DATA NOT AVAILABLE | DATA NOT AVAILABLE | DATA NOT AVAILABLE | DATA NOT AVAILABLE | DATA NOT AVAILABLE | DATA NOT AVAILABLE | DATA NOT AVAILABLE | DATA NOT AVAILABLE | NO | CONNECTED | 1.8 | 1.8 | 1.895 | 0.238 | 0.25 | DATA NOT AVAILABLE | DATA NOT AVAILABLE | DATA NOT AVAILABLE | DATA NOT AVAILABLE | DATA NOT AVAILABLE | DATA NOT AVAILABLE | DATA NOT AVAILABLE | DATA NOT AVAILABLE | N | DATA NOT AVAILABLE | DATA NOT AVAILABLE | DATA NOT AVAILABLE | DATA NOT AVAILABLE | DATA NOT AVAILABLE | 2020-09-10
2000056853534 | DATA NOT AVAILABLE | MILBORNE PORT | FIELDS SOUTH OF OLD BOWDEN WAY | DATA NOT AVAILABLE | MILBORNE PORT SOLAR FARM | MILBORNE PORT | YEOVIL | DT9 5EF | ENGLAND | 367793 | 119548 | AXMINSTER | YEOVIL | MILBORNE PORT | 11 | SOUTHERN ELECTRIC POWER DISTRIBUTION PLC | SOLAR | PHOTOVOLTAIC | NO | DATA NOT AVAILABLE | DATA NOT AVAILABLE | 3.8 | DATA NOT AVAILABLE | DATA NOT AVAILABLE | DATA NOT AVAILABLE | DATA NOT AVAILABLE | DATA NOT AVAILABLE | DATA NOT AVAILABLE | DATA NOT AVAILABLE | DATA NOT AVAILABLE | DATA NOT AVAILABLE | DATA NOT AVAILABLE | DATA NOT AVAILABLE | DATA NOT AVAILABLE | NO | CONNECTED | 4 | 4 | 4.211 | DATA NOT AVAILABLE | DATA NOT AVAILABLE | 2018-03-08 | DATA NOT AVAILABLE | DATA NOT AVAILABLE | DATA NOT AVAILABLE | DATA NOT AVAILABLE | DATA NOT AVAILABLE | DATA NOT AVAILABLE | DATA NOT AVAILABLE | N | DATA NOT AVAILABLE | DATA NOT AVAILABLE | DATA NOT AVAILABLE | DATA NOT AVAILABLE | DATA NOT AVAILABLE | 2020-09-10
2000056856429 | DATA NOT AVAILABLE | GALTON MANOR SOLAR PARK LIMITED | GALTON | GALTON MANOR PV | DATA NOT AVAILABLE | GALTON | DORCHESTER | DT2 8BZ | ENGLAND | 377725 | 85132 | MANNINGTON GSP | DATA NOT APPLICABLE | WINFRITH HEATH | 11 | SOUTHERN ELECTRIC POWER DISTRIBUTION PLC | SOLAR | PHOTOVOLTAIC | NO | DATA NOT AVAILABLE | DATA NOT AVAILABLE | 3.04 | DATA NOT AVAILABLE | DATA NOT AVAILABLE | DATA NOT AVAILABLE | DATA NOT AVAILABLE | DATA NOT AVAILABLE | DATA NOT AVAILABLE | DATA NOT AVAILABLE | DATA NOT AVAILABLE | DATA NOT AVAILABLE | DATA NOT AVAILABLE | DATA NOT AVAILABLE | DATA NOT AVAILABLE | NO | CONNECTED | 3.2 | 3.2 | 3.368 | 0.048 | 0.05 | 2017-03-26 | DATA NOT AVAILABLE | DATA NOT AVAILABLE | DATA NOT AVAILABLE | DATA NOT AVAILABLE | DATA NOT AVAILABLE | DATA NOT AVAILABLE | DATA NOT AVAILABLE | N | DATA NOT AVAILABLE | DATA NOT AVAILABLE | DATA NOT AVAILABLE | DATA NOT AVAILABLE | DATA NOT AVAILABLE | 2020-09-10
2000056856590 | DATA NOT AVAILABLE | HOLLY FARM SOLAR PARK LIMITED | GALTON | HOLLY FARM PV | DATA NOT AVAILABLE | DORCHESTER | DORSET | DT2 8BZ | ENGLAND | 377725 | 85132 | MANNINGTON GSP | DATA NOT APPLICABLE | WINFRITH HEATH | 11 | SOUTHERN ELECTRIC POWER DISTRIBUTION PLC | SOLAR | PHOTOVOLTAIC | NO | DATA NOT AVAILABLE | DATA NOT AVAILABLE | 3.919 | DATA NOT AVAILABLE | DATA NOT AVAILABLE | DATA NOT AVAILABLE | DATA NOT AVAILABLE | DATA NOT AVAILABLE | DATA NOT AVAILABLE | DATA NOT AVAILABLE | DATA NOT AVAILABLE | DATA NOT AVAILABLE | DATA NOT AVAILABLE | DATA NOT AVAILABLE | DATA NOT AVAILABLE | NO | CONNECTED | 5 | 5 | 5.263 | 0.048 | 0.05 | 2017-03-26 | DATA NOT AVAILABLE | DATA NOT AVAILABLE | DATA NOT AVAILABLE | DATA NOT AVAILABLE | DATA NOT AVAILABLE | DATA NOT AVAILABLE | DATA NOT AVAILABLE | N | DATA NOT AVAILABLE | DATA NOT AVAILABLE | DATA NOT AVAILABLE | DATA NOT AVAILABLE | DATA NOT AVAILABLE | 2020-09-10
2000056856614 | DATA NOT AVAILABLE | EAST FARM SOLAR PARK LIMITED | GALTON | EAST FARM | EAST FARM SOLAR PARK | GALTON | DORCHESTER | DT2 8BZ | ENGLAND | 377725 | 85132 | MANNINGTON GSP | DATA NOT APPLICABLE | WINFRITH HEATH | 11 | SOUTHERN ELECTRIC POWER DISTRIBUTION PLC | SOLAR | PHOTOVOLTAIC | NO | DATA NOT AVAILABLE | DATA NOT AVAILABLE | 3.919 | DATA NOT AVAILABLE | DATA NOT AVAILABLE | DATA NOT AVAILABLE | DATA NOT AVAILABLE | DATA NOT AVAILABLE | DATA NOT AVAILABLE | DATA NOT AVAILABLE | DATA NOT AVAILABLE | DATA NOT AVAILABLE | DATA NOT AVAILABLE | DATA NOT AVAILABLE | DATA NOT AVAILABLE | NO | CONNECTED | 5 | 5 | 5.263 | 0.048 | 0.05 | 2017-03-25 | DATA NOT AVAILABLE | DATA NOT AVAILABLE | DATA NOT AVAILABLE | DATA NOT AVAILABLE | DATA NOT AVAILABLE | DATA NOT AVAILABLE | DATA NOT AVAILABLE | N | DATA NOT AVAILABLE | DATA NOT AVAILABLE | DATA NOT AVAILABLE | DATA NOT AVAILABLE | DATA NOT AVAILABLE | 2020-09-10
2000056860425 | DATA NOT AVAILABLE | LAKE SIDE VIEW | BURCOT LANE BERINSFIELD | WALLY CORNER PV | DATA NOT AVAILABLE | WALLINGFORD | OXFORDSHIRE | OX10 7PQ | ENGLAND | 457957 | 195512 | COWLEY GSP | COWLEY LOCAL | BERINSFIELD | 11 | SOUTHERN ELECTRIC POWER DISTRIBUTION PLC | SOLAR | PHOTOVOLTAIC | NO | DATA NOT AVAILABLE | DATA NOT AVAILABLE | 3.933 | DATA NOT AVAILABLE | DATA NOT AVAILABLE | DATA NOT AVAILABLE | DATA NOT AVAILABLE | DATA NOT AVAILABLE | DATA NOT AVAILABLE | DATA NOT AVAILABLE | DATA NOT AVAILABLE | DATA NOT AVAILABLE | DATA NOT AVAILABLE | DATA NOT AVAILABLE | DATA NOT AVAILABLE | NO | CONNECTED | 4.14 | 4.14 | 4.358 | DATA NOT AVAILABLE | DATA NOT AVAILABLE | 2017-03-23 | DATA NOT AVAILABLE | DATA NOT AVAILABLE | DATA NOT AVAILABLE | DATA NOT AVAILABLE | DATA NOT AVAILABLE | DATA NOT AVAILABLE | DATA NOT AVAILABLE | N | DATA NOT AVAILABLE | DATA NOT AVAILABLE | DATA NOT AVAILABLE | DATA NOT AVAILABLE | DATA NOT AVAILABLE | 2020-09-10
2000056878830 | DATA NOT AVAILABLE | WEL SOLAR PARK 22 LIMITED | BARNHAM | BARNHAM COURT FARMS PV | DATA NOT AVAILABLE | BARNHAM | BOGNOR REGIS | PO22 0BP | ENGLAND | 495592 | 103516 | LOVEDEAN GSP | CHICHESTER | BILSHAM | 11 | SOUTHERN ELECTRIC POWER DISTRIBUTION PLC | SOLAR | PHOTOVOLTAIC | NO | DATA NOT AVAILABLE | DATA NOT AVAILABLE | 1.14 | DATA NOT AVAILABLE | DATA NOT AVAILABLE | DATA NOT AVAILABLE | DATA NOT AVAILABLE | DATA NOT AVAILABLE | DATA NOT AVAILABLE | DATA NOT AVAILABLE | DATA NOT AVAILABLE | DATA NOT AVAILABLE | DATA NOT AVAILABLE | DATA NOT AVAILABLE | DATA NOT AVAILABLE | NO | CONNECTED | 1.2 | 1.2 | 1.263 | 0.086 | 0.09 | 2017-03-29 | DATA NOT AVAILABLE | DATA NOT AVAILABLE | DATA NOT AVAILABLE | DATA NOT AVAILABLE | DATA NOT AVAILABLE | DATA NOT AVAILABLE | DATA NOT AVAILABLE | N | DATA NOT AVAILABLE | DATA NOT AVAILABLE | DATA NOT AVAILABLE | DATA NOT AVAILABLE | DATA NOT AVAILABLE | 2020-09-10
2000057296708 | DATA NOT AVAILABLE | DATA NOT AVAILABLE | ARIEL WAY WHITE CITY LONDON | DATA NOT AVAILABLE | DATA NOT AVAILABLE | LONDON | BRENT | W12 7GF | ENGLAND | 523542 | 180237 | WILLESDEN GSP | DATA NOT APPLICABLE | CANAL BANK | 11 | SOUTHERN ELECTRIC POWER DISTRIBUTION PLC | BIOFUEL SEWAGE GAS | DATA NOT AVAILABLE | NO | DATA NOT AVAILABLE | DATA NOT AVAILABLE | 2.09 | DATA NOT AVAILABLE | DATA NOT AVAILABLE | DATA NOT AVAILABLE | DATA NOT AVAILABLE | DATA NOT AVAILABLE | DATA NOT AVAILABLE | DATA NOT AVAILABLE | DATA NOT AVAILABLE | DATA NOT AVAILABLE | DATA NOT AVAILABLE | DATA NOT AVAILABLE | DATA NOT AVAILABLE | NO | CONNECTED | 2.2 | 2.2 | 2.316 | 2.85 | 3 | 2018-11-20 | DATA NOT AVAILABLE | DATA NOT AVAILABLE | DATA NOT AVAILABLE | DATA NOT AVAILABLE | DATA NOT AVAILABLE | DATA NOT AVAILABLE | DATA NOT AVAILABLE | N | DATA NOT AVAILABLE | DATA NOT AVAILABLE | DATA NOT AVAILABLE | DATA NOT AVAILABLE | DATA NOT AVAILABLE | 2020-09-10
1700051730483 | DATA NOT AVAILABLE | SSE GENERATION LTD | ALT-NA LAIRIGE POWER STATION | DATA NOT AVAILABLE | GENERATOR 1 IMPORT | CAIRNDOW | ARGYLL | PA26 8BJ | SCOTLAND | 220734 | 714650 | CLACHAN | DATA NOT APPLICABLE | CLACHAN GRID | 33 | SCOTTISH HYDRO ELECTRIC POWER DISTRIBUTION PLC | DATA NOT AVAILABLE | DATA NOT AVAILABLE | NO | DATA NOT AVAILABLE | DATA NOT AVAILABLE | DATA NOT AVAILABLE | DATA NOT AVAILABLE | DATA NOT AVAILABLE | DATA NOT AVAILABLE | DATA NOT AVAILABLE | DATA NOT AVAILABLE | DATA NOT AVAILABLE | DATA NOT AVAILABLE | DATA NOT AVAILABLE | DATA NOT AVAILABLE | DATA NOT AVAILABLE | DATA NOT AVAILABLE | DATA NOT AVAILABLE | NO | CONNECTED | 5.7 | 5.7 | 6 | DATA NOT AVAILABLE | DATA NOT AVAILABLE | DATA NOT AVAILABLE | DATA NOT AVAILABLE | DATA NOT AVAILABLE | DATA NOT AVAILABLE | DATA NOT AVAILABLE | DATA NOT AVAILABLE | DATA NOT AVAILABLE | DATA NOT AVAILABLE | N | DATA NOT AVAILABLE | DATA NOT AVAILABLE | DATA NOT AVAILABLE | DATA NOT AVAILABLE | DATA NOT AVAILABLE | 2020-10-01
1700051730492 | DATA NOT AVAILABLE | SSE GENERATION LTD | STORNOWAY PS G1 | DATA NOT AVAILABLE | BATTERY POINT | STORNOWAY | ISLE OF LEWIS | HS1 2RP | SCOTLAND | 143091 | 932383 | ARDMORE GRID | DATA NOT APPLICABLE | BATTERY POINT | 11 | SCOTTISH HYDRO ELECTRIC POWER DISTRIBUTION PLC | DATA NOT AVAILABLE | DATA NOT AVAILABLE | NO | DATA NOT AVAILABLE | DATA NOT AVAILABLE | DATA NOT AVAILABLE | DATA NOT AVAILABLE | DATA NOT AVAILABLE | DATA NOT AVAILABLE | DATA NOT AVAILABLE | DATA NOT AVAILABLE | DATA NOT AVAILABLE | DATA NOT AVAILABLE | DATA NOT AVAILABLE | DATA NOT AVAILABLE | DATA NOT AVAILABLE | DATA NOT AVAILABLE | DATA NOT AVAILABLE | NO | CONNECTED | 1.938 | 1.938 | 2.04 | DATA NOT AVAILABLE | DATA NOT AVAILABLE | DATA NOT AVAILABLE | DATA NOT AVAILABLE | DATA NOT AVAILABLE | DATA NOT AVAILABLE | DATA NOT AVAILABLE | DATA NOT AVAILABLE | DATA NOT AVAILABLE | DATA NOT AVAILABLE | N | DATA NOT AVAILABLE | DATA NOT AVAILABLE | DATA NOT AVAILABLE | DATA NOT AVAILABLE | DATA NOT AVAILABLE | 2020-10-01
1700051730508 | DATA NOT AVAILABLE | MVV ENVIRONMENT BALDOVIE LIMITED | BALDOVIE WASTE TO ENERGY PLANT | DATA NOT AVAILABLE | CLAYMORE STREET | DUNDEE | DUNDEE | DD4 0NS | SCOTLAND | 344498 | 733038 | MILTON OF CRAIGIE | DATA NOT APPLICABLE | MILTON OF CRAIGIE | 11 | SCOTTISH HYDRO ELECTRIC POWER DISTRIBUTION PLC | WASTE | DATA NOT AVAILABLE | NO | DATA NOT AVAILABLE | DATA NOT AVAILABLE | DATA NOT AVAILABLE | DATA NOT AVAILABLE | DATA NOT AVAILABLE | DATA NOT AVAILABLE | DATA NOT AVAILABLE | DATA NOT AVAILABLE | DATA NOT AVAILABLE | DATA NOT AVAILABLE | DATA NOT AVAILABLE | DATA NOT AVAILABLE | DATA NOT AVAILABLE | DATA NOT AVAILABLE | DATA NOT AVAILABLE | NO | CONNECTED | 8.265 | 8.265 | 8.7 | DATA NOT AVAILABLE | DATA NOT AVAILABLE | DATA NOT AVAILABLE | DATA NOT AVAILABLE | DATA NOT AVAILABLE | DATA NOT AVAILABLE | DATA NOT AVAILABLE | DATA NOT AVAILABLE | DATA NOT AVAILABLE | DATA NOT AVAILABLE | N | DATA NOT AVAILABLE | DATA NOT AVAILABLE | DATA NOT AVAILABLE | DATA NOT AVAILABLE | DATA NOT AVAILABLE | 2020-10-01
1700051730526 | DATA NOT AVAILABLE | SSE GENERATION LTD | STORNOWAY PS G3 | DATA NOT AVAILABLE | BATTERY POINT | STORNOWAY | ISLE OF LEWIS | HS1 2RP | SCOTLAND | 143091 | 932383 | ARDMORE GRID | DATA NOT APPLICABLE | BATTERY POINT | 11 | SCOTTISH HYDRO ELECTRIC POWER DISTRIBUTION PLC | DATA NOT AVAILABLE | DATA NOT AVAILABLE | NO | DATA NOT AVAILABLE | DATA NOT AVAILABLE | DATA NOT AVAILABLE | DATA NOT AVAILABLE | DATA NOT AVAILABLE | DATA NOT AVAILABLE | DATA NOT AVAILABLE | DATA NOT AVAILABLE | DATA NOT AVAILABLE | DATA NOT AVAILABLE | DATA NOT AVAILABLE | DATA NOT AVAILABLE | DATA NOT AVAILABLE | DATA NOT AVAILABLE | DATA NOT AVAILABLE | NO | CONNECTED | 4.37 | 4.37 | 4.6 | DATA NOT AVAILABLE | DATA NOT AVAILABLE | DATA NOT AVAILABLE | DATA NOT AVAILABLE | DATA NOT AVAILABLE | DATA NOT AVAILABLE | DATA NOT AVAILABLE | DATA NOT AVAILABLE | DATA NOT AVAILABLE | DATA NOT AVAILABLE | N | DATA NOT AVAILABLE | DATA NOT AVAILABLE | DATA NOT AVAILABLE | DATA NOT AVAILABLE | DATA NOT AVAILABLE | 2020-10-01
1700051730544 | DATA NOT AVAILABLE | SSE GENERATION LTD | STORNOWAY PS G5 | DATA NOT AVAILABLE | BATTERY POINT | STORNOWAY | ISLE OF LEWIS | HS1 2RP | SCOTLAND | 143091 | 932383 | ARDMORE GRID | DATA NOT APPLICABLE | BATTERY POINT | 11 | SCOTTISH HYDRO ELECTRIC POWER DISTRIBUTION PLC | DATA NOT AVAILABLE | DATA NOT AVAILABLE | NO | DATA NOT AVAILABLE | DATA NOT AVAILABLE | DATA NOT AVAILABLE | DATA NOT AVAILABLE | DATA NOT AVAILABLE | DATA NOT AVAILABLE | DATA NOT AVAILABLE | DATA NOT AVAILABLE | DATA NOT AVAILABLE | DATA NOT AVAILABLE | DATA NOT AVAILABLE | DATA NOT AVAILABLE | DATA NOT AVAILABLE | DATA NOT AVAILABLE | DATA NOT AVAILABLE | NO | CONNECTED | 2.85 | 2.85 | 3 | DATA NOT AVAILABLE | DATA NOT AVAILABLE | DATA NOT AVAILABLE | DATA NOT AVAILABLE | DATA NOT AVAILABLE | DATA NOT AVAILABLE | DATA NOT AVAILABLE | DATA NOT AVAILABLE | DATA NOT AVAILABLE | DATA NOT AVAILABLE | N | DATA NOT AVAILABLE | DATA NOT AVAILABLE | DATA NOT AVAILABLE | DATA NOT AVAILABLE | DATA NOT AVAILABLE | 2020-10-01
1700051730571 | DATA NOT AVAILABLE | SSE GENERATION LTD | STORNOWAY PS G6 | DATA NOT AVAILABLE | BATTERY POINT | STORNOWAY | ISLE OF LEWIS | HS1 2RP | SCOTLAND | 143091 | 932383 | ARDMORE GRID | DATA NOT APPLICABLE | BATTERY POINT | 11 | SCOTTISH HYDRO ELECTRIC POWER DISTRIBUTION PLC | DATA NOT AVAILABLE | DATA NOT AVAILABLE | NO | DATA NOT AVAILABLE | DATA NOT AVAILABLE | DATA NOT AVAILABLE | DATA NOT AVAILABLE | DATA NOT AVAILABLE | DATA NOT AVAILABLE | DATA NOT AVAILABLE | DATA NOT AVAILABLE | DATA NOT AVAILABLE | DATA NOT AVAILABLE | DATA NOT AVAILABLE | DATA NOT AVAILABLE | DATA NOT AVAILABLE | DATA NOT AVAILABLE | DATA NOT AVAILABLE | NO | CONNECTED | 1.9 | 1.9 | 2 | DATA NOT AVAILABLE | DATA NOT AVAILABLE | DATA NOT AVAILABLE | DATA NOT AVAILABLE | DATA NOT AVAILABLE | DATA NOT AVAILABLE | DATA NOT AVAILABLE | DATA NOT AVAILABLE | DATA NOT AVAILABLE | DATA NOT AVAILABLE | N | DATA NOT AVAILABLE | DATA NOT AVAILABLE | DATA NOT AVAILABLE | DATA NOT AVAILABLE | DATA NOT AVAILABLE | 2020-10-01
1700051730641 | DATA NOT AVAILABLE | SSE GENERATION LTD | LOCH CARNON G1 | DATA NOT AVAILABLE | SOUTH UIST | ISLE OF SOUTH UIST | EILEAN SIAR | HS8 5PD | SCOTLAND | 82194 | 843433 | ARDMORE GRID | DATA NOT APPLICABLE | LOCH CARNAN | 11 | SCOTTISH HYDRO ELECTRIC POWER DISTRIBUTION PLC | DATA NOT AVAILABLE | DATA NOT AVAILABLE | NO | DATA NOT AVAILABLE | DATA NOT AVAILABLE | DATA NOT AVAILABLE | DATA NOT AVAILABLE | DATA NOT AVAILABLE | DATA NOT AVAILABLE | DATA NOT AVAILABLE | DATA NOT AVAILABLE | DATA NOT AVAILABLE | DATA NOT AVAILABLE | DATA NOT AVAILABLE | DATA NOT AVAILABLE | DATA NOT AVAILABLE | DATA NOT AVAILABLE | DATA NOT AVAILABLE | NO | CONNECTED | 2.28 | 2.28 | 2.4 | DATA NOT AVAILABLE | DATA NOT AVAILABLE | DATA NOT AVAILABLE | DATA NOT AVAILABLE | DATA NOT AVAILABLE | DATA NOT AVAILABLE | DATA NOT AVAILABLE | DATA NOT AVAILABLE | DATA NOT AVAILABLE | DATA NOT AVAILABLE | N | DATA NOT AVAILABLE | DATA NOT AVAILABLE | DATA NOT AVAILABLE | DATA NOT AVAILABLE | DATA NOT AVAILABLE | 2020-10-01
1700051730660 | DATA NOT AVAILABLE | SSE GENERATION LTD | LOCH CARNON G2 | DATA NOT AVAILABLE | SOUTH UIST | ISLE OF SOUTH UIST | EILEAN SIAR | HS8 5PD | SCOTLAND | 82194 | 843433 | ARDMORE GRID | DATA NOT APPLICABLE | LOCH CARNAN | 11 | SCOTTISH HYDRO ELECTRIC POWER DISTRIBUTION PLC | DATA NOT AVAILABLE | DATA NOT AVAILABLE | NO | DATA NOT AVAILABLE | DATA NOT AVAILABLE | DATA NOT AVAILABLE | DATA NOT AVAILABLE | DATA NOT AVAILABLE | DATA NOT AVAILABLE | DATA NOT AVAILABLE | DATA NOT AVAILABLE | DATA NOT AVAILABLE | DATA NOT AVAILABLE | DATA NOT AVAILABLE | DATA NOT AVAILABLE | DATA NOT AVAILABLE | DATA NOT AVAILABLE | DATA NOT AVAILABLE | NO | CONNECTED | 2.28 | 2.28 | 2.4 | DATA NOT AVAILABLE | DATA NOT AVAILABLE | DATA NOT AVAILABLE | DATA NOT AVAILABLE | DATA NOT AVAILABLE | DATA NOT AVAILABLE | DATA NOT AVAILABLE | DATA NOT AVAILABLE | DATA NOT AVAILABLE | DATA NOT AVAILABLE | N | DATA NOT AVAILABLE | DATA NOT AVAILABLE | DATA NOT AVAILABLE | DATA NOT AVAILABLE | DATA NOT AVAILABLE | 2020-10-01
1700051730702 | DATA NOT AVAILABLE | SSE GENERATION LTD | LOCH CARNON G3 | DATA NOT AVAILABLE | SOUTH UIST | ISLE OF SOUTH UIST | EILEAN SIAR | HS8 5PD | SCOTLAND | 82194 | 843433 | ARDMORE GRID | DATA NOT APPLICABLE | LOCH CARNAN | 11 | SCOTTISH HYDRO ELECTRIC POWER DISTRIBUTION PLC | DATA NOT AVAILABLE | DATA NOT AVAILABLE | NO | DATA NOT AVAILABLE | DATA NOT AVAILABLE | DATA NOT AVAILABLE | DATA NOT AVAILABLE | DATA NOT AVAILABLE | DATA NOT AVAILABLE | DATA NOT AVAILABLE | DATA NOT AVAILABLE | DATA NOT AVAILABLE | DATA NOT AVAILABLE | DATA NOT AVAILABLE | DATA NOT AVAILABLE | DATA NOT AVAILABLE | DATA NOT AVAILABLE | DATA NOT AVAILABLE | NO | CONNECTED | 2.28 | 2.28 | 2.4 | DATA NOT AVAILABLE | DATA NOT AVAILABLE | DATA NOT AVAILABLE | DATA NOT AVAILABLE | DATA NOT AVAILABLE | DATA NOT AVAILABLE | DATA NOT AVAILABLE | DATA NOT AVAILABLE | DATA NOT AVAILABLE | DATA NOT AVAILABLE | N | DATA NOT AVAILABLE | DATA NOT AVAILABLE | DATA NOT AVAILABLE | DATA NOT AVAILABLE | DATA NOT AVAILABLE | 2020-10-01
1700051730720 | DATA NOT AVAILABLE | SSE GENERATION LTD | LOCH CARNON G4 | DATA NOT AVAILABLE | SOUTH UIST | ISLE OF SOUTH UIST | EILEAN SIAR | HS8 5PD | SCOTLAND | 82194 | 843433 | ARDMORE GRID | DATA NOT APPLICABLE | LOCH CARNAN | 11 | SCOTTISH HYDRO ELECTRIC POWER DISTRIBUTION PLC | DATA NOT AVAILABLE | DATA NOT AVAILABLE | NO | DATA NOT AVAILABLE | DATA NOT AVAILABLE | DATA NOT AVAILABLE | DATA NOT AVAILABLE | DATA NOT AVAILABLE | DATA NOT AVAILABLE | DATA NOT AVAILABLE | DATA NOT AVAILABLE | DATA NOT AVAILABLE | DATA NOT AVAILABLE | DATA NOT AVAILABLE | DATA NOT AVAILABLE | DATA NOT AVAILABLE | DATA NOT AVAILABLE | DATA NOT AVAILABLE | NO | CONNECTED | 2.28 | 2.28 | 2.4 | DATA NOT AVAILABLE | DATA NOT AVAILABLE | DATA NOT AVAILABLE | DATA NOT AVAILABLE | DATA NOT AVAILABLE | DATA NOT AVAILABLE | DATA NOT AVAILABLE | DATA NOT AVAILABLE | DATA NOT AVAILABLE | DATA NOT AVAILABLE | N | DATA NOT AVAILABLE | DATA NOT AVAILABLE | DATA NOT AVAILABLE | DATA NOT AVAILABLE | DATA NOT AVAILABLE | 2020-10-01
1700051730828 | DATA NOT AVAILABLE | SSE GENERATION LTD | KIRKWALL PS G9 | DATA NOT AVAILABLE | GREAT WESTERN ROAD | KIRKWALL | ORKNEY | KW15 1AN | SCOTLAND | 344676 | 1010893 | THURSO SOUTH GRID | DATA NOT APPLICABLE | KIRKWALL | 11 | SCOTTISH HYDRO ELECTRIC POWER DISTRIBUTION PLC | DATA NOT AVAILABLE | DATA NOT AVAILABLE | NO | DATA NOT AVAILABLE | DATA NOT AVAILABLE | DATA NOT AVAILABLE | DATA NOT AVAILABLE | DATA NOT AVAILABLE | DATA NOT AVAILABLE | DATA NOT AVAILABLE | DATA NOT AVAILABLE | DATA NOT AVAILABLE | DATA NOT AVAILABLE | DATA NOT AVAILABLE | DATA NOT AVAILABLE | DATA NOT AVAILABLE | DATA NOT AVAILABLE | DATA NOT AVAILABLE | NO | CONNECTED | 3.325 | 3.325 | 3.5 | DATA NOT AVAILABLE | DATA NOT AVAILABLE | DATA NOT AVAILABLE | DATA NOT AVAILABLE | DATA NOT AVAILABLE | DATA NOT AVAILABLE | DATA NOT AVAILABLE | DATA NOT AVAILABLE | DATA NOT AVAILABLE | DATA NOT AVAILABLE | N | DATA NOT AVAILABLE | DATA NOT AVAILABLE | DATA NOT AVAILABLE | DATA NOT AVAILABLE | DATA NOT AVAILABLE | 2020-10-01
1700051734051 | DATA NOT AVAILABLE | SSE GENERATION LTD | FINLARIG POWER STATION | DATA NOT AVAILABLE | GENERATOR 1 IMPORT | CAMPBELTOWN | ARGYLL | PA28 6QP | SCOTLAND | 175851 | 624996 | CARRADALE | DATA NOT APPLICABLE | DATA NOT AVAILABLE | DATA NOT AVAILABLE | SCOTTISH HYDRO ELECTRIC POWER DISTRIBUTION PLC | DATA NOT AVAILABLE | DATA NOT AVAILABLE | NO | DATA NOT AVAILABLE | DATA NOT AVAILABLE | DATA NOT AVAILABLE | DATA NOT AVAILABLE | DATA NOT AVAILABLE | DATA NOT AVAILABLE | DATA NOT AVAILABLE | DATA NOT AVAILABLE | DATA NOT AVAILABLE | DATA NOT AVAILABLE | DATA NOT AVAILABLE | DATA NOT AVAILABLE | DATA NOT AVAILABLE | DATA NOT AVAILABLE | DATA NOT AVAILABLE | NO | CONNECTED | 1.14 | 1.14 | 1.2 | DATA NOT AVAILABLE | DATA NOT AVAILABLE | DATA NOT AVAILABLE | DATA NOT AVAILABLE | DATA NOT AVAILABLE | DATA NOT AVAILABLE | DATA NOT AVAILABLE | DATA NOT AVAILABLE | DATA NOT AVAILABLE | DATA NOT AVAILABLE | N | DATA NOT AVAILABLE | DATA NOT AVAILABLE | DATA NOT AVAILABLE | DATA NOT AVAILABLE | DATA NOT AVAILABLE | 2020-10-01
1700051734060 | DATA NOT AVAILABLE | SSE GENERATION LTD | LUSSA POWER STATION | DATA NOT AVAILABLE | GENERATOR 2 IMPORT | CAMPBELTOWN | ARGYLL | PA28 6QP | SCOTLAND | 175851 | 624996 | CARRADALE | DATA NOT APPLICABLE | CAMPBELTOWN | 11 | SCOTTISH HYDRO ELECTRIC POWER DISTRIBUTION PLC | DATA NOT AVAILABLE | DATA NOT AVAILABLE | NO | DATA NOT AVAILABLE | DATA NOT AVAILABLE | DATA NOT AVAILABLE | DATA NOT AVAILABLE | DATA NOT AVAILABLE | DATA NOT AVAILABLE | DATA NOT AVAILABLE | DATA NOT AVAILABLE | DATA NOT AVAILABLE | DATA NOT AVAILABLE | DATA NOT AVAILABLE | DATA NOT AVAILABLE | DATA NOT AVAILABLE | DATA NOT AVAILABLE | DATA NOT AVAILABLE | NO | CONNECTED | 1.14 | 1.14 | 1.2 | DATA NOT AVAILABLE | DATA NOT AVAILABLE | DATA NOT AVAILABLE | DATA NOT AVAILABLE | DATA NOT AVAILABLE | DATA NOT AVAILABLE | DATA NOT AVAILABLE | DATA NOT AVAILABLE | DATA NOT AVAILABLE | DATA NOT AVAILABLE | N | DATA NOT AVAILABLE | DATA NOT AVAILABLE | DATA NOT AVAILABLE | DATA NOT AVAILABLE | DATA NOT AVAILABLE | 2020-10-01
1700051734247 | DATA NOT AVAILABLE | SSE GENERATION LTD | STORNOWAY PS G1 | DATA NOT AVAILABLE | GEN35OM | STORNOWAY | ISLE OF LEWIS | HS1 2RP | SCOTLAND | 143091 | 932383 | ARDMORE GRID | DATA NOT APPLICABLE | BATTERY POINT | 11 | SCOTTISH HYDRO ELECTRIC POWER DISTRIBUTION PLC | DATA NOT AVAILABLE | DATA NOT AVAILABLE | NO | DATA NOT AVAILABLE | DATA NOT AVAILABLE | DATA NOT AVAILABLE | DATA NOT AVAILABLE | DATA NOT AVAILABLE | DATA NOT AVAILABLE | DATA NOT AVAILABLE | DATA NOT AVAILABLE | DATA NOT AVAILABLE | DATA NOT AVAILABLE | DATA NOT AVAILABLE | DATA NOT AVAILABLE | DATA NOT AVAILABLE | DATA NOT AVAILABLE | DATA NOT AVAILABLE | NO | CONNECTED | 1.938 | 1.938 | 2.04 | DATA NOT AVAILABLE | DATA NOT AVAILABLE | DATA NOT AVAILABLE | DATA NOT AVAILABLE | DATA NOT AVAILABLE | DATA NOT AVAILABLE | DATA NOT AVAILABLE | DATA NOT AVAILABLE | DATA NOT AVAILABLE | DATA NOT AVAILABLE | N | DATA NOT AVAILABLE | DATA NOT AVAILABLE | DATA NOT AVAILABLE | DATA NOT AVAILABLE | DATA NOT AVAILABLE | 2020-10-01
1700051734256 | DATA NOT AVAILABLE | SSE GENERATION LTD | STORNOWAY PS G9 | DATA NOT AVAILABLE | GEN356M | STORNOWAY | ISLE OF LEWIS | HS1 2RP | SCOTLAND | 143091 | 932383 | ARDMORE GRID | DATA NOT APPLICABLE | BATTERY POINT | 11 | SCOTTISH HYDRO ELECTRIC POWER DISTRIBUTION PLC | DATA NOT AVAILABLE | DATA NOT AVAILABLE | NO | DATA NOT AVAILABLE | DATA NOT AVAILABLE | DATA NOT AVAILABLE | DATA NOT AVAILABLE | DATA NOT AVAILABLE | DATA NOT AVAILABLE | DATA NOT AVAILABLE | DATA NOT AVAILABLE | DATA NOT AVAILABLE | DATA NOT AVAILABLE | DATA NOT AVAILABLE | DATA NOT AVAILABLE | DATA NOT AVAILABLE | DATA NOT AVAILABLE | DATA NOT AVAILABLE | NO | CONNECTED | 4.37 | 4.37 | 4.6 | DATA NOT AVAILABLE | DATA NOT AVAILABLE | DATA NOT AVAILABLE | DATA NOT AVAILABLE | DATA NOT AVAILABLE | DATA NOT AVAILABLE | DATA NOT AVAILABLE | DATA NOT AVAILABLE | DATA NOT AVAILABLE | DATA NOT AVAILABLE | N | DATA NOT AVAILABLE | DATA NOT AVAILABLE | DATA NOT AVAILABLE | DATA NOT AVAILABLE | DATA NOT AVAILABLE | 2020-10-01
1700051734682 | DATA NOT AVAILABLE | VIRIDIS ENERGY (NORGEN) LIMITED | DATA NOT AVAILABLE | LOCHHEAD LANDFILL SITE | ARBROATH ROAD | FORFAR | ANGUS | DD8 2RL | SCOTLAND | 348372 | 750888 | LUNANHEAD | DATA NOT APPLICABLE | LUNANHEAD | 11 | SCOTTISH HYDRO ELECTRIC POWER DISTRIBUTION PLC | DATA NOT AVAILABLE | DATA NOT AVAILABLE | NO | DATA NOT AVAILABLE | DATA NOT AVAILABLE | DATA NOT AVAILABLE | DATA NOT AVAILABLE | DATA NOT AVAILABLE | DATA NOT AVAILABLE | DATA NOT AVAILABLE | DATA NOT AVAILABLE | DATA NOT AVAILABLE | DATA NOT AVAILABLE | DATA NOT AVAILABLE | DATA NOT AVAILABLE | DATA NOT AVAILABLE | DATA NOT AVAILABLE | DATA NOT AVAILABLE | NO | CONNECTED | 1.9 | 1.9 | 2 | DATA NOT AVAILABLE | DATA NOT AVAILABLE | DATA NOT AVAILABLE | DATA NOT AVAILABLE | DATA NOT AVAILABLE | DATA NOT AVAILABLE | DATA NOT AVAILABLE | DATA NOT AVAILABLE | DATA NOT AVAILABLE | DATA NOT AVAILABLE | N | DATA NOT AVAILABLE | DATA NOT AVAILABLE | DATA NOT AVAILABLE | DATA NOT AVAILABLE | DATA NOT AVAILABLE | 2020-10-01
1700051734910 | DATA NOT AVAILABLE | EUROPEAN MARINE ENERGY CENTRE | DATA NOT AVAILABLE | EUROPEAN MARINE ENERGY CENTRE | BILLIA CROO | STROMNESS | ORKNEY | KW16 3JP | SCOTLAND | 323690 | 1009671 | THURSO SOUTH GRID | DATA NOT APPLICABLE | DATA NOT AVAILABLE | DATA NOT AVAILABLE | SCOTTISH HYDRO ELECTRIC POWER DISTRIBUTION PLC | HYDRO (TO BE CONFIRMED) | TIDAL STREAM DEVICES | NO | DATA NOT AVAILABLE | DATA NOT AVAILABLE | DATA NOT AVAILABLE | DATA NOT AVAILABLE | DATA NOT AVAILABLE | DATA NOT AVAILABLE | DATA NOT AVAILABLE | DATA NOT AVAILABLE | DATA NOT AVAILABLE | DATA NOT AVAILABLE | DATA NOT AVAILABLE | DATA NOT AVAILABLE | DATA NOT AVAILABLE | DATA NOT AVAILABLE | DATA NOT AVAILABLE | NO | CONNECTED | 6.65 | 6.65 | 7 | DATA NOT AVAILABLE | DATA NOT AVAILABLE | DATA NOT AVAILABLE | DATA NOT AVAILABLE | DATA NOT AVAILABLE | DATA NOT AVAILABLE | DATA NOT AVAILABLE | DATA NOT AVAILABLE | DATA NOT AVAILABLE | DATA NOT AVAILABLE | N | DATA NOT AVAILABLE | DATA NOT AVAILABLE | DATA NOT AVAILABLE | DATA NOT AVAILABLE | DATA NOT AVAILABLE | 2020-10-01
1700051744797 | DATA NOT AVAILABLE | SSE GENERATION LTD | BOWMORE (GEN231) | DATA NOT AVAILABLE | BOWMORE | ISLE OF ISLAY | ARGYLL AND BUTE | PA43 7JX | SCOTLAND | 131002 | 659677 | PORT ANN | DATA NOT APPLICABLE | BOWMORE | 11 | SCOTTISH HYDRO ELECTRIC POWER DISTRIBUTION PLC | FOSSIL OIL | ENGINE (COMBUSTION / RECIPROCATING) | NO | DATA NOT AVAILABLE | DATA NOT AVAILABLE | DATA NOT AVAILABLE | DATA NOT AVAILABLE | DATA NOT AVAILABLE | DATA NOT AVAILABLE | DATA NOT AVAILABLE | DATA NOT AVAILABLE | DATA NOT AVAILABLE | DATA NOT AVAILABLE | DATA NOT AVAILABLE | DATA NOT AVAILABLE | DATA NOT AVAILABLE | DATA NOT AVAILABLE | DATA NOT AVAILABLE | NO | CONNECTED | 1.9 | 1.9 | 2 | DATA NOT AVAILABLE | DATA NOT AVAILABLE | DATA NOT AVAILABLE | DATA NOT AVAILABLE | DATA NOT AVAILABLE | DATA NOT AVAILABLE | DATA NOT AVAILABLE | DATA NOT AVAILABLE | DATA NOT AVAILABLE | DATA NOT AVAILABLE | N | DATA NOT AVAILABLE | DATA NOT AVAILABLE | DATA NOT AVAILABLE | DATA NOT AVAILABLE | DATA NOT AVAILABLE | 2020-10-01
1700051744820 | DATA NOT AVAILABLE | SSE GENERATION LTD | BOWMORE (GEN232) | DATA NOT AVAILABLE | BOWMORE | ISLE OF ISLAY | ARGYLL AND BUTE | PA43 7JX | SCOTLAND | 131002 | 659677 | PORT ANN | DATA NOT APPLICABLE | BOWMORE | 11 | SCOTTISH HYDRO ELECTRIC POWER DISTRIBUTION PLC | FOSSIL OIL | ENGINE (COMBUSTION / RECIPROCATING) | NO | DATA NOT AVAILABLE | DATA NOT AVAILABLE | DATA NOT AVAILABLE | DATA NOT AVAILABLE | DATA NOT AVAILABLE | DATA NOT AVAILABLE | DATA NOT AVAILABLE | DATA NOT AVAILABLE | DATA NOT AVAILABLE | DATA NOT AVAILABLE | DATA NOT AVAILABLE | DATA NOT AVAILABLE | DATA NOT AVAILABLE | DATA NOT AVAILABLE | DATA NOT AVAILABLE | NO | CONNECTED | 1.9 | 1.9 | 2 | DATA NOT AVAILABLE | DATA NOT AVAILABLE | DATA NOT AVAILABLE | DATA NOT AVAILABLE | DATA NOT AVAILABLE | DATA NOT AVAILABLE | DATA NOT AVAILABLE | DATA NOT AVAILABLE | DATA NOT AVAILABLE | DATA NOT AVAILABLE | N | DATA NOT AVAILABLE | DATA NOT AVAILABLE | DATA NOT AVAILABLE | DATA NOT AVAILABLE | DATA NOT AVAILABLE | 2020-10-01
1700051751632 | DATA NOT AVAILABLE | TARBOTHILL | DATA NOT AVAILABLE | TARBOTHILL LANDFILL SITE | HAREHILL | ABERDEEN | ABERDEEN | DATA NOT AVAILABLE | SCOTLAND | DATA NOT AVAILABLE | DATA NOT AVAILABLE | PERSLEY | DATA NOT APPLICABLE | BRIDGE OF DON | 11 | SCOTTISH HYDRO ELECTRIC POWER DISTRIBUTION PLC | DATA NOT AVAILABLE | ENGINE (COMBUSTION / RECIPROCATING) | NO | DATA NOT AVAILABLE | DATA NOT AVAILABLE | DATA NOT AVAILABLE | DATA NOT AVAILABLE | DATA NOT AVAILABLE | DATA NOT AVAILABLE | DATA NOT AVAILABLE | DATA NOT AVAILABLE | DATA NOT AVAILABLE | DATA NOT AVAILABLE | DATA NOT AVAILABLE | DATA NOT AVAILABLE | DATA NOT AVAILABLE | DATA NOT AVAILABLE | DATA NOT AVAILABLE | NO | CONNECTED | 2.185 | 2.185 | 2.3 | DATA NOT AVAILABLE | DATA NOT AVAILABLE | DATA NOT AVAILABLE | DATA NOT AVAILABLE | DATA NOT AVAILABLE | DATA NOT AVAILABLE | DATA NOT AVAILABLE | DATA NOT AVAILABLE | DATA NOT AVAILABLE | DATA NOT AVAILABLE | N | DATA NOT AVAILABLE | DATA NOT AVAILABLE | DATA NOT AVAILABLE | DATA NOT AVAILABLE | DATA NOT AVAILABLE | 2020-10-01
1700051754011 | DATA NOT AVAILABLE | ROTHES WIND LIMITED | ROTHES WIND LTD | DATA NOT AVAILABLE | GEDLOCH QUARRY | ELGIN | MORAYSHIRE | IV30 8SN | SCOTLAND | 323558 | 855288 | DALLAS | DATA NOT APPLICABLE | DALLAS | 0.4 | SCOTTISH HYDRO ELECTRIC POWER DISTRIBUTION PLC | WIND | ENGINE (COMBUSTION / RECIPROCATING) | NO | DATA NOT AVAILABLE | DATA NOT AVAILABLE | DATA NOT AVAILABLE | DATA NOT AVAILABLE | DATA NOT AVAILABLE | DATA NOT AVAILABLE | DATA NOT AVAILABLE | DATA NOT AVAILABLE | DATA NOT AVAILABLE | DATA NOT AVAILABLE | DATA NOT AVAILABLE | DATA NOT AVAILABLE | DATA NOT AVAILABLE | DATA NOT AVAILABLE | DATA NOT AVAILABLE | NO | CONNECTED | 48.07 | 48.07 | 50.6 | DATA NOT AVAILABLE | DATA NOT AVAILABLE | DATA NOT AVAILABLE | DATA NOT AVAILABLE | DATA NOT AVAILABLE | DATA NOT AVAILABLE | DATA NOT AVAILABLE | DATA NOT AVAILABLE | DATA NOT AVAILABLE | DATA NOT AVAILABLE | N | DATA NOT AVAILABLE | DATA NOT AVAILABLE | DATA NOT AVAILABLE | DATA NOT AVAILABLE | DATA NOT AVAILABLE | 2020-10-01
1700051757573 | DATA NOT AVAILABLE | MELTON LG ENERGY LIMITED | STONEYHILL LANDFILL | DATA NOT AVAILABLE | GAS GENERATION SITE | PETERHEAD | ABERDEENSHIRE | AB42 0PR | SCOTLAND | 408028 | 841383 | PERSLEY | DATA NOT APPLICABLE | STONEYHILL | 11 | SCOTTISH HYDRO ELECTRIC POWER DISTRIBUTION PLC | BIOFUEL LANDFILL GAS | ENGINE (COMBUSTION / RECIPROCATING) | NO | DATA NOT AVAILABLE | DATA NOT AVAILABLE | DATA NOT AVAILABLE | DATA NOT AVAILABLE | DATA NOT AVAILABLE | DATA NOT AVAILABLE | DATA NOT AVAILABLE | DATA NOT AVAILABLE | DATA NOT AVAILABLE | DATA NOT AVAILABLE | DATA NOT AVAILABLE | DATA NOT AVAILABLE | DATA NOT AVAILABLE | DATA NOT AVAILABLE | DATA NOT AVAILABLE | NO | CONNECTED | 1.938 | 1.938 | 2.04 | DATA NOT AVAILABLE | DATA NOT AVAILABLE | DATA NOT AVAILABLE | DATA NOT AVAILABLE | DATA NOT AVAILABLE | DATA NOT AVAILABLE | DATA NOT AVAILABLE | DATA NOT AVAILABLE | DATA NOT AVAILABLE | DATA NOT AVAILABLE | N | DATA NOT AVAILABLE | DATA NOT AVAILABLE | DATA NOT AVAILABLE | DATA NOT AVAILABLE | DATA NOT AVAILABLE | 2020-10-01
1700051768812 | 1700051816156 | SSE GENERATION LTD | SHIN POWER STATION | DATA NOT AVAILABLE | GENERATOR 1 IMPORT | LAIRG | SUTHERLAND | IV27 4EY | SCOTLAND | 257261 | 897322 | SHIN | DATA NOT APPLICABLE | SHIN GRID | 33 | SCOTTISH HYDRO ELECTRIC POWER DISTRIBUTION PLC | HYDRO (TO BE CONFIRMED) | HYDRO - OTHER | NO | DATA NOT AVAILABLE | DATA NOT AVAILABLE | DATA NOT AVAILABLE | DATA NOT AVAILABLE | DATA NOT AVAILABLE | DATA NOT AVAILABLE | DATA NOT AVAILABLE | DATA NOT AVAILABLE | DATA NOT AVAILABLE | DATA NOT AVAILABLE | DATA NOT AVAILABLE | DATA NOT AVAILABLE | DATA NOT AVAILABLE | DATA NOT AVAILABLE | DATA NOT AVAILABLE | YES | CONNECTED | 8.835 | 8.835 | 9.3 | DATA NOT AVAILABLE | DATA NOT AVAILABLE | DATA NOT AVAILABLE | DATA NOT AVAILABLE | DATA NOT AVAILABLE | DATA NOT AVAILABLE | DATA NOT AVAILABLE | DATA NOT AVAILABLE | DATA NOT AVAILABLE | DATA NOT AVAILABLE | Y | DATA NOT AVAILABLE | DATA NOT AVAILABLE | DATA NOT AVAILABLE | DATA NOT AVAILABLE | DATA NOT AVAILABLE | 2020-10-01
1700051768840 | DATA NOT AVAILABLE | SSE GENERATION LTD | SHIN POWER STATION | GENERATOR 2 IMPORT | DATA NOT AVAILABLE | LAIRG | SUTHERLAND | IV27 4EY | SCOTLAND | 257261 | 897322 | SHIN | DATA NOT APPLICABLE | SHIN GRID | 33 | SCOTTISH HYDRO ELECTRIC POWER DISTRIBUTION PLC | HYDRO (TO BE CONFIRMED) | HYDRO - OTHER | NO | DATA NOT AVAILABLE | DATA NOT AVAILABLE | DATA NOT AVAILABLE | DATA NOT AVAILABLE | DATA NOT AVAILABLE | DATA NOT AVAILABLE | DATA NOT AVAILABLE | DATA NOT AVAILABLE | DATA NOT AVAILABLE | DATA NOT AVAILABLE | DATA NOT AVAILABLE | DATA NOT AVAILABLE | DATA NOT AVAILABLE | DATA NOT AVAILABLE | DATA NOT AVAILABLE | YES | CONNECTED | 8.835 | 8.835 | 9.3 | DATA NOT AVAILABLE | DATA NOT AVAILABLE | DATA NOT AVAILABLE | DATA NOT AVAILABLE | DATA NOT AVAILABLE | DATA NOT AVAILABLE | DATA NOT AVAILABLE | DATA NOT AVAILABLE | DATA NOT AVAILABLE | DATA NOT AVAILABLE | Y | DATA NOT AVAILABLE | DATA NOT AVAILABLE | DATA NOT AVAILABLE | DATA NOT AVAILABLE | DATA NOT AVAILABLE | 2020-10-01
1700051768868 | DATA NOT AVAILABLE | SSE GENERATION LTD | RANNOCH POWER STATION | DATA NOT AVAILABLE | GENERATOR 1 IMPORT | PITLOCHRY | PERTHSHIRE | PH17 2QP | SCOTLAND | 252789 | 758405 | RANNOCH | DATA NOT APPLICABLE | BRIDGE OF GAUR | 11 | SCOTTISH HYDRO ELECTRIC POWER DISTRIBUTION PLC | HYDRO (TO BE CONFIRMED) | HYDRO - OTHER | NO | DATA NOT AVAILABLE | DATA NOT AVAILABLE | DATA NOT AVAILABLE | DATA NOT AVAILABLE | DATA NOT AVAILABLE | DATA NOT AVAILABLE | DATA NOT AVAILABLE | DATA NOT AVAILABLE | DATA NOT AVAILABLE | DATA NOT AVAILABLE | DATA NOT AVAILABLE | DATA NOT AVAILABLE | DATA NOT AVAILABLE | DATA NOT AVAILABLE | DATA NOT AVAILABLE | NO | CONNECTED | 15.2 | 15.2 | 16 | DATA NOT AVAILABLE | DATA NOT AVAILABLE | DATA NOT AVAILABLE | DATA NOT AVAILABLE | DATA NOT AVAILABLE | DATA NOT AVAILABLE | DATA NOT AVAILABLE | DATA NOT AVAILABLE | DATA NOT AVAILABLE | DATA NOT AVAILABLE | N | DATA NOT AVAILABLE | DATA NOT AVAILABLE | DATA NOT AVAILABLE | DATA NOT AVAILABLE | DATA NOT AVAILABLE | 2020-10-01
1700051768877 | DATA NOT AVAILABLE | SSE GENERATION LTD | RANNOCH POWER STATION | DATA NOT AVAILABLE | GENERATOR 2 IMPORT | PITLOCHRY | PERTHSHIRE | PH17 2QP | SCOTLAND | 252789 | 758405 | RANNOCH | DATA NOT APPLICABLE | BRIDGE OF GAUR | 11 | SCOTTISH HYDRO ELECTRIC POWER DISTRIBUTION PLC | HYDRO (TO BE CONFIRMED) | HYDRO - OTHER | NO | DATA NOT AVAILABLE | DATA NOT AVAILABLE | DATA NOT AVAILABLE | DATA NOT AVAILABLE | DATA NOT AVAILABLE | DATA NOT AVAILABLE | DATA NOT AVAILABLE | DATA NOT AVAILABLE | DATA NOT AVAILABLE | DATA NOT AVAILABLE | DATA NOT AVAILABLE | DATA NOT AVAILABLE | DATA NOT AVAILABLE | DATA NOT AVAILABLE | DATA NOT AVAILABLE | NO | CONNECTED | 15.2 | 15.2 | 16 | DATA NOT AVAILABLE | DATA NOT AVAILABLE | DATA NOT AVAILABLE | DATA NOT AVAILABLE | DATA NOT AVAILABLE | DATA NOT AVAILABLE | DATA NOT AVAILABLE | DATA NOT AVAILABLE | DATA NOT AVAILABLE | DATA NOT AVAILABLE | N | DATA NOT AVAILABLE | DATA NOT AVAILABLE | DATA NOT AVAILABLE | DATA NOT AVAILABLE | DATA NOT AVAILABLE | 2020-10-01
1700051768895 | DATA NOT AVAILABLE | SSE GENERATION LTD | RANNOCH POWER STATION | DATA NOT AVAILABLE | GENERATOR 3 IMPORT | PITLOCHRY | PERTHSHIRE | PH17 2QP | SCOTLAND | 252789 | 758405 | RANNOCH | DATA NOT APPLICABLE | BRIDGE OF GAUR | 11 | SCOTTISH HYDRO ELECTRIC POWER DISTRIBUTION PLC | HYDRO (TO BE CONFIRMED) | HYDRO - OTHER | NO | DATA NOT AVAILABLE | DATA NOT AVAILABLE | DATA NOT AVAILABLE | DATA NOT AVAILABLE | DATA NOT AVAILABLE | DATA NOT AVAILABLE | DATA NOT AVAILABLE | DATA NOT AVAILABLE | DATA NOT AVAILABLE | DATA NOT AVAILABLE | DATA NOT AVAILABLE | DATA NOT AVAILABLE | DATA NOT AVAILABLE | DATA NOT AVAILABLE | DATA NOT AVAILABLE | NO | CONNECTED | 15.2 | 15.2 | 16 | DATA NOT AVAILABLE | DATA NOT AVAILABLE | DATA NOT AVAILABLE | DATA NOT AVAILABLE | DATA NOT AVAILABLE | DATA NOT AVAILABLE | DATA NOT AVAILABLE | DATA NOT AVAILABLE | DATA NOT AVAILABLE | DATA NOT AVAILABLE | N | DATA NOT AVAILABLE | DATA NOT AVAILABLE | DATA NOT AVAILABLE | DATA NOT AVAILABLE | DATA NOT AVAILABLE | 2020-10-01
1700051771550 | DATA NOT AVAILABLE | AUCHENCARROCH LANDFILL | AUCHENCARROCH ENERGY LTD | IMPORT SUPPLY | AUCHENCARROCH ROAD | ALEXANDRIA | DUNBARTONSHIRE | G83 9EY | SCOTLAND | 239821 | 680730 | STRATHLEVEN | DATA NOT APPLICABLE | AUCHENCARROCH | 33 | SCOTTISH HYDRO ELECTRIC POWER DISTRIBUTION PLC | BIOFUEL - LANDFILL GAS | ENGINE (COMBUSTION / RECIPROCATING) | NO | DATA NOT AVAILABLE | DATA NOT AVAILABLE | DATA NOT AVAILABLE | DATA NOT AVAILABLE | DATA NOT AVAILABLE | DATA NOT AVAILABLE | DATA NOT AVAILABLE | DATA NOT AVAILABLE | DATA NOT AVAILABLE | DATA NOT AVAILABLE | DATA NOT AVAILABLE | DATA NOT AVAILABLE | DATA NOT AVAILABLE | DATA NOT AVAILABLE | DATA NOT AVAILABLE | NO | CONNECTED | 3.035 | 3.035 | 3.195 | DATA NOT AVAILABLE | DATA NOT AVAILABLE | DATA NOT AVAILABLE | DATA NOT AVAILABLE | DATA NOT AVAILABLE | DATA NOT AVAILABLE | DATA NOT AVAILABLE | DATA NOT AVAILABLE | DATA NOT AVAILABLE | DATA NOT AVAILABLE | N | DATA NOT AVAILABLE | DATA NOT AVAILABLE | DATA NOT AVAILABLE | DATA NOT AVAILABLE | DATA NOT AVAILABLE | 2020-10-01
1700051775660 | DATA NOT AVAILABLE | DATA NOT AVAILABLE | CAUSEYMIRE WINDFARM | DATA NOT AVAILABLE | MYBSTER | WICK | CAITHNESS | KW1 5XU | SCOTLAND | 316677 | 952911 | MYBSTER | DATA NOT APPLICABLE | MYBSTER GRID | 33 | SCOTTISH HYDRO ELECTRIC POWER DISTRIBUTION PLC | WIND | ENGINE (COMBUSTION / RECIPROCATING) | NO | DATA NOT AVAILABLE | DATA NOT AVAILABLE | DATA NOT AVAILABLE | DATA NOT AVAILABLE | DATA NOT AVAILABLE | DATA NOT AVAILABLE | DATA NOT AVAILABLE | DATA NOT AVAILABLE | DATA NOT AVAILABLE | DATA NOT AVAILABLE | DATA NOT AVAILABLE | DATA NOT AVAILABLE | DATA NOT AVAILABLE | DATA NOT AVAILABLE | DATA NOT AVAILABLE | NO | CONNECTED | 22.8 | 22.8 | 24 | DATA NOT AVAILABLE | DATA NOT AVAILABLE | DATA NOT AVAILABLE | DATA NOT AVAILABLE | DATA NOT AVAILABLE | DATA NOT AVAILABLE | DATA NOT AVAILABLE | DATA NOT AVAILABLE | DATA NOT AVAILABLE | DATA NOT AVAILABLE | N | DATA NOT AVAILABLE | DATA NOT AVAILABLE | DATA NOT AVAILABLE | DATA NOT AVAILABLE | DATA NOT AVAILABLE | 2020-10-01
1700051775670 | DATA NOT AVAILABLE | CAUSEYMIRE WIND FARM LTD | DATA NOT AVAILABLE | CAUSEYMIRE WINDFARM A | MYBSTER | WICK | CAITHNESS | KW1 5XU | SCOTLAND | 316677 | 952911 | MYBSTER | DATA NOT APPLICABLE | MYBSTER GRID | 33 | SCOTTISH HYDRO ELECTRIC POWER DISTRIBUTION PLC | WIND | ENGINE (COMBUSTION / RECIPROCATING) | NO | DATA NOT AVAILABLE | DATA NOT AVAILABLE | DATA NOT AVAILABLE | DATA NOT AVAILABLE | DATA NOT AVAILABLE | DATA NOT AVAILABLE | DATA NOT AVAILABLE | DATA NOT AVAILABLE | DATA NOT AVAILABLE | DATA NOT AVAILABLE | DATA NOT AVAILABLE | DATA NOT AVAILABLE | DATA NOT AVAILABLE | DATA NOT AVAILABLE | DATA NOT AVAILABLE | NO | CONNECTED | 22.8 | 22.8 | 24 | DATA NOT AVAILABLE | DATA NOT AVAILABLE | DATA NOT AVAILABLE | DATA NOT AVAILABLE | DATA NOT AVAILABLE | DATA NOT AVAILABLE | DATA NOT AVAILABLE | DATA NOT AVAILABLE | DATA NOT AVAILABLE | DATA NOT AVAILABLE | N | DATA NOT AVAILABLE | DATA NOT AVAILABLE | DATA NOT AVAILABLE | DATA NOT AVAILABLE | DATA NOT AVAILABLE | 2020-10-01
1700052007843 | DATA NOT AVAILABLE | COMMUNITY ENERGY SERVICES LTD | DATA NOT AVAILABLE | SEATON (CHP) ENERGY CENTRE | SCHOOL ROAD | ABERDEEN | ABERDEEN | AB24 1WA | SCOTLAND | 394754 | 808431 | PERSLEY | DATA NOT APPLICABLE | ST MACHAR | 11 | SCOTTISH HYDRO ELECTRIC POWER DISTRIBUTION PLC | DATA NOT AVAILABLE | ENGINE (COMBUSTION / RECIPROCATING) | NO | DATA NOT AVAILABLE | DATA NOT AVAILABLE | DATA NOT AVAILABLE | DATA NOT AVAILABLE | DATA NOT AVAILABLE | DATA NOT AVAILABLE | DATA NOT AVAILABLE | DATA NOT AVAILABLE | DATA NOT AVAILABLE | DATA NOT AVAILABLE | DATA NOT AVAILABLE | DATA NOT AVAILABLE | DATA NOT AVAILABLE | DATA NOT AVAILABLE | DATA NOT AVAILABLE | NO | CONNECTED | 1.995 | 1.995 | 2.1 | DATA NOT AVAILABLE | DATA NOT AVAILABLE | DATA NOT AVAILABLE | DATA NOT AVAILABLE | DATA NOT AVAILABLE | DATA NOT AVAILABLE | DATA NOT AVAILABLE | DATA NOT AVAILABLE | DATA NOT AVAILABLE | DATA NOT AVAILABLE | N | DATA NOT AVAILABLE | DATA NOT AVAILABLE | DATA NOT AVAILABLE | DATA NOT AVAILABLE | DATA NOT AVAILABLE | 2020-10-01
1700052068075 | DATA NOT AVAILABLE | IGNIS WICK LTD | PULTENEYTOWN DISTILLERY | DATA NOT AVAILABLE | HUDDART STREET | WICK | CAITHNESS | KW1 5BA | SCOTLAND | 336716 | 950162 | MYBSTER | DATA NOT APPLICABLE | WICK | 11 | SCOTTISH HYDRO ELECTRIC POWER DISTRIBUTION PLC | DATA NOT AVAILABLE | ENGINE (COMBUSTION / RECIPROCATING) | NO | DATA NOT AVAILABLE | DATA NOT AVAILABLE | DATA NOT AVAILABLE | DATA NOT AVAILABLE | DATA NOT AVAILABLE | DATA NOT AVAILABLE | DATA NOT AVAILABLE | DATA NOT AVAILABLE | DATA NOT AVAILABLE | DATA NOT AVAILABLE | DATA NOT AVAILABLE | DATA NOT AVAILABLE | DATA NOT AVAILABLE | DATA NOT AVAILABLE | DATA NOT AVAILABLE | NO | CONNECTED | 1.568 | 1.568 | 1.65 | DATA NOT AVAILABLE | DATA NOT AVAILABLE | DATA NOT AVAILABLE | DATA NOT AVAILABLE | DATA NOT AVAILABLE | DATA NOT AVAILABLE | DATA NOT AVAILABLE | DATA NOT AVAILABLE | DATA NOT AVAILABLE | DATA NOT AVAILABLE | N | DATA NOT AVAILABLE | DATA NOT AVAILABLE | DATA NOT AVAILABLE | DATA NOT AVAILABLE | DATA NOT AVAILABLE | 2020-10-01
1700052157585 | DATA NOT AVAILABLE | THE EUROPEAN MARINE ENERGY CENTRE LIMITED | DATA NOT AVAILABLE | TIDAL TEST STREAM FACILITY | DATA NOT AVAILABLE | ORKNEY | ORKNEY ISLANDS | KW17 2AA | SCOTLAND | 356224 | 1030760 | THURSO | DATA NOT APPLICABLE | EDAY TIDAL STREAM | 33 | SCOTTISH HYDRO ELECTRIC POWER DISTRIBUTION PLC | HYDRO (TO BE CONFIRMED) | TIDAL STREAM DEVICES | NO | DATA NOT AVAILABLE | DATA NOT AVAILABLE | DATA NOT AVAILABLE | DATA NOT AVAILABLE | DATA NOT AVAILABLE | DATA NOT AVAILABLE | DATA NOT AVAILABLE | DATA NOT AVAILABLE | DATA NOT AVAILABLE | DATA NOT AVAILABLE | DATA NOT AVAILABLE | DATA NOT AVAILABLE | DATA NOT AVAILABLE | DATA NOT AVAILABLE | DATA NOT AVAILABLE | NO | CONNECTED | 3.8 | 3.8 | 4 | DATA NOT AVAILABLE | DATA NOT AVAILABLE | DATA NOT AVAILABLE | DATA NOT AVAILABLE | DATA NOT AVAILABLE | DATA NOT AVAILABLE | DATA NOT AVAILABLE | DATA NOT AVAILABLE | DATA NOT AVAILABLE | DATA NOT AVAILABLE | N | DATA NOT AVAILABLE | DATA NOT AVAILABLE | DATA NOT AVAILABLE | DATA NOT AVAILABLE | DATA NOT AVAILABLE | 2020-10-01
1700052199984 | DATA NOT AVAILABLE | RINGLINK (SCOTLAND) LIMITED | ST JOHNS WELLS WIND | GENERATING STATION | DATA NOT AVAILABLE | TURRIFF | ABERDEENSHIRE | AB53 8PX | SCOTLAND | 379880 | 836435 | KINTORE | DATA NOT APPLICABLE | FYVIE | 11 | SCOTTISH HYDRO ELECTRIC POWER DISTRIBUTION PLC | WIND | ENGINE (COMBUSTION / RECIPROCATING) | NO | DATA NOT AVAILABLE | DATA NOT AVAILABLE | DATA NOT AVAILABLE | DATA NOT AVAILABLE | DATA NOT AVAILABLE | DATA NOT AVAILABLE | DATA NOT AVAILABLE | DATA NOT AVAILABLE | DATA NOT AVAILABLE | DATA NOT AVAILABLE | DATA NOT AVAILABLE | DATA NOT AVAILABLE | DATA NOT AVAILABLE | DATA NOT AVAILABLE | DATA NOT AVAILABLE | NO | CONNECTED | 2.28 | 2.28 | 2.4 | DATA NOT AVAILABLE | DATA NOT AVAILABLE | DATA NOT AVAILABLE | DATA NOT AVAILABLE | DATA NOT AVAILABLE | DATA NOT AVAILABLE | DATA NOT AVAILABLE | DATA NOT AVAILABLE | DATA NOT AVAILABLE | DATA NOT AVAILABLE | N | DATA NOT AVAILABLE | DATA NOT AVAILABLE | DATA NOT AVAILABLE | DATA NOT AVAILABLE | DATA NOT AVAILABLE | 2020-10-01
1700052228395 | DATA NOT AVAILABLE | BALCAS TIMBER LTD | DATA NOT AVAILABLE | BIOMASS GENERATOR | CROMARTY FIRTH INDUSTRIAL PARK | INVERGORDON | ROSS-SHIRE | IV18 0LE | SCOTLAND | 272097 | 870463 | ALNESS | DATA NOT APPLICABLE | INVERGORDON | 11 | SCOTTISH HYDRO ELECTRIC POWER DISTRIBUTION PLC | BIOMASS | ENGINE (COMBUSTION / RECIPROCATING) | NO | DATA NOT AVAILABLE | DATA NOT AVAILABLE | DATA NOT AVAILABLE | DATA NOT AVAILABLE | DATA NOT AVAILABLE | DATA NOT AVAILABLE | DATA NOT AVAILABLE | DATA NOT AVAILABLE | DATA NOT AVAILABLE | DATA NOT AVAILABLE | DATA NOT AVAILABLE | DATA NOT AVAILABLE | DATA NOT AVAILABLE | DATA NOT AVAILABLE | DATA NOT AVAILABLE | NO | CONNECTED | 7.002 | 7.002 | 7.37 | DATA NOT AVAILABLE | DATA NOT AVAILABLE | DATA NOT AVAILABLE | DATA NOT AVAILABLE | DATA NOT AVAILABLE | DATA NOT AVAILABLE | DATA NOT AVAILABLE | DATA NOT AVAILABLE | DATA NOT AVAILABLE | DATA NOT AVAILABLE | N | DATA NOT AVAILABLE | DATA NOT AVAILABLE | DATA NOT AVAILABLE | DATA NOT AVAILABLE | DATA NOT AVAILABLE | 2020-10-01
1700052335965 | DATA NOT AVAILABLE | DATA NOT AVAILABLE | BRUXIEHILL WIND GENERATING | STATION | DATA NOT AVAILABLE | PETERHEAD | ABERDEENSHIRE | AB42 3DA | SCOTLAND | 408618 | 851679 | ST FERGUS GAS | DATA NOT APPLICABLE | ST FERGUS GAS TERM | 11 | SCOTTISH HYDRO ELECTRIC POWER DISTRIBUTION PLC | WIND | ENGINE (COMBUSTION / RECIPROCATING) | NO | DATA NOT AVAILABLE | DATA NOT AVAILABLE | DATA NOT AVAILABLE | DATA NOT AVAILABLE | DATA NOT AVAILABLE | DATA NOT AVAILABLE | DATA NOT AVAILABLE | DATA NOT AVAILABLE | DATA NOT AVAILABLE | DATA NOT AVAILABLE | DATA NOT AVAILABLE | DATA NOT AVAILABLE | DATA NOT AVAILABLE | DATA NOT AVAILABLE | DATA NOT AVAILABLE | NO | CONNECTED | 2.85 | 2.85 | 3 | DATA NOT AVAILABLE | DATA NOT AVAILABLE | DATA NOT AVAILABLE | DATA NOT AVAILABLE | DATA NOT AVAILABLE | DATA NOT AVAILABLE | DATA NOT AVAILABLE | DATA NOT AVAILABLE | DATA NOT AVAILABLE | DATA NOT AVAILABLE | N | DATA NOT AVAILABLE | DATA NOT AVAILABLE | DATA NOT AVAILABLE | DATA NOT AVAILABLE | DATA NOT AVAILABLE | 2020-10-01
1700052338283 | DATA NOT AVAILABLE | DARROCH POWER LIMITED | DATA NOT AVAILABLE | DERRYDARROCH GEN STATION | DATA NOT AVAILABLE | ARROCHAR | DUNBARTONSHIRE | DATA NOT AVAILABLE | SCOTLAND | DATA NOT AVAILABLE | DATA NOT AVAILABLE | SLOY | DATA NOT APPLICABLE | SLOY POWER STATION | 11 | SCOTTISH HYDRO ELECTRIC POWER DISTRIBUTION PLC | DATA NOT AVAILABLE | ENGINE (COMBUSTION / RECIPROCATING) | NO | DATA NOT AVAILABLE | DATA NOT AVAILABLE | DATA NOT AVAILABLE | DATA NOT AVAILABLE | DATA NOT AVAILABLE | DATA NOT AVAILABLE | DATA NOT AVAILABLE | DATA NOT AVAILABLE | DATA NOT AVAILABLE | DATA NOT AVAILABLE | DATA NOT AVAILABLE | DATA NOT AVAILABLE | DATA NOT AVAILABLE | DATA NOT AVAILABLE | DATA NOT AVAILABLE | NO | CONNECTED | 2.803 | 2.803 | 2.95 | DATA NOT AVAILABLE | DATA NOT AVAILABLE | DATA NOT AVAILABLE | DATA NOT AVAILABLE | DATA NOT AVAILABLE | DATA NOT AVAILABLE | DATA NOT AVAILABLE | DATA NOT AVAILABLE | DATA NOT AVAILABLE | DATA NOT AVAILABLE | N | DATA NOT AVAILABLE | DATA NOT AVAILABLE | DATA NOT AVAILABLE | DATA NOT AVAILABLE | DATA NOT AVAILABLE | 2020-10-01
1700052338308 | DATA NOT AVAILABLE | OSSPOWER LIMITED | ALLT FION POWERHOUSE | DATA NOT AVAILABLE | DATA NOT AVAILABLE | ARROCHAR | DUNBARTONSHIRE | G83 7DZ | SCOTLAND | 231772 | 718833 | SLOY | DATA NOT APPLICABLE | SLOY GRID | 33 | SCOTTISH HYDRO ELECTRIC POWER DISTRIBUTION PLC | DATA NOT AVAILABLE | ENGINE (COMBUSTION / RECIPROCATING) | NO | DATA NOT AVAILABLE | DATA NOT AVAILABLE | DATA NOT AVAILABLE | DATA NOT AVAILABLE | DATA NOT AVAILABLE | DATA NOT AVAILABLE | DATA NOT AVAILABLE | DATA NOT AVAILABLE | DATA NOT AVAILABLE | DATA NOT AVAILABLE | DATA NOT AVAILABLE | DATA NOT AVAILABLE | DATA NOT AVAILABLE | DATA NOT AVAILABLE | DATA NOT AVAILABLE | NO | CONNECTED | 1.995 | 1.995 | 2.1 | DATA NOT AVAILABLE | DATA NOT AVAILABLE | DATA NOT AVAILABLE | DATA NOT AVAILABLE | DATA NOT AVAILABLE | DATA NOT AVAILABLE | DATA NOT AVAILABLE | DATA NOT AVAILABLE | DATA NOT AVAILABLE | DATA NOT AVAILABLE | N | DATA NOT AVAILABLE | DATA NOT AVAILABLE | DATA NOT AVAILABLE | DATA NOT AVAILABLE | DATA NOT AVAILABLE | 2020-10-01
1700052338326 | DATA NOT AVAILABLE | BEN GLAS POWER LIMITED | DATA NOT AVAILABLE | BEN GLAS GEN STATION | DATA NOT AVAILABLE | ARROCHAR | DUNBARTONSHIRE | DATA NOT AVAILABLE | SCOTLAND | DATA NOT AVAILABLE | DATA NOT AVAILABLE | SLOY | DATA NOT APPLICABLE | SLOY POWER STATION | 11 | SCOTTISH HYDRO ELECTRIC POWER DISTRIBUTION PLC | DATA NOT AVAILABLE | ENGINE (COMBUSTION / RECIPROCATING) | NO | DATA NOT AVAILABLE | DATA NOT AVAILABLE | DATA NOT AVAILABLE | DATA NOT AVAILABLE | DATA NOT AVAILABLE | DATA NOT AVAILABLE | DATA NOT AVAILABLE | DATA NOT AVAILABLE | DATA NOT AVAILABLE | DATA NOT AVAILABLE | DATA NOT AVAILABLE | DATA NOT AVAILABLE | DATA NOT AVAILABLE | DATA NOT AVAILABLE | DATA NOT AVAILABLE | NO | CONNECTED | 1.9 | 1.9 | 2 | DATA NOT AVAILABLE | DATA NOT AVAILABLE | DATA NOT AVAILABLE | DATA NOT AVAILABLE | DATA NOT AVAILABLE | DATA NOT AVAILABLE | DATA NOT AVAILABLE | DATA NOT AVAILABLE | DATA NOT AVAILABLE | DATA NOT AVAILABLE | N | DATA NOT AVAILABLE | DATA NOT AVAILABLE | DATA NOT AVAILABLE | DATA NOT AVAILABLE | DATA NOT AVAILABLE | 2020-10-01
1700052340733 | DATA NOT AVAILABLE | HOUSE O'HILL WIND ENERGY LTD | DATA NOT AVAILABLE | HOUSE O'HILL WINDFARM | HOUSE O'HILL FARM | ABERDEEN | ABERDEENSHIRE | AB43 7AU | SCOTLAND | 398081 | 858161 | STRICHEN | DATA NOT APPLICABLE | STRICHEN | 11 | SCOTTISH HYDRO ELECTRIC POWER DISTRIBUTION PLC | WIND | ENGINE (COMBUSTION / RECIPROCATING) | NO | DATA NOT AVAILABLE | DATA NOT AVAILABLE | DATA NOT AVAILABLE | DATA NOT AVAILABLE | DATA NOT AVAILABLE | DATA NOT AVAILABLE | DATA NOT AVAILABLE | DATA NOT AVAILABLE | DATA NOT AVAILABLE | DATA NOT AVAILABLE | DATA NOT AVAILABLE | DATA NOT AVAILABLE | DATA NOT AVAILABLE | DATA NOT AVAILABLE | DATA NOT AVAILABLE | NO | CONNECTED | 2.28 | 2.28 | 2.4 | DATA NOT AVAILABLE | DATA NOT AVAILABLE | DATA NOT AVAILABLE | DATA NOT AVAILABLE | DATA NOT AVAILABLE | DATA NOT AVAILABLE | DATA NOT AVAILABLE | DATA NOT AVAILABLE | DATA NOT AVAILABLE | DATA NOT AVAILABLE | N | DATA NOT AVAILABLE | DATA NOT AVAILABLE | DATA NOT AVAILABLE | DATA NOT AVAILABLE | DATA NOT AVAILABLE | 2020-10-01
1700052383505 | DATA NOT AVAILABLE | LAIRIG A MHUIC LLP | DATA NOT AVAILABLE | INNERWICK HYDRO GEN STATION | DATA NOT AVAILABLE | PERTH | PERTHSHIRE AND KINROSS | PH15 2PP | SCOTLAND | 258171 | 747124 | KILLIN | DATA NOT APPLICABLE | KILLIN GRID | 33 | SCOTTISH HYDRO ELECTRIC POWER DISTRIBUTION PLC | DATA NOT AVAILABLE | ENGINE (COMBUSTION / RECIPROCATING) | NO | DATA NOT AVAILABLE | DATA NOT AVAILABLE | DATA NOT AVAILABLE | DATA NOT AVAILABLE | DATA NOT AVAILABLE | DATA NOT AVAILABLE | DATA NOT AVAILABLE | DATA NOT AVAILABLE | DATA NOT AVAILABLE | DATA NOT AVAILABLE | DATA NOT AVAILABLE | DATA NOT AVAILABLE | DATA NOT AVAILABLE | DATA NOT AVAILABLE | DATA NOT AVAILABLE | NO | CONNECTED | 1.14 | 1.14 | 1.2 | DATA NOT AVAILABLE | DATA NOT AVAILABLE | DATA NOT AVAILABLE | DATA NOT AVAILABLE | DATA NOT AVAILABLE | DATA NOT AVAILABLE | DATA NOT AVAILABLE | DATA NOT AVAILABLE | DATA NOT AVAILABLE | DATA NOT AVAILABLE | N | DATA NOT AVAILABLE | DATA NOT AVAILABLE | DATA NOT AVAILABLE | DATA NOT AVAILABLE | DATA NOT AVAILABLE | 2020-10-01
1700052384252 | DATA NOT AVAILABLE | FLOTTA WIND POWER LIMITED | WINDFARM IMPORT/EXPORT | DATA NOT AVAILABLE | DATA NOT AVAILABLE | ORKNEY | ORKNEY ISLANDS | KW16 3NP | SCOTLAND | 336349 | 993692 | THURSO | DATA NOT APPLICABLE | FLOTTA | 11 | SCOTTISH HYDRO ELECTRIC POWER DISTRIBUTION PLC | WIND | ENGINE (COMBUSTION / RECIPROCATING) | NO | DATA NOT AVAILABLE | DATA NOT AVAILABLE | DATA NOT AVAILABLE | DATA NOT AVAILABLE | DATA NOT AVAILABLE | DATA NOT AVAILABLE | DATA NOT AVAILABLE | DATA NOT AVAILABLE | DATA NOT AVAILABLE | DATA NOT AVAILABLE | DATA NOT AVAILABLE | DATA NOT AVAILABLE | DATA NOT AVAILABLE | DATA NOT AVAILABLE | DATA NOT AVAILABLE | NO | CONNECTED | 2.07 | 2.07 | 2.179 | DATA NOT AVAILABLE | DATA NOT AVAILABLE | DATA NOT AVAILABLE | DATA NOT AVAILABLE | DATA NOT AVAILABLE | DATA NOT AVAILABLE | DATA NOT AVAILABLE | DATA NOT AVAILABLE | DATA NOT AVAILABLE | DATA NOT AVAILABLE | N | DATA NOT AVAILABLE | DATA NOT AVAILABLE | DATA NOT AVAILABLE | DATA NOT AVAILABLE | DATA NOT AVAILABLE | 2020-10-01
1700052412653 | DATA NOT AVAILABLE | SSE GENERATION LTD OWN USEASSOCIATED | GENERATOR 5,6 & 7 | EXPORT SUPPLY | ARNISH GENERATING STATION | ISLE OF LEWIS | EILEAN SIAR | HS2 9AY | SCOTLAND | 119631 | 941812 | ARDMORE GRID | DATA NOT APPLICABLE | DATA NOT AVAILABLE | DATA NOT AVAILABLE | SCOTTISH HYDRO ELECTRIC POWER DISTRIBUTION PLC | DATA NOT AVAILABLE | ENGINE (COMBUSTION / RECIPROCATING) | NO | DATA NOT AVAILABLE | DATA NOT AVAILABLE | DATA NOT AVAILABLE | DATA NOT AVAILABLE | DATA NOT AVAILABLE | DATA NOT AVAILABLE | DATA NOT AVAILABLE | DATA NOT AVAILABLE | DATA NOT AVAILABLE | DATA NOT AVAILABLE | DATA NOT AVAILABLE | DATA NOT AVAILABLE | DATA NOT AVAILABLE | DATA NOT AVAILABLE | DATA NOT AVAILABLE | NO | CONNECTED | 1.568 | 1.568 | 1.65 | DATA NOT AVAILABLE | DATA NOT AVAILABLE | DATA NOT AVAILABLE | DATA NOT AVAILABLE | DATA NOT AVAILABLE | DATA NOT AVAILABLE | DATA NOT AVAILABLE | DATA NOT AVAILABLE | DATA NOT AVAILABLE | DATA NOT AVAILABLE | N | DATA NOT AVAILABLE | DATA NOT AVAILABLE | DATA NOT AVAILABLE | DATA NOT AVAILABLE | DATA NOT AVAILABLE | 2020-10-01
1700052412662 | DATA NOT AVAILABLE | SSE GENERATION LTD OWN USEASSOCIATED | GENERATOR 5,6 & 7 | EXPORT SUPPLY | ARNISH GENERATING STATION | ISLE OF LEWIS | EILEAN SIAR | HS2 9AY | SCOTLAND | 119631 | 941812 | ARDMORE GRID | DATA NOT APPLICABLE | DATA NOT AVAILABLE | DATA NOT AVAILABLE | SCOTTISH HYDRO ELECTRIC POWER DISTRIBUTION PLC | DATA NOT AVAILABLE | ENGINE (COMBUSTION / RECIPROCATING) | NO | DATA NOT AVAILABLE | DATA NOT AVAILABLE | DATA NOT AVAILABLE | DATA NOT AVAILABLE | DATA NOT AVAILABLE | DATA NOT AVAILABLE | DATA NOT AVAILABLE | DATA NOT AVAILABLE | DATA NOT AVAILABLE | DATA NOT AVAILABLE | DATA NOT AVAILABLE | DATA NOT AVAILABLE | DATA NOT AVAILABLE | DATA NOT AVAILABLE | DATA NOT AVAILABLE | NO | CONNECTED | 1.568 | 1.568 | 1.65 | DATA NOT AVAILABLE | DATA NOT AVAILABLE | DATA NOT AVAILABLE | DATA NOT AVAILABLE | DATA NOT AVAILABLE | DATA NOT AVAILABLE | DATA NOT AVAILABLE | DATA NOT AVAILABLE | DATA NOT AVAILABLE | DATA NOT AVAILABLE | N | DATA NOT AVAILABLE | DATA NOT AVAILABLE | DATA NOT AVAILABLE | DATA NOT AVAILABLE | DATA NOT AVAILABLE | 2020-10-01
1700052441501 | DATA NOT AVAILABLE | BENZIES | DATA NOT AVAILABLE | GAIRNIESTON | DATA NOT AVAILABLE | TURRIFF | ABERDEENSHIRE | AB53 5RP | SCOTLAND | 374541 | 855398 | MACDUFF | DATA NOT APPLICABLE | TURRIFF | 11 | SCOTTISH HYDRO ELECTRIC POWER DISTRIBUTION PLC | DATA NOT AVAILABLE | ENGINE (COMBUSTION / RECIPROCATING) | NO | DATA NOT AVAILABLE | DATA NOT AVAILABLE | DATA NOT AVAILABLE | DATA NOT AVAILABLE | DATA NOT AVAILABLE | DATA NOT AVAILABLE | DATA NOT AVAILABLE | DATA NOT AVAILABLE | DATA NOT AVAILABLE | DATA NOT AVAILABLE | DATA NOT AVAILABLE | DATA NOT AVAILABLE | DATA NOT AVAILABLE | DATA NOT AVAILABLE | DATA NOT AVAILABLE | NO | CONNECTED | 1.9 | 1.9 | 2 | DATA NOT AVAILABLE | DATA NOT AVAILABLE | DATA NOT AVAILABLE | DATA NOT AVAILABLE | DATA NOT AVAILABLE | DATA NOT AVAILABLE | DATA NOT AVAILABLE | DATA NOT AVAILABLE | DATA NOT AVAILABLE | DATA NOT AVAILABLE | N | DATA NOT AVAILABLE | DATA NOT AVAILABLE | DATA NOT AVAILABLE | DATA NOT AVAILABLE | DATA NOT AVAILABLE | 2020-10-01
1700052478111 | DATA NOT AVAILABLE | UDNY COMMUNITY WIND TURBINE COMPANY LTD | UDNY COMMUNITY | WIND GENERATING STATION | TILLYMAUD | ELLON | ABERDEENSHIRE | AB41 6RX | SCOTLAND | 389074 | 825230 | DYCE | DATA NOT APPLICABLE | KINGSEAT | 11 | SCOTTISH HYDRO ELECTRIC POWER DISTRIBUTION PLC | WIND | ENGINE (COMBUSTION / RECIPROCATING) | NO | DATA NOT AVAILABLE | DATA NOT AVAILABLE | DATA NOT AVAILABLE | DATA NOT AVAILABLE | DATA NOT AVAILABLE | DATA NOT AVAILABLE | DATA NOT AVAILABLE | DATA NOT AVAILABLE | DATA NOT AVAILABLE | DATA NOT AVAILABLE | DATA NOT AVAILABLE | DATA NOT AVAILABLE | DATA NOT AVAILABLE | DATA NOT AVAILABLE | DATA NOT AVAILABLE | NO | CONNECTED | 1.069 | 1.069 | 1.125 | DATA NOT AVAILABLE | DATA NOT AVAILABLE | DATA NOT AVAILABLE | DATA NOT AVAILABLE | DATA NOT AVAILABLE | DATA NOT AVAILABLE | DATA NOT AVAILABLE | DATA NOT AVAILABLE | DATA NOT AVAILABLE | DATA NOT AVAILABLE | N | DATA NOT AVAILABLE | DATA NOT AVAILABLE | DATA NOT AVAILABLE | DATA NOT AVAILABLE | DATA NOT AVAILABLE | 2020-10-01
1700052478130 | DATA NOT AVAILABLE | 4L ENERGY LIMITED | LITTLE BYTH | WIND GENERATING STATION | LITTLE BYTH | FRASERBURGH | ABERDEENSHIRE | AB53 5XR | SCOTLAND | 382588 | 856744 | STRICHEN | DATA NOT APPLICABLE | NEW PITSLIGO | 11 | SCOTTISH HYDRO ELECTRIC POWER DISTRIBUTION PLC | WIND | ENGINE (COMBUSTION / RECIPROCATING) | NO | DATA NOT AVAILABLE | DATA NOT AVAILABLE | DATA NOT AVAILABLE | DATA NOT AVAILABLE | DATA NOT AVAILABLE | DATA NOT AVAILABLE | DATA NOT AVAILABLE | DATA NOT AVAILABLE | DATA NOT AVAILABLE | DATA NOT AVAILABLE | DATA NOT AVAILABLE | DATA NOT AVAILABLE | DATA NOT AVAILABLE | DATA NOT AVAILABLE | DATA NOT AVAILABLE | NO | CONNECTED | 2.565 | 2.565 | 2.7 | DATA NOT AVAILABLE | DATA NOT AVAILABLE | DATA NOT AVAILABLE | DATA NOT AVAILABLE | DATA NOT AVAILABLE | DATA NOT AVAILABLE | DATA NOT AVAILABLE | DATA NOT AVAILABLE | DATA NOT AVAILABLE | DATA NOT AVAILABLE | N | DATA NOT AVAILABLE | DATA NOT AVAILABLE | DATA NOT AVAILABLE | DATA NOT AVAILABLE | DATA NOT AVAILABLE | 2020-10-01
1700052479259 | DATA NOT AVAILABLE | STUARTFIELD WIND POWER LIMITED | DATA NOT AVAILABLE | WEST KNOCK WINDFARM | DATA NOT AVAILABLE | PETERHEAD | ABERDEENSHIRE | AB42 5DJ | SCOTLAND | 398370 | 845589 | STRICHEN | DATA NOT APPLICABLE | MINTLAW | 11 | SCOTTISH HYDRO ELECTRIC POWER DISTRIBUTION PLC | WIND | ENGINE (COMBUSTION / RECIPROCATING) | NO | DATA NOT AVAILABLE | DATA NOT AVAILABLE | DATA NOT AVAILABLE | DATA NOT AVAILABLE | DATA NOT AVAILABLE | DATA NOT AVAILABLE | DATA NOT AVAILABLE | DATA NOT AVAILABLE | DATA NOT AVAILABLE | DATA NOT AVAILABLE | DATA NOT AVAILABLE | DATA NOT AVAILABLE | DATA NOT AVAILABLE | DATA NOT AVAILABLE | DATA NOT AVAILABLE | NO | CONNECTED | 2.28 | 2.28 | 2.4 | DATA NOT AVAILABLE | DATA NOT AVAILABLE | DATA NOT AVAILABLE | DATA NOT AVAILABLE | DATA NOT AVAILABLE | DATA NOT AVAILABLE | DATA NOT AVAILABLE | DATA NOT AVAILABLE | DATA NOT AVAILABLE | DATA NOT AVAILABLE | N | DATA NOT AVAILABLE | DATA NOT AVAILABLE | DATA NOT AVAILABLE | DATA NOT AVAILABLE | DATA NOT AVAILABLE | 2020-10-01
1700052479365 | DATA NOT AVAILABLE | WESTRAY WIND POWER LIMITED | DATA NOT AVAILABLE | TUQUOY WINDFARM | DATA NOT AVAILABLE | ORKNEY | ORKNEY ISLANDS | KW17 2DR | SCOTLAND | 344130 | 1043726 | THURSO | DATA NOT APPLICABLE | WESTRAY | 11 | SCOTTISH HYDRO ELECTRIC POWER DISTRIBUTION PLC | WIND | ENGINE (COMBUSTION / RECIPROCATING) | NO | DATA NOT AVAILABLE | DATA NOT AVAILABLE | DATA NOT AVAILABLE | DATA NOT AVAILABLE | DATA NOT AVAILABLE | DATA NOT AVAILABLE | DATA NOT AVAILABLE | DATA NOT AVAILABLE | DATA NOT AVAILABLE | DATA NOT AVAILABLE | DATA NOT AVAILABLE | DATA NOT AVAILABLE | DATA NOT AVAILABLE | DATA NOT AVAILABLE | DATA NOT AVAILABLE | NO | CONNECTED | 1.71 | 1.71 | 1.8 | DATA NOT AVAILABLE | DATA NOT AVAILABLE | DATA NOT AVAILABLE | DATA NOT AVAILABLE | DATA NOT AVAILABLE | DATA NOT AVAILABLE | DATA NOT AVAILABLE | DATA NOT AVAILABLE | DATA NOT AVAILABLE | DATA NOT AVAILABLE | N | DATA NOT AVAILABLE | DATA NOT AVAILABLE | DATA NOT AVAILABLE | DATA NOT AVAILABLE | DATA NOT AVAILABLE | 2020-10-01
1700052577781 | DATA NOT AVAILABLE | DATA NOT AVAILABLE | DATA NOT AVAILABLE | DATA NOT AVAILABLE | DATA NOT AVAILABLE | DATA NOT AVAILABLE | DATA NOT AVAILABLE | DATA NOT AVAILABLE | SCOTLAND | DATA NOT AVAILABLE | DATA NOT AVAILABLE | DATA NOT AVAILABLE | DATA NOT APPLICABLE | DATA NOT AVAILABLE | DATA NOT AVAILABLE | SCOTTISH HYDRO ELECTRIC POWER DISTRIBUTION PLC | DATA NOT AVAILABLE | ENGINE (COMBUSTION / RECIPROCATING) | NO | DATA NOT AVAILABLE | DATA NOT AVAILABLE | DATA NOT AVAILABLE | DATA NOT AVAILABLE | DATA NOT AVAILABLE | DATA NOT AVAILABLE | DATA NOT AVAILABLE | DATA NOT AVAILABLE | DATA NOT AVAILABLE | DATA NOT AVAILABLE | DATA NOT AVAILABLE | DATA NOT AVAILABLE | DATA NOT AVAILABLE | DATA NOT AVAILABLE | DATA NOT AVAILABLE | NO | CONNECTED | 6.555 | 6.555 | 6.9 | DATA NOT AVAILABLE | DATA NOT AVAILABLE | DATA NOT AVAILABLE | DATA NOT AVAILABLE | DATA NOT AVAILABLE | DATA NOT AVAILABLE | DATA NOT AVAILABLE | DATA NOT AVAILABLE | DATA NOT AVAILABLE | DATA NOT AVAILABLE | N | DATA NOT AVAILABLE | DATA NOT AVAILABLE | DATA NOT AVAILABLE | DATA NOT AVAILABLE | DATA NOT AVAILABLE | 2020-10-01
1700052708372 | DATA NOT AVAILABLE | GWEL OPERATING COMPANY LIMITED | DATA NOT AVAILABLE | GREENSIDE WINDFARM | DATA NOT AVAILABLE | PETERHEAD | ABERDEENSHIRE | AB42 3HL | SCOTLAND | 406656 | 853649 | ST FERGUS GAS | DATA NOT APPLICABLE | ST FERGUS GAS TERM | 11 | SCOTTISH HYDRO ELECTRIC POWER DISTRIBUTION PLC | WIND | ENGINE (COMBUSTION / RECIPROCATING) | NO | DATA NOT AVAILABLE | DATA NOT AVAILABLE | DATA NOT AVAILABLE | DATA NOT AVAILABLE | DATA NOT AVAILABLE | DATA NOT AVAILABLE | DATA NOT AVAILABLE | DATA NOT AVAILABLE | DATA NOT AVAILABLE | DATA NOT AVAILABLE | DATA NOT AVAILABLE | DATA NOT AVAILABLE | DATA NOT AVAILABLE | DATA NOT AVAILABLE | DATA NOT AVAILABLE | NO | CONNECTED | 8.74 | 8.74 | 9.2 | DATA NOT AVAILABLE | DATA NOT AVAILABLE | DATA NOT AVAILABLE | DATA NOT AVAILABLE | DATA NOT AVAILABLE | DATA NOT AVAILABLE | DATA NOT AVAILABLE | DATA NOT AVAILABLE | DATA NOT AVAILABLE | DATA NOT AVAILABLE | N | DATA NOT AVAILABLE | DATA NOT AVAILABLE | DATA NOT AVAILABLE | DATA NOT AVAILABLE | DATA NOT AVAILABLE | 2020-10-01
1700052750791 | DATA NOT AVAILABLE | HILTON GREEN ENERGY LTD | LITTLE HILTON WINDFARM | WOOD WRAE | DATA NOT AVAILABLE | TURRIFF | ABERDEENSHIRE | AB53 5QT | SCOTLAND | 373626 | 851564 | MACDUFF | DATA NOT APPLICABLE | TURRIFF | 11 | SCOTTISH HYDRO ELECTRIC POWER DISTRIBUTION PLC | WIND | ONSHORE WIND TURBINES | NO | DATA NOT AVAILABLE | DATA NOT AVAILABLE | 2.3 | DATA NOT AVAILABLE | DATA NOT AVAILABLE | DATA NOT AVAILABLE | DATA NOT AVAILABLE | DATA NOT AVAILABLE | DATA NOT AVAILABLE | DATA NOT AVAILABLE | DATA NOT AVAILABLE | DATA NOT AVAILABLE | DATA NOT AVAILABLE | DATA NOT AVAILABLE | DATA NOT AVAILABLE | NO | CONNECTED | 2.185 | 2.185 | 2.3 | DATA NOT AVAILABLE | DATA NOT AVAILABLE | 2014-09-23 | DATA NOT AVAILABLE | DATA NOT AVAILABLE | DATA NOT AVAILABLE | DATA NOT AVAILABLE | DATA NOT AVAILABLE | DATA NOT AVAILABLE | DATA NOT AVAILABLE | N | DATA NOT AVAILABLE | DATA NOT AVAILABLE | DATA NOT AVAILABLE | DATA NOT AVAILABLE | DATA NOT AVAILABLE | 2020-10-01
1700052856888 | DATA NOT AVAILABLE | GREEN HIGHLAND ALLT LADAIDH (1148) LIMITED | ALLT LADAIDH HYDRO | GENERATING STATION | DATA NOT AVAILABLE | INVERGARRY | INVERNESS-SHIRE | PH35 4HR | SCOTLAND | 219422 | 801893 | FORT AUGUSTUS | DATA NOT APPLICABLE | FORT AUGUSTUS GRID | 33 | SCOTTISH HYDRO ELECTRIC POWER DISTRIBUTION PLC | HYDRO (TO BE CONFIRMED) | HYDRO POWER SYSTEM | NO | DATA NOT AVAILABLE | DATA NOT AVAILABLE | 1.4 | DATA NOT AVAILABLE | DATA NOT AVAILABLE | DATA NOT AVAILABLE | DATA NOT AVAILABLE | DATA NOT AVAILABLE | DATA NOT AVAILABLE | DATA NOT AVAILABLE | DATA NOT AVAILABLE | DATA NOT AVAILABLE | DATA NOT AVAILABLE | DATA NOT AVAILABLE | DATA NOT AVAILABLE | NO | CONNECTED | 1.283 | 1.283 | 1.35 | 0.005 | 0.005 | 2016-08-15 | DATA NOT AVAILABLE | DATA NOT AVAILABLE | DATA NOT AVAILABLE | DATA NOT AVAILABLE | DATA NOT AVAILABLE | DATA NOT AVAILABLE | DATA NOT AVAILABLE | N | DATA NOT AVAILABLE | DATA NOT AVAILABLE | DATA NOT AVAILABLE | DATA NOT AVAILABLE | DATA NOT AVAILABLE | 2020-10-01
1700052859912 | DATA NOT AVAILABLE | ACHOMER ENERGY LTD | DATA NOT AVAILABLE | ARDTALNAIG HYDRO | DATA NOT AVAILABLE | ABERFELDY | PERTHSHIRE | PH15 2PA | SCOTLAND | 267780 | 739668 | KILLIN | DATA NOT APPLICABLE | KILLIN GRID | 33 | SCOTTISH HYDRO ELECTRIC POWER DISTRIBUTION PLC | HYDRO (TO BE CONFIRMED) | HYDRO POWER SYSTEM | NO | DATA NOT AVAILABLE | DATA NOT AVAILABLE | 2 | DATA NOT AVAILABLE | DATA NOT AVAILABLE | DATA NOT AVAILABLE | DATA NOT AVAILABLE | DATA NOT AVAILABLE | DATA NOT AVAILABLE | DATA NOT AVAILABLE | DATA NOT AVAILABLE | DATA NOT AVAILABLE | DATA NOT AVAILABLE | DATA NOT AVAILABLE | DATA NOT AVAILABLE | NO | CONNECTED | 1.9 | 1.9 | 2 | DATA NOT AVAILABLE | DATA NOT AVAILABLE | 2016-08-08 | DATA NOT AVAILABLE | DATA NOT AVAILABLE | DATA NOT AVAILABLE | DATA NOT AVAILABLE | DATA NOT AVAILABLE | DATA NOT AVAILABLE | DATA NOT AVAILABLE | N | DATA NOT AVAILABLE | DATA NOT AVAILABLE | DATA NOT AVAILABLE | DATA NOT AVAILABLE | DATA NOT AVAILABLE | 2020-10-01
2000027882757 | DATA NOT AVAILABLE | CANFORD RENEWABLE ENERGY LIMITED | DATA NOT AVAILABLE | WHITES PIT LANDFILL SITE | MAGNA ROAD | WIMBORNE | DORSET | BH21 3AW | ENGLAND | 404408 | 97211 | MANNINGTON GSP | BOURNEMOUTH | ALDERNEY | 11 | SOUTHERN ELECTRIC POWER DISTRIBUTION PLC | WASTE | DATA NOT AVAILABLE | NO | DATA NOT AVAILABLE | DATA NOT AVAILABLE | DATA NOT AVAILABLE | DATA NOT AVAILABLE | DATA NOT AVAILABLE | DATA NOT AVAILABLE | DATA NOT AVAILABLE | DATA NOT AVAILABLE | DATA NOT AVAILABLE | DATA NOT AVAILABLE | DATA NOT AVAILABLE | DATA NOT AVAILABLE | DATA NOT AVAILABLE | DATA NOT AVAILABLE | DATA NOT AVAILABLE | NO | CONNECTED | 7.125 | 7.125 | 7.5 | DATA NOT AVAILABLE | DATA NOT AVAILABLE | DATA NOT AVAILABLE | DATA NOT AVAILABLE | DATA NOT AVAILABLE | DATA NOT AVAILABLE | DATA NOT AVAILABLE | DATA NOT AVAILABLE | DATA NOT AVAILABLE | DATA NOT AVAILABLE | N | DATA NOT AVAILABLE | DATA NOT AVAILABLE | DATA NOT AVAILABLE | DATA NOT AVAILABLE | DATA NOT AVAILABLE | 2020-10-01
2000050522480 | DATA NOT AVAILABLE | VITACRESS HERBS LIMITED | DATA NOT AVAILABLE | RUNCTON NURSERY | EXPORT SITE | CHICHESTER | WEST SUSSEX | PO20 1LJ | ENGLAND | 488990 | 102062 | LOVEDEAN GSP | HUNSTON | ROSE GREEN | 11 | SOUTHERN ELECTRIC POWER DISTRIBUTION PLC | OTHER | ENGINE (COMBUSTION / RECIPROCATING) | NO | DATA NOT AVAILABLE | DATA NOT AVAILABLE | DATA NOT AVAILABLE | DATA NOT AVAILABLE | DATA NOT AVAILABLE | DATA NOT AVAILABLE | DATA NOT AVAILABLE | DATA NOT AVAILABLE | DATA NOT AVAILABLE | DATA NOT AVAILABLE | DATA NOT AVAILABLE | DATA NOT AVAILABLE | DATA NOT AVAILABLE | DATA NOT AVAILABLE | DATA NOT AVAILABLE | NO | CONNECTED | 4.75 | 4.75 | 5 | DATA NOT AVAILABLE | DATA NOT AVAILABLE | DATA NOT AVAILABLE | DATA NOT AVAILABLE | DATA NOT AVAILABLE | DATA NOT AVAILABLE | DATA NOT AVAILABLE | DATA NOT AVAILABLE | DATA NOT AVAILABLE | DATA NOT AVAILABLE | N | DATA NOT AVAILABLE | DATA NOT AVAILABLE | DATA NOT AVAILABLE | DATA NOT AVAILABLE | DATA NOT AVAILABLE | 2020-10-01
2000050706676 | DATA NOT AVAILABLE | G & C PRODUCE (SLOUGH) LIMITED | DATA NOT AVAILABLE | SLOUGH NURSERIES | UXBRIDGE ROAD | SLOUGH | BERKSHIRE | SL2 5NU | ENGLAND | 499102 | 180327 | IVER 132KV | CHALVEY | PETERSFIELD AVENUE | 11 | SOUTHERN ELECTRIC POWER DISTRIBUTION PLC | WASTE | DATA NOT AVAILABLE | NO | DATA NOT AVAILABLE | DATA NOT AVAILABLE | DATA NOT AVAILABLE | DATA NOT AVAILABLE | DATA NOT AVAILABLE | DATA NOT AVAILABLE | DATA NOT AVAILABLE | DATA NOT AVAILABLE | DATA NOT AVAILABLE | DATA NOT AVAILABLE | DATA NOT AVAILABLE | DATA NOT AVAILABLE | DATA NOT AVAILABLE | DATA NOT AVAILABLE | DATA NOT AVAILABLE | NO | CONNECTED | 1.843 | 1.843 | 1.94 | DATA NOT AVAILABLE | DATA NOT AVAILABLE | DATA NOT AVAILABLE | DATA NOT AVAILABLE | DATA NOT AVAILABLE | DATA NOT AVAILABLE | DATA NOT AVAILABLE | DATA NOT AVAILABLE | DATA NOT AVAILABLE | DATA NOT AVAILABLE | N | DATA NOT AVAILABLE | DATA NOT AVAILABLE | DATA NOT AVAILABLE | DATA NOT AVAILABLE | DATA NOT AVAILABLE | 2020-10-01
2000050932720 | DATA NOT AVAILABLE | VIRIDOR WASTE MANAGEMENT LIMITED | DATA NOT AVAILABLE | NORLANDS POWER GENERATION | NORLANDS LANE | EGHAM | SURREY | TW20 8SS | ENGLAND | 503442 | 169111 | LALEHAM | STAINES | CAUSEWAY | 11 | SOUTHERN ELECTRIC POWER DISTRIBUTION PLC | WASTE | ENGINE (COMBUSTION / RECIPROCATING) | NO | DATA NOT AVAILABLE | DATA NOT AVAILABLE | DATA NOT AVAILABLE | DATA NOT AVAILABLE | DATA NOT AVAILABLE | DATA NOT AVAILABLE | DATA NOT AVAILABLE | DATA NOT AVAILABLE | DATA NOT AVAILABLE | DATA NOT AVAILABLE | DATA NOT AVAILABLE | DATA NOT AVAILABLE | DATA NOT AVAILABLE | DATA NOT AVAILABLE | DATA NOT AVAILABLE | NO | CONNECTED | 3.325 | 3.325 | 3.5 | DATA NOT AVAILABLE | DATA NOT AVAILABLE | DATA NOT AVAILABLE | DATA NOT AVAILABLE | DATA NOT AVAILABLE | DATA NOT AVAILABLE | DATA NOT AVAILABLE | DATA NOT AVAILABLE | DATA NOT AVAILABLE | DATA NOT AVAILABLE | N | DATA NOT AVAILABLE | DATA NOT AVAILABLE | DATA NOT AVAILABLE | DATA NOT AVAILABLE | DATA NOT AVAILABLE | 2020-10-01
2000050932758 | DATA NOT AVAILABLE | VEOLIA ES (UK) LIMITED | DATA NOT AVAILABLE | PORTSMOUTH 182-3DATA NOT AVAILABLE2 | PAULSGROVE LANDFILL SITE | PORTSMOUTH | PORTSMOUTH | PO6 4UD | ENGLAND | 463870 | 104772 | LOVEDEAN GSP | WYMERING | PORTCHESTER | 11 | SOUTHERN ELECTRIC POWER DISTRIBUTION PLC | DATA NOT AVAILABLE | ENGINE (COMBUSTION / RECIPROCATING) | NO | DATA NOT AVAILABLE | DATA NOT AVAILABLE | DATA NOT AVAILABLE | DATA NOT AVAILABLE | DATA NOT AVAILABLE | DATA NOT AVAILABLE | DATA NOT AVAILABLE | DATA NOT AVAILABLE | DATA NOT AVAILABLE | DATA NOT AVAILABLE | DATA NOT AVAILABLE | DATA NOT AVAILABLE | DATA NOT AVAILABLE | DATA NOT AVAILABLE | DATA NOT AVAILABLE | NO | CONNECTED | 2.375 | 2.375 | 2.5 | DATA NOT AVAILABLE | DATA NOT AVAILABLE | DATA NOT AVAILABLE | DATA NOT AVAILABLE | DATA NOT AVAILABLE | DATA NOT AVAILABLE | DATA NOT AVAILABLE | DATA NOT AVAILABLE | DATA NOT AVAILABLE | DATA NOT AVAILABLE | N | DATA NOT AVAILABLE | DATA NOT AVAILABLE | DATA NOT AVAILABLE | DATA NOT AVAILABLE | DATA NOT AVAILABLE | 2020-10-01
2000050936948 | DATA NOT AVAILABLE | VIRIDOR WASTE MANAGEMENT LIMITED | DATA NOT AVAILABLE | WESTBURY LANDFILL | TROWBRIDGE ROAD | WESTBURY | WILTSHIRE | BA13 4LX | ENGLAND | 388879 | 152665 | MELKSHAM GSP | FROME | WESTBURY | 11 | SOUTHERN ELECTRIC POWER DISTRIBUTION PLC | WASTE | ENGINE (COMBUSTION / RECIPROCATING) | NO | DATA NOT AVAILABLE | DATA NOT AVAILABLE | DATA NOT AVAILABLE | DATA NOT AVAILABLE | DATA NOT AVAILABLE | DATA NOT AVAILABLE | DATA NOT AVAILABLE | DATA NOT AVAILABLE | DATA NOT AVAILABLE | DATA NOT AVAILABLE | DATA NOT AVAILABLE | DATA NOT AVAILABLE | DATA NOT AVAILABLE | DATA NOT AVAILABLE | DATA NOT AVAILABLE | NO | CONNECTED | 1.14 | 1.14 | 1.2 | DATA NOT AVAILABLE | DATA NOT AVAILABLE | DATA NOT AVAILABLE | DATA NOT AVAILABLE | DATA NOT AVAILABLE | DATA NOT AVAILABLE | DATA NOT AVAILABLE | DATA NOT AVAILABLE | DATA NOT AVAILABLE | DATA NOT AVAILABLE | N | DATA NOT AVAILABLE | DATA NOT AVAILABLE | DATA NOT AVAILABLE | DATA NOT AVAILABLE | DATA NOT AVAILABLE | 2020-10-01
2000051080027 | DATA NOT AVAILABLE | VIRIDOR WASTE MANAGEMENT LIMITED | DATA NOT AVAILABLE | Ardley Fields Farm | LANDFILL SITE SUPPLY 2 | BICESTER | OXFORDSHIRE | OX27 7PH | ENGLAND | 453584 | 226217 | EAST CLAYDON GSP | BICESTER NORTH | UPPER HEYFORD | 11 | SOUTHERN ELECTRIC POWER DISTRIBUTION PLC | WASTE | ENGINE (COMBUSTION / RECIPROCATING) | NO | DATA NOT AVAILABLE | DATA NOT AVAILABLE | DATA NOT AVAILABLE | DATA NOT AVAILABLE | DATA NOT AVAILABLE | DATA NOT AVAILABLE | DATA NOT AVAILABLE | DATA NOT AVAILABLE | DATA NOT AVAILABLE | DATA NOT AVAILABLE | DATA NOT AVAILABLE | DATA NOT AVAILABLE | DATA NOT AVAILABLE | DATA NOT AVAILABLE | DATA NOT AVAILABLE | NO | CONNECTED | 1.188 | 1.188 | 1.25 | DATA NOT AVAILABLE | DATA NOT AVAILABLE | DATA NOT AVAILABLE | DATA NOT AVAILABLE | DATA NOT AVAILABLE | DATA NOT AVAILABLE | DATA NOT AVAILABLE | DATA NOT AVAILABLE | DATA NOT AVAILABLE | DATA NOT AVAILABLE | N | DATA NOT AVAILABLE | DATA NOT AVAILABLE | DATA NOT AVAILABLE | DATA NOT AVAILABLE | DATA NOT AVAILABLE | 2020-10-01
2000051235782 | DATA NOT AVAILABLE | WESSEX WATER SERVICES LIMITED | DATA NOT AVAILABLE | EMPOOL PUMPING STN | WEST KNIGHTON | DORCHESTER | DORSET | DT2 8PE | ENGLAND | 373335 | 87801 | CHICKERELL GSP | CHICKERELL | DORCHESTER | 11 | SOUTHERN ELECTRIC POWER DISTRIBUTION PLC | OTHER | ENGINE (COMBUSTION / RECIPROCATING) | NO | DATA NOT AVAILABLE | DATA NOT AVAILABLE | DATA NOT AVAILABLE | DATA NOT AVAILABLE | DATA NOT AVAILABLE | DATA NOT AVAILABLE | DATA NOT AVAILABLE | DATA NOT AVAILABLE | DATA NOT AVAILABLE | DATA NOT AVAILABLE | DATA NOT AVAILABLE | DATA NOT AVAILABLE | DATA NOT AVAILABLE | DATA NOT AVAILABLE | DATA NOT AVAILABLE | NO | CONNECTED | 1.368 | 1.368 | 1.44 | DATA NOT AVAILABLE | DATA NOT AVAILABLE | DATA NOT AVAILABLE | DATA NOT AVAILABLE | DATA NOT AVAILABLE | DATA NOT AVAILABLE | DATA NOT AVAILABLE | DATA NOT AVAILABLE | DATA NOT AVAILABLE | DATA NOT AVAILABLE | N | DATA NOT AVAILABLE | DATA NOT AVAILABLE | DATA NOT AVAILABLE | DATA NOT AVAILABLE | DATA NOT AVAILABLE | 2020-10-01
2000051321883 | DATA NOT AVAILABLE | INFINIS LIMITED | DATA NOT AVAILABLE | LIDSEY LANDFILL SITE | HEADHONE FARM | BOGNOR REGIS | WEST SUSSEX | PO22 9PL | ENGLAND | 493753 | 103509 | LOVEDEAN GSP | CHICHESTER | CHICHESTER | 11 | SOUTHERN ELECTRIC POWER DISTRIBUTION PLC | DATA NOT AVAILABLE | ENGINE (COMBUSTION / RECIPROCATING) | NO | DATA NOT AVAILABLE | DATA NOT AVAILABLE | DATA NOT AVAILABLE | DATA NOT AVAILABLE | DATA NOT AVAILABLE | DATA NOT AVAILABLE | DATA NOT AVAILABLE | DATA NOT AVAILABLE | DATA NOT AVAILABLE | DATA NOT AVAILABLE | DATA NOT AVAILABLE | DATA NOT AVAILABLE | DATA NOT AVAILABLE | DATA NOT AVAILABLE | DATA NOT AVAILABLE | NO | CONNECTED | 1.9 | 1.9 | 2 | DATA NOT AVAILABLE | DATA NOT AVAILABLE | DATA NOT AVAILABLE | DATA NOT AVAILABLE | DATA NOT AVAILABLE | DATA NOT AVAILABLE | DATA NOT AVAILABLE | DATA NOT AVAILABLE | DATA NOT AVAILABLE | DATA NOT AVAILABLE | N | DATA NOT AVAILABLE | DATA NOT AVAILABLE | DATA NOT AVAILABLE | DATA NOT AVAILABLE | DATA NOT AVAILABLE | 2020-10-01
2000051328815 | DATA NOT AVAILABLE | CARL DAVIES SOUTHERN | DATA NOT AVAILABLE | BUDDS FM SEWAGE STN | SOUTHMOOR LANE | HAVANT | HAMPSHIRE | PO9 1JW | ENGLAND | 471010 | 105589 | LOVEDEAN GSP | HAVANT | BROCKHAMPTON | 11 | SOUTHERN ELECTRIC POWER DISTRIBUTION PLC | DATA NOT AVAILABLE | ENGINE (COMBUSTION / RECIPROCATING) | YES | DATA NOT AVAILABLE | DATA NOT AVAILABLE | DATA NOT AVAILABLE | DATA NOT AVAILABLE | DATA NOT AVAILABLE | DATA NOT AVAILABLE | DATA NOT AVAILABLE | DATA NOT AVAILABLE | DATA NOT AVAILABLE | DATA NOT AVAILABLE | DATA NOT AVAILABLE | DATA NOT AVAILABLE | DATA NOT AVAILABLE | DATA NOT AVAILABLE | DATA NOT AVAILABLE | NO | CONNECTED | 3.135 | 3.135 | 3.3 | DATA NOT AVAILABLE | DATA NOT AVAILABLE | DATA NOT AVAILABLE | DATA NOT AVAILABLE | DATA NOT AVAILABLE | DATA NOT AVAILABLE | DATA NOT AVAILABLE | DATA NOT AVAILABLE | DATA NOT AVAILABLE | DATA NOT AVAILABLE | N | DATA NOT AVAILABLE | DATA NOT AVAILABLE | DATA NOT AVAILABLE | DATA NOT AVAILABLE | DATA NOT AVAILABLE | 2020-10-01
2000051506327 | DATA NOT AVAILABLE | SUEZ RECYCLING AND RECOVERY UK LTD | DATA NOT AVAILABLE | SEALE LODGE LANDFILL SITE | SEALE LANE | FARNHAM | SURREY | GU10 1JZ | ENGLAND | 489562 | 147874 | BRAMLEY (FLEE) | ALDERSHOT | TONGHAM | 11 | SOUTHERN ELECTRIC POWER DISTRIBUTION PLC | WASTE | DATA NOT AVAILABLE | NO | DATA NOT AVAILABLE | DATA NOT AVAILABLE | DATA NOT AVAILABLE | DATA NOT AVAILABLE | DATA NOT AVAILABLE | DATA NOT AVAILABLE | DATA NOT AVAILABLE | DATA NOT AVAILABLE | DATA NOT AVAILABLE | DATA NOT AVAILABLE | DATA NOT AVAILABLE | DATA NOT AVAILABLE | DATA NOT AVAILABLE | DATA NOT AVAILABLE | DATA NOT AVAILABLE | NO | CONNECTED | 1.235 | 1.235 | 1.3 | DATA NOT AVAILABLE | DATA NOT AVAILABLE | DATA NOT AVAILABLE | DATA NOT AVAILABLE | DATA NOT AVAILABLE | DATA NOT AVAILABLE | DATA NOT AVAILABLE | DATA NOT AVAILABLE | DATA NOT AVAILABLE | DATA NOT AVAILABLE | N | DATA NOT AVAILABLE | DATA NOT AVAILABLE | DATA NOT AVAILABLE | DATA NOT AVAILABLE | DATA NOT AVAILABLE | 2020-10-01
2000051598499 | DATA NOT AVAILABLE | NFPA LTD (APRIL 2DATA NOT AVAILABLE13) | DATA NOT AVAILABLE | EXPORT SUPPLY | WASTE PLANT | BASINGSTOKE | HAMPSHIRE | RG24 8YF | ENGLAND | 462321 | 153521 | BRAMLEY (BASI) | BASINGSTOKE | CHINEHAM | 11 | SOUTHERN ELECTRIC POWER DISTRIBUTION PLC | OTHER | ENGINE (COMBUSTION / RECIPROCATING) | NO | DATA NOT AVAILABLE | DATA NOT AVAILABLE | DATA NOT AVAILABLE | DATA NOT AVAILABLE | DATA NOT AVAILABLE | DATA NOT AVAILABLE | DATA NOT AVAILABLE | DATA NOT AVAILABLE | DATA NOT AVAILABLE | DATA NOT AVAILABLE | DATA NOT AVAILABLE | DATA NOT AVAILABLE | DATA NOT AVAILABLE | DATA NOT AVAILABLE | DATA NOT AVAILABLE | NO | CONNECTED | 11.4 | 11.4 | 12 | DATA NOT AVAILABLE | DATA NOT AVAILABLE | DATA NOT AVAILABLE | DATA NOT AVAILABLE | DATA NOT AVAILABLE | DATA NOT AVAILABLE | DATA NOT AVAILABLE | DATA NOT AVAILABLE | DATA NOT AVAILABLE | DATA NOT AVAILABLE | N | DATA NOT AVAILABLE | DATA NOT AVAILABLE | DATA NOT AVAILABLE | DATA NOT AVAILABLE | DATA NOT AVAILABLE | 2020-10-01
2000051614900 | DATA NOT AVAILABLE | VIRIDOR WASTE MANAGEMENT LIMITED | VIRADOR WASTE MANAGEMENT | WESTBURY LANDFILL SITE | TROWBRIDGE ROAD | WESTBURY | WILTSHIRE | BA13 4LX | ENGLAND | 388879 | 152665 | MELKSHAM GSP | FROME | WESTBURY | 11 | SOUTHERN ELECTRIC POWER DISTRIBUTION PLC | WASTE | ENGINE (COMBUSTION / RECIPROCATING) | NO | DATA NOT AVAILABLE | DATA NOT AVAILABLE | DATA NOT AVAILABLE | DATA NOT AVAILABLE | DATA NOT AVAILABLE | DATA NOT AVAILABLE | DATA NOT AVAILABLE | DATA NOT AVAILABLE | DATA NOT AVAILABLE | DATA NOT AVAILABLE | DATA NOT AVAILABLE | DATA NOT AVAILABLE | DATA NOT AVAILABLE | DATA NOT AVAILABLE | DATA NOT AVAILABLE | NO | CONNECTED | 1.425 | 1.425 | 1.5 | DATA NOT AVAILABLE | DATA NOT AVAILABLE | DATA NOT AVAILABLE | DATA NOT AVAILABLE | DATA NOT AVAILABLE | DATA NOT AVAILABLE | DATA NOT AVAILABLE | DATA NOT AVAILABLE | DATA NOT AVAILABLE | DATA NOT AVAILABLE | N | DATA NOT AVAILABLE | DATA NOT AVAILABLE | DATA NOT AVAILABLE | DATA NOT AVAILABLE | DATA NOT AVAILABLE | 2020-10-01
2000051647375 | DATA NOT AVAILABLE | INFINIS LIMITED | DATA NOT AVAILABLE | COMPTON BASSETT LANDFILL SITE | OLD CAMP FARM | CALNE | WILTSHIRE | SN11 8RE | ENGLAND | 403375 | 171834 | MELKSHAM GSP | CHIPPENHAM | CALNE | 11 | SOUTHERN ELECTRIC POWER DISTRIBUTION PLC | WASTE | DATA NOT AVAILABLE | NO | DATA NOT AVAILABLE | DATA NOT AVAILABLE | DATA NOT AVAILABLE | DATA NOT AVAILABLE | DATA NOT AVAILABLE | DATA NOT AVAILABLE | DATA NOT AVAILABLE | DATA NOT AVAILABLE | DATA NOT AVAILABLE | DATA NOT AVAILABLE | DATA NOT AVAILABLE | DATA NOT AVAILABLE | DATA NOT AVAILABLE | DATA NOT AVAILABLE | DATA NOT AVAILABLE | NO | CONNECTED | 2.375 | 2.375 | 2.5 | DATA NOT AVAILABLE | DATA NOT AVAILABLE | DATA NOT AVAILABLE | DATA NOT AVAILABLE | DATA NOT AVAILABLE | DATA NOT AVAILABLE | DATA NOT AVAILABLE | DATA NOT AVAILABLE | DATA NOT AVAILABLE | DATA NOT AVAILABLE | N | DATA NOT AVAILABLE | DATA NOT AVAILABLE | DATA NOT AVAILABLE | DATA NOT AVAILABLE | DATA NOT AVAILABLE | 2020-10-01
2000051879858 | DATA NOT AVAILABLE | VEOLIA UK LIMITED | DATA NOT AVAILABLE | NETLEY LANDFILL SITE | GRANGE ROAD | SOUTHAMPTON | SOUTHAMPTON | SO31 8GD | ENGLAND | 446775 | 110132 | BOTLEY WOOD GSP | NETLEY COMMON | WESTON | 11 | SOUTHERN ELECTRIC POWER DISTRIBUTION PLC | WASTE | DATA NOT AVAILABLE | NO | DATA NOT AVAILABLE | DATA NOT AVAILABLE | DATA NOT AVAILABLE | DATA NOT AVAILABLE | DATA NOT AVAILABLE | DATA NOT AVAILABLE | DATA NOT AVAILABLE | DATA NOT AVAILABLE | DATA NOT AVAILABLE | DATA NOT AVAILABLE | DATA NOT AVAILABLE | DATA NOT AVAILABLE | DATA NOT AVAILABLE | DATA NOT AVAILABLE | DATA NOT AVAILABLE | NO | CONNECTED | 1.197 | 1.197 | 1.26 | DATA NOT AVAILABLE | DATA NOT AVAILABLE | DATA NOT AVAILABLE | DATA NOT AVAILABLE | DATA NOT AVAILABLE | DATA NOT AVAILABLE | DATA NOT AVAILABLE | DATA NOT AVAILABLE | DATA NOT AVAILABLE | DATA NOT AVAILABLE | N | DATA NOT AVAILABLE | DATA NOT AVAILABLE | DATA NOT AVAILABLE | DATA NOT AVAILABLE | DATA NOT AVAILABLE | 2020-10-01
2000051970017 | DATA NOT AVAILABLE | TANGMERE AIRFIELD NURSERIES LIMITED | DATA NOT AVAILABLE | THE OLD AIRFIELD | TANGMERE | CHICHESTER | WEST SUSSEX | PO20 2GP | ENGLAND | 491558 | 106136 | LOVEDEAN GSP | CHICHESTER | CHICHESTER | 11 | SOUTHERN ELECTRIC POWER DISTRIBUTION PLC | WASTE | DATA NOT AVAILABLE | NO | DATA NOT AVAILABLE | DATA NOT AVAILABLE | DATA NOT AVAILABLE | DATA NOT AVAILABLE | DATA NOT AVAILABLE | DATA NOT AVAILABLE | DATA NOT AVAILABLE | DATA NOT AVAILABLE | DATA NOT AVAILABLE | DATA NOT AVAILABLE | DATA NOT AVAILABLE | DATA NOT AVAILABLE | DATA NOT AVAILABLE | DATA NOT AVAILABLE | DATA NOT AVAILABLE | NO | CONNECTED | 6.65 | 6.65 | 7 | DATA NOT AVAILABLE | DATA NOT AVAILABLE | DATA NOT AVAILABLE | DATA NOT AVAILABLE | DATA NOT AVAILABLE | DATA NOT AVAILABLE | DATA NOT AVAILABLE | DATA NOT AVAILABLE | DATA NOT AVAILABLE | DATA NOT AVAILABLE | N | DATA NOT AVAILABLE | DATA NOT AVAILABLE | DATA NOT AVAILABLE | DATA NOT AVAILABLE | DATA NOT AVAILABLE | 2020-10-01
2000052012621 | DATA NOT AVAILABLE | VEOLIA UK LIMITED | DATA NOT AVAILABLE | SOUTHLEIGH 36DATA NOT AVAILABLE-31DATA NOT AVAILABLE | LANDFILL SITE | HAVANT | HAMPSHIRE | PO9 2PA | ENGLAND | 473326 | 107376 | LOVEDEAN GSP | HAVANT | LEIGH PARK | 11 | SOUTHERN ELECTRIC POWER DISTRIBUTION PLC | WASTE | ENGINE (COMBUSTION / RECIPROCATING) | NO | DATA NOT AVAILABLE | DATA NOT AVAILABLE | DATA NOT AVAILABLE | DATA NOT AVAILABLE | DATA NOT AVAILABLE | DATA NOT AVAILABLE | DATA NOT AVAILABLE | DATA NOT AVAILABLE | DATA NOT AVAILABLE | DATA NOT AVAILABLE | DATA NOT AVAILABLE | DATA NOT AVAILABLE | DATA NOT AVAILABLE | DATA NOT AVAILABLE | DATA NOT AVAILABLE | NO | CONNECTED | 3.335 | 3.335 | 3.51 | DATA NOT AVAILABLE | DATA NOT AVAILABLE | DATA NOT AVAILABLE | DATA NOT AVAILABLE | DATA NOT AVAILABLE | DATA NOT AVAILABLE | DATA NOT AVAILABLE | DATA NOT AVAILABLE | DATA NOT AVAILABLE | DATA NOT AVAILABLE | N | DATA NOT AVAILABLE | DATA NOT AVAILABLE | DATA NOT AVAILABLE | DATA NOT AVAILABLE | DATA NOT AVAILABLE | 2020-10-01
2000052267517 | DATA NOT AVAILABLE | VIRIDOR WASTE MANAGEMENT LIMITED | DATA NOT AVAILABLE | LANDFILL SITE | SANDS FARM | CALNE | WILTSHIRE | SN11 8TR | ENGLAND | 400823 | 170765 | MELKSHAM GSP | CHIPPENHAM | CALNE | 11 | SOUTHERN ELECTRIC POWER DISTRIBUTION PLC | WASTE | ENGINE (COMBUSTION / RECIPROCATING) | NO | DATA NOT AVAILABLE | DATA NOT AVAILABLE | DATA NOT AVAILABLE | DATA NOT AVAILABLE | DATA NOT AVAILABLE | DATA NOT AVAILABLE | DATA NOT AVAILABLE | DATA NOT AVAILABLE | DATA NOT AVAILABLE | DATA NOT AVAILABLE | DATA NOT AVAILABLE | DATA NOT AVAILABLE | DATA NOT AVAILABLE | DATA NOT AVAILABLE | DATA NOT AVAILABLE | NO | CONNECTED | 2.375 | 2.375 | 2.5 | DATA NOT AVAILABLE | DATA NOT AVAILABLE | DATA NOT AVAILABLE | DATA NOT AVAILABLE | DATA NOT AVAILABLE | DATA NOT AVAILABLE | DATA NOT AVAILABLE | DATA NOT AVAILABLE | DATA NOT AVAILABLE | DATA NOT AVAILABLE | N | DATA NOT AVAILABLE | DATA NOT AVAILABLE | DATA NOT AVAILABLE | DATA NOT AVAILABLE | DATA NOT AVAILABLE | 2020-10-01
2000052374194 | DATA NOT AVAILABLE | VEOLIA UK LIMITED | DATA NOT AVAILABLE | INTEGRA SOUTH WEST ENERGY RECOVERY FACIL | OCEANIC WAY | MARCHWOOD | HAMPSHIRE | SO40 4BD | ENGLAND | 439849 | 111157 | NURSLING GSP | DATA NOT APPLICABLE | MARCHWOOD | 11 | SOUTHERN ELECTRIC POWER DISTRIBUTION PLC | WASTE | ENGINE (COMBUSTION / RECIPROCATING) | NO | DATA NOT AVAILABLE | DATA NOT AVAILABLE | DATA NOT AVAILABLE | DATA NOT AVAILABLE | DATA NOT AVAILABLE | DATA NOT AVAILABLE | DATA NOT AVAILABLE | DATA NOT AVAILABLE | DATA NOT AVAILABLE | DATA NOT AVAILABLE | DATA NOT AVAILABLE | DATA NOT AVAILABLE | DATA NOT AVAILABLE | DATA NOT AVAILABLE | DATA NOT AVAILABLE | NO | CONNECTED | 14.345 | 14.345 | 15.1 | DATA NOT AVAILABLE | DATA NOT AVAILABLE | DATA NOT AVAILABLE | DATA NOT AVAILABLE | DATA NOT AVAILABLE | DATA NOT AVAILABLE | DATA NOT AVAILABLE | DATA NOT AVAILABLE | DATA NOT AVAILABLE | DATA NOT AVAILABLE | N | DATA NOT AVAILABLE | DATA NOT AVAILABLE | DATA NOT AVAILABLE | DATA NOT AVAILABLE | DATA NOT AVAILABLE | 2020-10-01
2000052585143 | DATA NOT AVAILABLE | BIFFA WASTE SERVICES LIMITED | DATA NOT AVAILABLE | WHITEPARISH LANDFILL | SOUTHAMPTON ROAD | SALISBURY | WILTSHIRE | SP5 2QW | ENGLAND | 424455 | 122063 | MANNINGTON GSP | SALISBURY | REDLYNCH | 11 | SOUTHERN ELECTRIC POWER DISTRIBUTION PLC | DATA NOT AVAILABLE | ENGINE (COMBUSTION / RECIPROCATING) | NO | DATA NOT AVAILABLE | DATA NOT AVAILABLE | DATA NOT AVAILABLE | DATA NOT AVAILABLE | DATA NOT AVAILABLE | DATA NOT AVAILABLE | DATA NOT AVAILABLE | DATA NOT AVAILABLE | DATA NOT AVAILABLE | DATA NOT AVAILABLE | DATA NOT AVAILABLE | DATA NOT AVAILABLE | DATA NOT AVAILABLE | DATA NOT AVAILABLE | DATA NOT AVAILABLE | NO | CONNECTED | 1.045 | 1.045 | 1.1 | DATA NOT AVAILABLE | DATA NOT AVAILABLE | DATA NOT AVAILABLE | DATA NOT AVAILABLE | DATA NOT AVAILABLE | DATA NOT AVAILABLE | DATA NOT AVAILABLE | DATA NOT AVAILABLE | DATA NOT AVAILABLE | DATA NOT AVAILABLE | N | DATA NOT AVAILABLE | DATA NOT AVAILABLE | DATA NOT AVAILABLE | DATA NOT AVAILABLE | DATA NOT AVAILABLE | 2020-10-01
2000052723585 | DATA NOT AVAILABLE | DIX PIT GENERATION - A,C | DATA NOT AVAILABLE | DIX PIT LANDFILL SITE | LINCH HILL | WITNEY | OXFORDSHIRE | OX29 5BB | ENGLAND | 441046 | 204203 | COWLEY GSP | WITNEY | STANDLAKE | 11 | SOUTHERN ELECTRIC POWER DISTRIBUTION PLC | WASTE | ENGINE (COMBUSTION / RECIPROCATING) | NO | DATA NOT AVAILABLE | DATA NOT AVAILABLE | DATA NOT AVAILABLE | DATA NOT AVAILABLE | DATA NOT AVAILABLE | DATA NOT AVAILABLE | DATA NOT AVAILABLE | DATA NOT AVAILABLE | DATA NOT AVAILABLE | DATA NOT AVAILABLE | DATA NOT AVAILABLE | DATA NOT AVAILABLE | DATA NOT AVAILABLE | DATA NOT AVAILABLE | DATA NOT AVAILABLE | NO | CONNECTED | 1.9 | 1.9 | 2 | DATA NOT AVAILABLE | DATA NOT AVAILABLE | DATA NOT AVAILABLE | DATA NOT AVAILABLE | DATA NOT AVAILABLE | DATA NOT AVAILABLE | DATA NOT AVAILABLE | DATA NOT AVAILABLE | DATA NOT AVAILABLE | DATA NOT AVAILABLE | N | DATA NOT AVAILABLE | DATA NOT AVAILABLE | DATA NOT AVAILABLE | DATA NOT AVAILABLE | DATA NOT AVAILABLE | 2020-10-01
2000052727162 | DATA NOT AVAILABLE | VEOLIA ENVIRONMENTAL SERVICES | ONYX WASTE | EFFORD LANDFILL SITE | MILLFORD ROAD | LYMINGTON | HAMPSHIRE | SO41 8QZ | ENGLAND | 430923 | 93325 | MANNINGTON GSP | ARNEWOOD | LYMINGTON | 11 | SOUTHERN ELECTRIC POWER DISTRIBUTION PLC | WASTE | ENGINE (COMBUSTION / RECIPROCATING) | NO | DATA NOT AVAILABLE | DATA NOT AVAILABLE | DATA NOT AVAILABLE | DATA NOT AVAILABLE | DATA NOT AVAILABLE | DATA NOT AVAILABLE | DATA NOT AVAILABLE | DATA NOT AVAILABLE | DATA NOT AVAILABLE | DATA NOT AVAILABLE | DATA NOT AVAILABLE | DATA NOT AVAILABLE | DATA NOT AVAILABLE | DATA NOT AVAILABLE | DATA NOT AVAILABLE | NO | CONNECTED | 1.45 | 1.45 | 1.526 | DATA NOT AVAILABLE | DATA NOT AVAILABLE | DATA NOT AVAILABLE | DATA NOT AVAILABLE | DATA NOT AVAILABLE | DATA NOT AVAILABLE | DATA NOT AVAILABLE | DATA NOT AVAILABLE | DATA NOT AVAILABLE | DATA NOT AVAILABLE | N | DATA NOT AVAILABLE | DATA NOT AVAILABLE | DATA NOT AVAILABLE | DATA NOT AVAILABLE | DATA NOT AVAILABLE | 2020-10-01
2000052727696 | DATA NOT AVAILABLE | VIRIDIS ENERGY (NORGEN) LIMITED | DATA NOT AVAILABLE | LANDFILL GAS GENERATION SITE | BEACON HILL | WIMBORNE | DORSET | DATA NOT AVAILABLE | ENGLAND | DATA NOT AVAILABLE | DATA NOT AVAILABLE | MANNINGTON GSP | LYTCHETT | CORFE MULLEN | 11 | SOUTHERN ELECTRIC POWER DISTRIBUTION PLC | BIOFUEL LANDFILL GAS | ENGINE (COMBUSTION / RECIPROCATING) | NO | DATA NOT AVAILABLE | DATA NOT AVAILABLE | DATA NOT AVAILABLE | DATA NOT AVAILABLE | DATA NOT AVAILABLE | DATA NOT AVAILABLE | DATA NOT AVAILABLE | DATA NOT AVAILABLE | DATA NOT AVAILABLE | DATA NOT AVAILABLE | DATA NOT AVAILABLE | DATA NOT AVAILABLE | DATA NOT AVAILABLE | DATA NOT AVAILABLE | DATA NOT AVAILABLE | NO | CONNECTED | 1.093 | 1.093 | 1.15 | DATA NOT AVAILABLE | DATA NOT AVAILABLE | DATA NOT AVAILABLE | DATA NOT AVAILABLE | DATA NOT AVAILABLE | DATA NOT AVAILABLE | DATA NOT AVAILABLE | DATA NOT AVAILABLE | DATA NOT AVAILABLE | DATA NOT AVAILABLE | N | DATA NOT AVAILABLE | DATA NOT AVAILABLE | DATA NOT AVAILABLE | DATA NOT AVAILABLE | DATA NOT AVAILABLE | 2020-10-01
2000052912647 | DATA NOT AVAILABLE | WESSEX WATER SERVICES LIMITED | DATA NOT AVAILABLE | CHP GENERATOR | BERRY HILL | BOURNEMOUTH | DORSET | DATA NOT AVAILABLE | ENGLAND | DATA NOT AVAILABLE | DATA NOT AVAILABLE | MANNINGTON GSP | REDHILL | REDHILL | 11 | SOUTHERN ELECTRIC POWER DISTRIBUTION PLC | DATA NOT AVAILABLE | ENGINE (COMBUSTION / RECIPROCATING) | NO | DATA NOT AVAILABLE | DATA NOT AVAILABLE | DATA NOT AVAILABLE | DATA NOT AVAILABLE | DATA NOT AVAILABLE | DATA NOT AVAILABLE | DATA NOT AVAILABLE | DATA NOT AVAILABLE | DATA NOT AVAILABLE | DATA NOT AVAILABLE | DATA NOT AVAILABLE | DATA NOT AVAILABLE | DATA NOT AVAILABLE | DATA NOT AVAILABLE | DATA NOT AVAILABLE | NO | CONNECTED | 1.069 | 1.069 | 1.125 | DATA NOT AVAILABLE | DATA NOT AVAILABLE | DATA NOT AVAILABLE | DATA NOT AVAILABLE | DATA NOT AVAILABLE | DATA NOT AVAILABLE | DATA NOT AVAILABLE | DATA NOT AVAILABLE | DATA NOT AVAILABLE | DATA NOT AVAILABLE | N | DATA NOT AVAILABLE | DATA NOT AVAILABLE | DATA NOT AVAILABLE | DATA NOT AVAILABLE | DATA NOT AVAILABLE | 2020-10-01
2000052938496 | DATA NOT AVAILABLE | INFINIS | DATA NOT AVAILABLE | BURGFIELD LANDFILL SITE | SMALLMEAD FARM | READING | BERKSHIRE | RG2 0RP | ENGLAND | 470577 | 170979 | BRAMLEY (FLEE) | BURGHFIELD MAIN | COURAGES | 11 | SOUTHERN ELECTRIC POWER DISTRIBUTION PLC | DATA NOT AVAILABLE | ENGINE (COMBUSTION / RECIPROCATING) | NO | DATA NOT AVAILABLE | DATA NOT AVAILABLE | DATA NOT AVAILABLE | DATA NOT AVAILABLE | DATA NOT AVAILABLE | DATA NOT AVAILABLE | DATA NOT AVAILABLE | DATA NOT AVAILABLE | DATA NOT AVAILABLE | DATA NOT AVAILABLE | DATA NOT AVAILABLE | DATA NOT AVAILABLE | DATA NOT AVAILABLE | DATA NOT AVAILABLE | DATA NOT AVAILABLE | NO | CONNECTED | 2.85 | 2.85 | 3 | DATA NOT AVAILABLE | DATA NOT AVAILABLE | DATA NOT AVAILABLE | DATA NOT AVAILABLE | DATA NOT AVAILABLE | DATA NOT AVAILABLE | DATA NOT AVAILABLE | DATA NOT AVAILABLE | DATA NOT AVAILABLE | DATA NOT AVAILABLE | N | DATA NOT AVAILABLE | DATA NOT AVAILABLE | DATA NOT AVAILABLE | DATA NOT AVAILABLE | DATA NOT AVAILABLE | 2020-10-01
2000053066130 | DATA NOT AVAILABLE | BIFFA WASTE SERVICES LIMITED | DATA NOT AVAILABLE | COLNBROOK LANDFILL SITE | SUTTON LANE | SLOUGH | BERKSHIRE | SL3 8AQ | ENGLAND | 501962 | 178679 | IVER 132KV | UPTON | SUTTON LANE | 11 | SOUTHERN ELECTRIC POWER DISTRIBUTION PLC | WASTE | ENGINE (COMBUSTION / RECIPROCATING) | NO | DATA NOT AVAILABLE | DATA NOT AVAILABLE | DATA NOT AVAILABLE | DATA NOT AVAILABLE | DATA NOT AVAILABLE | DATA NOT AVAILABLE | DATA NOT AVAILABLE | DATA NOT AVAILABLE | DATA NOT AVAILABLE | DATA NOT AVAILABLE | DATA NOT AVAILABLE | DATA NOT AVAILABLE | DATA NOT AVAILABLE | DATA NOT AVAILABLE | DATA NOT AVAILABLE | NO | CONNECTED | 2.65 | 2.65 | 2.789 | DATA NOT AVAILABLE | DATA NOT AVAILABLE | DATA NOT AVAILABLE | DATA NOT AVAILABLE | DATA NOT AVAILABLE | DATA NOT AVAILABLE | DATA NOT AVAILABLE | DATA NOT AVAILABLE | DATA NOT AVAILABLE | DATA NOT AVAILABLE | N | DATA NOT AVAILABLE | DATA NOT AVAILABLE | DATA NOT AVAILABLE | DATA NOT AVAILABLE | DATA NOT AVAILABLE | 2020-10-01
2000053086698 | DATA NOT AVAILABLE | INFINIS | DATA NOT AVAILABLE | RUNFOLD LANDFILL SITE | GUILDFORD ROAD | FARNHAM | SURREY | GU10 1PB | ENGLAND | 486676 | 147490 | BRAMLEY (FLEE) | ALDERSHOT | ALDERSHOT | 11 | SOUTHERN ELECTRIC POWER DISTRIBUTION PLC | WASTE | ENGINE (COMBUSTION / RECIPROCATING) | NO | DATA NOT AVAILABLE | DATA NOT AVAILABLE | DATA NOT AVAILABLE | DATA NOT AVAILABLE | DATA NOT AVAILABLE | DATA NOT AVAILABLE | DATA NOT AVAILABLE | DATA NOT AVAILABLE | DATA NOT AVAILABLE | DATA NOT AVAILABLE | DATA NOT AVAILABLE | DATA NOT AVAILABLE | DATA NOT AVAILABLE | DATA NOT AVAILABLE | DATA NOT AVAILABLE | NO | CONNECTED | 2.28 | 2.28 | 2.4 | DATA NOT AVAILABLE | DATA NOT AVAILABLE | DATA NOT AVAILABLE | DATA NOT AVAILABLE | DATA NOT AVAILABLE | DATA NOT AVAILABLE | DATA NOT AVAILABLE | DATA NOT AVAILABLE | DATA NOT AVAILABLE | DATA NOT AVAILABLE | N | DATA NOT AVAILABLE | DATA NOT AVAILABLE | DATA NOT AVAILABLE | DATA NOT AVAILABLE | DATA NOT AVAILABLE | 2020-10-01
2000053195467 | DATA NOT AVAILABLE | SUEZ RECYCLING AND RECOVERY UK LTD | DATA NOT AVAILABLE | FAIR OAK LANDFILL SITE | MORTIMERS LANE | EASTLEIGH | HAMPSHIRE | SO50 7EA | ENGLAND | 450778 | 118951 | NURSLING GSP | VELMORE | EASTLEIGH NORTH | 11 | SOUTHERN ELECTRIC POWER DISTRIBUTION PLC | WASTE | ENGINE (COMBUSTION / RECIPROCATING) | NO | DATA NOT AVAILABLE | DATA NOT AVAILABLE | DATA NOT AVAILABLE | DATA NOT AVAILABLE | DATA NOT AVAILABLE | DATA NOT AVAILABLE | DATA NOT AVAILABLE | DATA NOT AVAILABLE | DATA NOT AVAILABLE | DATA NOT AVAILABLE | DATA NOT AVAILABLE | DATA NOT AVAILABLE | DATA NOT AVAILABLE | DATA NOT AVAILABLE | DATA NOT AVAILABLE | NO | CONNECTED | 1.398 | 1.398 | 1.472 | DATA NOT AVAILABLE | DATA NOT AVAILABLE | DATA NOT AVAILABLE | DATA NOT AVAILABLE | DATA NOT AVAILABLE | DATA NOT AVAILABLE | DATA NOT AVAILABLE | DATA NOT AVAILABLE | DATA NOT AVAILABLE | DATA NOT AVAILABLE | N | DATA NOT AVAILABLE | DATA NOT AVAILABLE | DATA NOT AVAILABLE | DATA NOT AVAILABLE | DATA NOT AVAILABLE | 2020-10-01
2000053235162 | DATA NOT AVAILABLE | THAMES WATER UTILITIES LIMITED | IVERZDATA NOT AVAILABLEZZ | IVER SOUTH SLUDGE CENTRE | OPP UNIT 6-7 COLNBROOK BY PASS | SLOUGH | BUCKINGHAMSHIRE | SL3 0ED | ENGLAND | 504065 | 177633 | IVER 132KV | UPTON | SUTTON LANE | 11 | SOUTHERN ELECTRIC POWER DISTRIBUTION PLC | WASTE | ENGINE (COMBUSTION / RECIPROCATING) | NO | DATA NOT AVAILABLE | DATA NOT AVAILABLE | DATA NOT AVAILABLE | DATA NOT AVAILABLE | DATA NOT AVAILABLE | DATA NOT AVAILABLE | DATA NOT AVAILABLE | DATA NOT AVAILABLE | DATA NOT AVAILABLE | DATA NOT AVAILABLE | DATA NOT AVAILABLE | DATA NOT AVAILABLE | DATA NOT AVAILABLE | DATA NOT AVAILABLE | DATA NOT AVAILABLE | NO | CONNECTED | 1.2 | 1.2 | 1.263 | DATA NOT AVAILABLE | DATA NOT AVAILABLE | DATA NOT AVAILABLE | DATA NOT AVAILABLE | DATA NOT AVAILABLE | DATA NOT AVAILABLE | DATA NOT AVAILABLE | DATA NOT AVAILABLE | DATA NOT AVAILABLE | DATA NOT AVAILABLE | N | DATA NOT AVAILABLE | DATA NOT AVAILABLE | DATA NOT AVAILABLE | DATA NOT AVAILABLE | DATA NOT AVAILABLE | 2020-10-01
2000053484241 | DATA NOT AVAILABLE | VEOLIA ENVIRONMENTAL SERVICES | DATA NOT AVAILABLE | SPRINGFIELD LANDFILL SITE | BROAD LANE | BEACONSFIELD | BUCKINGHAMSHIRE | HP9 1XD | ENGLAND | 492701 | 189218 | AMERSHAM | LOUDWATER | FLACKWELL HEATH | 11 | SOUTHERN ELECTRIC POWER DISTRIBUTION PLC | WASTE | ENGINE (COMBUSTION / RECIPROCATING) | NO | DATA NOT AVAILABLE | DATA NOT AVAILABLE | DATA NOT AVAILABLE | DATA NOT AVAILABLE | DATA NOT AVAILABLE | DATA NOT AVAILABLE | DATA NOT AVAILABLE | DATA NOT AVAILABLE | DATA NOT AVAILABLE | DATA NOT AVAILABLE | DATA NOT AVAILABLE | DATA NOT AVAILABLE | DATA NOT AVAILABLE | DATA NOT AVAILABLE | DATA NOT AVAILABLE | NO | CONNECTED | 1.33 | 1.33 | 1.4 | DATA NOT AVAILABLE | DATA NOT AVAILABLE | DATA NOT AVAILABLE | DATA NOT AVAILABLE | DATA NOT AVAILABLE | DATA NOT AVAILABLE | DATA NOT AVAILABLE | DATA NOT AVAILABLE | DATA NOT AVAILABLE | DATA NOT AVAILABLE | N | DATA NOT AVAILABLE | DATA NOT AVAILABLE | DATA NOT AVAILABLE | DATA NOT AVAILABLE | DATA NOT AVAILABLE | 2020-10-01
2000053551001 | DATA NOT AVAILABLE | JPMORGAN CHASE BANK - NATIONAL ASSOCIATION | DATA NOT AVAILABLE | UNIT 1 | JAYS CLOSE | BASINGSTOKE | HAMPSHIRE | RG22 4BS | ENGLAND | 463519 | 150334 | BRAMLEY (BASI) | BASINGSTOKE | JAYS CLOSE | 11 | SOUTHERN ELECTRIC POWER DISTRIBUTION PLC | DATA NOT AVAILABLE | ENGINE (COMBUSTION / RECIPROCATING) | NO | DATA NOT AVAILABLE | DATA NOT AVAILABLE | DATA NOT AVAILABLE | DATA NOT AVAILABLE | DATA NOT AVAILABLE | DATA NOT AVAILABLE | DATA NOT AVAILABLE | DATA NOT AVAILABLE | DATA NOT AVAILABLE | DATA NOT AVAILABLE | DATA NOT AVAILABLE | DATA NOT AVAILABLE | DATA NOT AVAILABLE | DATA NOT AVAILABLE | DATA NOT AVAILABLE | NO | CONNECTED | 3.8 | 3.8 | 4 | DATA NOT AVAILABLE | DATA NOT AVAILABLE | DATA NOT AVAILABLE | DATA NOT AVAILABLE | DATA NOT AVAILABLE | DATA NOT AVAILABLE | DATA NOT AVAILABLE | DATA NOT AVAILABLE | DATA NOT AVAILABLE | DATA NOT AVAILABLE | N | DATA NOT AVAILABLE | DATA NOT AVAILABLE | DATA NOT AVAILABLE | DATA NOT AVAILABLE | DATA NOT AVAILABLE | 2020-10-01
2000053564924 | DATA NOT AVAILABLE | BIFFA WASTE SERVICES LIMITED | DATA NOT AVAILABLE | STUDLEY GRANGE LANDFILL SITE | HAY LANE | SWINDON | WILTSHIRE | SN4 9QT | ENGLAND | 410714 | 182194 | MINETY GSP | TOOTHILL | WROUGHTON | 11 | SOUTHERN ELECTRIC POWER DISTRIBUTION PLC | WASTE | ENGINE (COMBUSTION / RECIPROCATING) | NO | DATA NOT AVAILABLE | DATA NOT AVAILABLE | DATA NOT AVAILABLE | DATA NOT AVAILABLE | DATA NOT AVAILABLE | DATA NOT AVAILABLE | DATA NOT AVAILABLE | DATA NOT AVAILABLE | DATA NOT AVAILABLE | DATA NOT AVAILABLE | DATA NOT AVAILABLE | DATA NOT AVAILABLE | DATA NOT AVAILABLE | DATA NOT AVAILABLE | DATA NOT AVAILABLE | NO | CONNECTED | 1.9 | 1.9 | 2 | DATA NOT AVAILABLE | DATA NOT AVAILABLE | DATA NOT AVAILABLE | DATA NOT AVAILABLE | DATA NOT AVAILABLE | DATA NOT AVAILABLE | DATA NOT AVAILABLE | DATA NOT AVAILABLE | DATA NOT AVAILABLE | DATA NOT AVAILABLE | N | DATA NOT AVAILABLE | DATA NOT AVAILABLE | DATA NOT AVAILABLE | DATA NOT AVAILABLE | DATA NOT AVAILABLE | 2020-10-01
2000054076645 | DATA NOT AVAILABLE | VIRIDOR WASTE MANAGEMENT LIMITED | DATA NOT AVAILABLE | ARDLEY FIELDS FARM | LANDFILL SITE SUPPLY 1 | BICESTER | OXFORDSHIRE | OX27 7PH | ENGLAND | 453584 | 226217 | EAST CLAYDON GSP | BICESTER NORTH | UPPER HEYFORD | 11 | SOUTHERN ELECTRIC POWER DISTRIBUTION PLC | WASTE | ENGINE (COMBUSTION / RECIPROCATING) | NO | DATA NOT AVAILABLE | DATA NOT AVAILABLE | DATA NOT AVAILABLE | DATA NOT AVAILABLE | DATA NOT AVAILABLE | DATA NOT AVAILABLE | DATA NOT AVAILABLE | DATA NOT AVAILABLE | DATA NOT AVAILABLE | DATA NOT AVAILABLE | DATA NOT AVAILABLE | DATA NOT AVAILABLE | DATA NOT AVAILABLE | DATA NOT AVAILABLE | DATA NOT AVAILABLE | NO | CONNECTED | 1.9 | 1.9 | 2 | DATA NOT AVAILABLE | DATA NOT AVAILABLE | DATA NOT AVAILABLE | DATA NOT AVAILABLE | DATA NOT AVAILABLE | DATA NOT AVAILABLE | DATA NOT AVAILABLE | DATA NOT AVAILABLE | DATA NOT AVAILABLE | DATA NOT AVAILABLE | N | DATA NOT AVAILABLE | DATA NOT AVAILABLE | DATA NOT AVAILABLE | DATA NOT AVAILABLE | DATA NOT AVAILABLE | 2020-10-01
2000054139393 | DATA NOT AVAILABLE | SOUTHERN WATER SERVICES LIMITED | DATA NOT AVAILABLE | MILLBROOK SEWAGE WRK | WESTERN AVENUE | SOUTHAMPTON | SOUTHAMPTON | SO15 0HH | ENGLAND | 438970 | 112581 | NURSLING GSP | SOUTHAMPTON | REGENTS PARK | 11 | SOUTHERN ELECTRIC POWER DISTRIBUTION PLC | DATA NOT AVAILABLE | ENGINE (COMBUSTION / RECIPROCATING) | NO | DATA NOT AVAILABLE | DATA NOT AVAILABLE | DATA NOT AVAILABLE | DATA NOT AVAILABLE | DATA NOT AVAILABLE | DATA NOT AVAILABLE | DATA NOT AVAILABLE | DATA NOT AVAILABLE | DATA NOT AVAILABLE | DATA NOT AVAILABLE | DATA NOT AVAILABLE | DATA NOT AVAILABLE | DATA NOT AVAILABLE | DATA NOT AVAILABLE | DATA NOT AVAILABLE | NO | CONNECTED | 1.425 | 1.425 | 1.5 | DATA NOT AVAILABLE | DATA NOT AVAILABLE | DATA NOT AVAILABLE | DATA NOT AVAILABLE | DATA NOT AVAILABLE | DATA NOT AVAILABLE | DATA NOT AVAILABLE | DATA NOT AVAILABLE | DATA NOT AVAILABLE | DATA NOT AVAILABLE | N | DATA NOT AVAILABLE | DATA NOT AVAILABLE | DATA NOT AVAILABLE | DATA NOT AVAILABLE | DATA NOT AVAILABLE | 2020-10-01
2000054285058 | DATA NOT AVAILABLE | AMEY LG LIMITED | IMP EXP SUPPLY | DATA NOT AVAILABLE | FOREST ROAD | NEWPORT | ISLE OF WIGHT | PO30 5HX | ENGLAND | 449270 | 90099 | FAWLEY GSP | COWES & WOOTTON COMMON | NEWPORT | 11 | SOUTHERN ELECTRIC POWER DISTRIBUTION PLC | DATA NOT AVAILABLE | ENGINE (COMBUSTION / RECIPROCATING) | NO | DATA NOT AVAILABLE | DATA NOT AVAILABLE | DATA NOT AVAILABLE | DATA NOT AVAILABLE | DATA NOT AVAILABLE | DATA NOT AVAILABLE | DATA NOT AVAILABLE | DATA NOT AVAILABLE | DATA NOT AVAILABLE | DATA NOT AVAILABLE | DATA NOT AVAILABLE | DATA NOT AVAILABLE | DATA NOT AVAILABLE | DATA NOT AVAILABLE | DATA NOT AVAILABLE | NO | CONNECTED | 2.375 | 2.375 | 2.5 | DATA NOT AVAILABLE | DATA NOT AVAILABLE | DATA NOT AVAILABLE | DATA NOT AVAILABLE | DATA NOT AVAILABLE | DATA NOT AVAILABLE | DATA NOT AVAILABLE | DATA NOT AVAILABLE | DATA NOT AVAILABLE | DATA NOT AVAILABLE | N | DATA NOT AVAILABLE | DATA NOT AVAILABLE | DATA NOT AVAILABLE | DATA NOT AVAILABLE | DATA NOT AVAILABLE | 2020-10-01
2000054691999 | DATA NOT AVAILABLE | SEVERN TRENT GREEN POWER LIMITED | AGRIVERT LIMITED | WORTON FARM | DATA NOT AVAILABLE | WITNEY | OXFORDSHIRE | OX29 4FL | ENGLAND | 447160 | 211285 | COWLEY GSP | YARNTON | CHIPPING NORTON | 11 | SOUTHERN ELECTRIC POWER DISTRIBUTION PLC | DATA NOT AVAILABLE | ENGINE (COMBUSTION / RECIPROCATING) | NO | DATA NOT AVAILABLE | DATA NOT AVAILABLE | DATA NOT AVAILABLE | DATA NOT AVAILABLE | DATA NOT AVAILABLE | DATA NOT AVAILABLE | DATA NOT AVAILABLE | DATA NOT AVAILABLE | DATA NOT AVAILABLE | DATA NOT AVAILABLE | DATA NOT AVAILABLE | DATA NOT AVAILABLE | DATA NOT AVAILABLE | DATA NOT AVAILABLE | DATA NOT AVAILABLE | NO | CONNECTED | 1.9 | 1.9 | 2 | DATA NOT AVAILABLE | DATA NOT AVAILABLE | DATA NOT AVAILABLE | DATA NOT AVAILABLE | DATA NOT AVAILABLE | DATA NOT AVAILABLE | DATA NOT AVAILABLE | DATA NOT AVAILABLE | DATA NOT AVAILABLE | DATA NOT AVAILABLE | N | DATA NOT AVAILABLE | DATA NOT AVAILABLE | DATA NOT AVAILABLE | DATA NOT AVAILABLE | DATA NOT AVAILABLE | 2020-10-01
2000054695283 | DATA NOT AVAILABLE | GENERATOR PLANT, SEFTER FARM | ANAEROBIC DIGESTER POWER | GENERATOR PLANT, SEFTER FARM | PAGHAM ROAD | BOGNOR REGIS | WEST SUSSEX | PO21 3PX | ENGLAND | 489232 | 99763 | LOVEDEAN GSP | HUNSTON | ROSE GREEN | 11 | SOUTHERN ELECTRIC POWER DISTRIBUTION PLC | WASTE | ENGINE (COMBUSTION / RECIPROCATING) | NO | DATA NOT AVAILABLE | DATA NOT AVAILABLE | DATA NOT AVAILABLE | DATA NOT AVAILABLE | DATA NOT AVAILABLE | DATA NOT AVAILABLE | DATA NOT AVAILABLE | DATA NOT AVAILABLE | DATA NOT AVAILABLE | DATA NOT AVAILABLE | DATA NOT AVAILABLE | DATA NOT AVAILABLE | DATA NOT AVAILABLE | DATA NOT AVAILABLE | DATA NOT AVAILABLE | NO | CONNECTED | 1.017 | 1.017 | 1.07 | DATA NOT AVAILABLE | DATA NOT AVAILABLE | DATA NOT AVAILABLE | DATA NOT AVAILABLE | DATA NOT AVAILABLE | DATA NOT AVAILABLE | DATA NOT AVAILABLE | DATA NOT AVAILABLE | DATA NOT AVAILABLE | DATA NOT AVAILABLE | N | DATA NOT AVAILABLE | DATA NOT AVAILABLE | DATA NOT AVAILABLE | DATA NOT AVAILABLE | DATA NOT AVAILABLE | 2020-10-01
2000054939872 | DATA NOT AVAILABLE | BIFFA WASTE SERVICES LIMITED | DATA NOT AVAILABLE | STANDEN HEATH LANDFILL SITE | BRIDDLESFORD ROAD | NEWPORT | ISLE OF WIGHT | PO30 2PD | ENGLAND | 453376 | 88184 | FAWLEY GSP | COWES & WOOTTON COMMON | NEWPORT | 11 | SOUTHERN ELECTRIC POWER DISTRIBUTION PLC | WASTE | ENGINE (COMBUSTION / RECIPROCATING) | NO | DATA NOT AVAILABLE | DATA NOT AVAILABLE | DATA NOT AVAILABLE | DATA NOT AVAILABLE | DATA NOT AVAILABLE | DATA NOT AVAILABLE | DATA NOT AVAILABLE | DATA NOT AVAILABLE | DATA NOT AVAILABLE | DATA NOT AVAILABLE | DATA NOT AVAILABLE | DATA NOT AVAILABLE | DATA NOT AVAILABLE | DATA NOT AVAILABLE | DATA NOT AVAILABLE | NO | CONNECTED | 1.14 | 1.14 | 1.2 | DATA NOT AVAILABLE | DATA NOT AVAILABLE | DATA NOT AVAILABLE | DATA NOT AVAILABLE | DATA NOT AVAILABLE | DATA NOT AVAILABLE | DATA NOT AVAILABLE | DATA NOT AVAILABLE | DATA NOT AVAILABLE | DATA NOT AVAILABLE | N | DATA NOT AVAILABLE | DATA NOT AVAILABLE | DATA NOT AVAILABLE | DATA NOT AVAILABLE | DATA NOT AVAILABLE | 2020-10-01
2000055063318 | DATA NOT AVAILABLE | TESCO STORES LIMITED | DATA NOT AVAILABLE | SOUTHMEAD IND EST | CHURCHWARD | DIDCOT | OXFORDSHIRE | OX11 7HB | ENGLAND | 451993 | 191810 | COWLEY GSP | DRAYTON | MILTON | 11 | SOUTHERN ELECTRIC POWER DISTRIBUTION PLC | OTHER | ENGINE (COMBUSTION / RECIPROCATING) | NO | DATA NOT AVAILABLE | DATA NOT AVAILABLE | DATA NOT AVAILABLE | DATA NOT AVAILABLE | DATA NOT AVAILABLE | DATA NOT AVAILABLE | DATA NOT AVAILABLE | DATA NOT AVAILABLE | DATA NOT AVAILABLE | DATA NOT AVAILABLE | DATA NOT AVAILABLE | DATA NOT AVAILABLE | DATA NOT AVAILABLE | DATA NOT AVAILABLE | DATA NOT AVAILABLE | NO | CONNECTED | 1.596 | 1.596 | 1.68 | DATA NOT AVAILABLE | DATA NOT AVAILABLE | DATA NOT AVAILABLE | DATA NOT AVAILABLE | DATA NOT AVAILABLE | DATA NOT AVAILABLE | DATA NOT AVAILABLE | DATA NOT AVAILABLE | DATA NOT AVAILABLE | DATA NOT AVAILABLE | N | DATA NOT AVAILABLE | DATA NOT AVAILABLE | DATA NOT AVAILABLE | DATA NOT AVAILABLE | DATA NOT AVAILABLE | 2020-10-01
2000055190949 | DATA NOT AVAILABLE | DATA NOT AVAILABLE | DATA NOT AVAILABLE | HERRIARD SOLAR PARK | DATA NOT AVAILABLE | BASINGSTOKE | HAMPSHIRE | RG25 2NS | ENGLAND | 465720 | 146745 | BRAMLEY (FLEE) | ALTON | HERRIARD | 11 | SOUTHERN ELECTRIC POWER DISTRIBUTION PLC | SOLAR | ENGINE (COMBUSTION / RECIPROCATING) | NO | DATA NOT AVAILABLE | DATA NOT AVAILABLE | DATA NOT AVAILABLE | DATA NOT AVAILABLE | DATA NOT AVAILABLE | DATA NOT AVAILABLE | DATA NOT AVAILABLE | DATA NOT AVAILABLE | DATA NOT AVAILABLE | DATA NOT AVAILABLE | DATA NOT AVAILABLE | DATA NOT AVAILABLE | DATA NOT AVAILABLE | DATA NOT AVAILABLE | DATA NOT AVAILABLE | NO | CONNECTED | 4.75 | 4.75 | 5 | DATA NOT AVAILABLE | DATA NOT AVAILABLE | DATA NOT AVAILABLE | DATA NOT AVAILABLE | DATA NOT AVAILABLE | DATA NOT AVAILABLE | DATA NOT AVAILABLE | DATA NOT AVAILABLE | DATA NOT AVAILABLE | DATA NOT AVAILABLE | N | DATA NOT AVAILABLE | DATA NOT AVAILABLE | DATA NOT AVAILABLE | DATA NOT AVAILABLE | DATA NOT AVAILABLE | 2020-10-01
2000055202530 | DATA NOT AVAILABLE | TESCO STORES LIMITED | DATA NOT AVAILABLE | BOOKER CASH & CARRY | HILL ROAD | DIDCOT | OXFORDSHIRE | OX11 7HJ | ENGLAND | 451597 | 191282 | COWLEY GSP | DRAYTON | MILTON | 11 | SOUTHERN ELECTRIC POWER DISTRIBUTION PLC | OTHER | ENGINE (COMBUSTION / RECIPROCATING) | NO | DATA NOT AVAILABLE | DATA NOT AVAILABLE | DATA NOT AVAILABLE | DATA NOT AVAILABLE | DATA NOT AVAILABLE | DATA NOT AVAILABLE | DATA NOT AVAILABLE | DATA NOT AVAILABLE | DATA NOT AVAILABLE | DATA NOT AVAILABLE | DATA NOT AVAILABLE | DATA NOT AVAILABLE | DATA NOT AVAILABLE | DATA NOT AVAILABLE | DATA NOT AVAILABLE | NO | CONNECTED | 3.135 | 3.135 | 3.3 | DATA NOT AVAILABLE | DATA NOT AVAILABLE | DATA NOT AVAILABLE | DATA NOT AVAILABLE | DATA NOT AVAILABLE | DATA NOT AVAILABLE | DATA NOT AVAILABLE | DATA NOT AVAILABLE | DATA NOT AVAILABLE | DATA NOT AVAILABLE | N | DATA NOT AVAILABLE | DATA NOT AVAILABLE | DATA NOT AVAILABLE | DATA NOT AVAILABLE | DATA NOT AVAILABLE | 2020-10-01
2000055446559 | DATA NOT AVAILABLE | CROSSWAYS SOLAR PARK LTD | CROSSWAYS SOLAR FARM | CROSSWAYS PIT, HEATH FARM | REDBRIDGE ROAD | DORCHESTER | DORSET | DT2 8DX | ENGLAND | 377513 | 88181 | MANNINGTON GSP | DATA NOT APPLICABLE | WINFRITH HEATH | 11 | SOUTHERN ELECTRIC POWER DISTRIBUTION PLC | SOLAR | ENGINE (COMBUSTION / RECIPROCATING) | NO | DATA NOT AVAILABLE | DATA NOT AVAILABLE | DATA NOT AVAILABLE | DATA NOT AVAILABLE | DATA NOT AVAILABLE | DATA NOT AVAILABLE | DATA NOT AVAILABLE | DATA NOT AVAILABLE | DATA NOT AVAILABLE | DATA NOT AVAILABLE | DATA NOT AVAILABLE | DATA NOT AVAILABLE | DATA NOT AVAILABLE | DATA NOT AVAILABLE | DATA NOT AVAILABLE | NO | CONNECTED | 4.75 | 4.75 | 5 | DATA NOT AVAILABLE | DATA NOT AVAILABLE | DATA NOT AVAILABLE | DATA NOT AVAILABLE | DATA NOT AVAILABLE | DATA NOT AVAILABLE | DATA NOT AVAILABLE | DATA NOT AVAILABLE | DATA NOT AVAILABLE | DATA NOT AVAILABLE | N | DATA NOT AVAILABLE | DATA NOT AVAILABLE | DATA NOT AVAILABLE | DATA NOT AVAILABLE | DATA NOT AVAILABLE | 2020-10-01
2000055449959 | DATA NOT AVAILABLE | THE BECKLEY PARTNERSHIP | DATA NOT AVAILABLE | BECKLEY SOLAR PARK | DATA NOT AVAILABLE | NEW MILTON | HAMPSHIRE | BH23 7EJ | ENGLAND | 421913 | 95348 | MANNINGTON GSP | ARNEWOOD | NEW MILTON | 11 | SOUTHERN ELECTRIC POWER DISTRIBUTION PLC | SOLAR | ENGINE (COMBUSTION / RECIPROCATING) | NO | DATA NOT AVAILABLE | DATA NOT AVAILABLE | DATA NOT AVAILABLE | DATA NOT AVAILABLE | DATA NOT AVAILABLE | DATA NOT AVAILABLE | DATA NOT AVAILABLE | DATA NOT AVAILABLE | DATA NOT AVAILABLE | DATA NOT AVAILABLE | DATA NOT AVAILABLE | DATA NOT AVAILABLE | DATA NOT AVAILABLE | DATA NOT AVAILABLE | DATA NOT AVAILABLE | NO | CONNECTED | 1.425 | 1.425 | 1.5 | DATA NOT AVAILABLE | DATA NOT AVAILABLE | DATA NOT AVAILABLE | DATA NOT AVAILABLE | DATA NOT AVAILABLE | DATA NOT AVAILABLE | DATA NOT AVAILABLE | DATA NOT AVAILABLE | DATA NOT AVAILABLE | DATA NOT AVAILABLE | N | DATA NOT AVAILABLE | DATA NOT AVAILABLE | DATA NOT AVAILABLE | DATA NOT AVAILABLE | DATA NOT AVAILABLE | 2020-10-01
2000055449977 | DATA NOT AVAILABLE | CHILTON CANTELLO SOLAR PARK LTD | CHILTERN CANTELLO | SOLAR FARM | DATA NOT AVAILABLE | YEOVIL | SOMERSET | BA22 8BQ | ENGLAND | 357507 | 121718 | AXMINSTER | YEOVIL | CHILTON CANTELO | 11 | SOUTHERN ELECTRIC POWER DISTRIBUTION PLC | SOLAR | ENGINE (COMBUSTION / RECIPROCATING) | NO | DATA NOT AVAILABLE | DATA NOT AVAILABLE | DATA NOT AVAILABLE | DATA NOT AVAILABLE | DATA NOT AVAILABLE | DATA NOT AVAILABLE | DATA NOT AVAILABLE | DATA NOT AVAILABLE | DATA NOT AVAILABLE | DATA NOT AVAILABLE | DATA NOT AVAILABLE | DATA NOT AVAILABLE | DATA NOT AVAILABLE | DATA NOT AVAILABLE | DATA NOT AVAILABLE | NO | CONNECTED | 4.75 | 4.75 | 5 | DATA NOT AVAILABLE | DATA NOT AVAILABLE | DATA NOT AVAILABLE | DATA NOT AVAILABLE | DATA NOT AVAILABLE | DATA NOT AVAILABLE | DATA NOT AVAILABLE | DATA NOT AVAILABLE | DATA NOT AVAILABLE | DATA NOT AVAILABLE | N | DATA NOT AVAILABLE | DATA NOT AVAILABLE | DATA NOT AVAILABLE | DATA NOT AVAILABLE | DATA NOT AVAILABLE | 2020-10-01
2000055452437 | DATA NOT AVAILABLE | DATA NOT AVAILABLE | DATA NOT AVAILABLE | STABLES FARM PV | DATA NOT AVAILABLE | NEWPORT | ISLE OF WIGHT | PO30 4NH | ENGLAND | 440596 | 88664 | FAWLEY GSP | COWES & WOOTTON COMMON | SHALFLEET | 11 | SOUTHERN ELECTRIC POWER DISTRIBUTION PLC | DATA NOT AVAILABLE | ENGINE (COMBUSTION / RECIPROCATING) | NO | DATA NOT AVAILABLE | DATA NOT AVAILABLE | DATA NOT AVAILABLE | DATA NOT AVAILABLE | DATA NOT AVAILABLE | DATA NOT AVAILABLE | DATA NOT AVAILABLE | DATA NOT AVAILABLE | DATA NOT AVAILABLE | DATA NOT AVAILABLE | DATA NOT AVAILABLE | DATA NOT AVAILABLE | DATA NOT AVAILABLE | DATA NOT AVAILABLE | DATA NOT AVAILABLE | NO | CONNECTED | 1.425 | 1.425 | 1.5 | DATA NOT AVAILABLE | DATA NOT AVAILABLE | DATA NOT AVAILABLE | DATA NOT AVAILABLE | DATA NOT AVAILABLE | DATA NOT AVAILABLE | DATA NOT AVAILABLE | DATA NOT AVAILABLE | DATA NOT AVAILABLE | DATA NOT AVAILABLE | N | DATA NOT AVAILABLE | DATA NOT AVAILABLE | DATA NOT AVAILABLE | DATA NOT AVAILABLE | DATA NOT AVAILABLE | 2020-10-01
2000055461974 | DATA NOT AVAILABLE | GPP BIG FIELD LLP | HAMPTWORTH SOLAR | HOME FARM | DATA NOT AVAILABLE | SALISBURY | WILTSHIRE | SP5 2DS | ENGLAND | 423790 | 119228 | MANNINGTON GSP | SALISBURY | REDLYNCH | 11 | SOUTHERN ELECTRIC POWER DISTRIBUTION PLC | SOLAR | ENGINE (COMBUSTION / RECIPROCATING) | NO | DATA NOT AVAILABLE | DATA NOT AVAILABLE | DATA NOT AVAILABLE | DATA NOT AVAILABLE | DATA NOT AVAILABLE | DATA NOT AVAILABLE | DATA NOT AVAILABLE | DATA NOT AVAILABLE | DATA NOT AVAILABLE | DATA NOT AVAILABLE | DATA NOT AVAILABLE | DATA NOT AVAILABLE | DATA NOT AVAILABLE | DATA NOT AVAILABLE | DATA NOT AVAILABLE | NO | CONNECTED | 5.7 | 5.7 | 6 | DATA NOT AVAILABLE | DATA NOT AVAILABLE | DATA NOT AVAILABLE | DATA NOT AVAILABLE | DATA NOT AVAILABLE | DATA NOT AVAILABLE | DATA NOT AVAILABLE | DATA NOT AVAILABLE | DATA NOT AVAILABLE | DATA NOT AVAILABLE | N | DATA NOT AVAILABLE | DATA NOT AVAILABLE | DATA NOT AVAILABLE | DATA NOT AVAILABLE | DATA NOT AVAILABLE | 2020-10-01
2000055532845 | DATA NOT AVAILABLE | VEOLIA ENERGY & UTILITY SERVICES UK PLC | SOUTHAMPTON UNIVERSITY HOSPITAL NHS TRUS | DATA NOT AVAILABLE | TREMONA ROAD | SOUTHAMPTON | SOUTHAMPTON | SO16 6YD | ENGLAND | 439793 | 114993 | NURSLING GSP | ROWNHAMS | MAYBUSH | 11 | SOUTHERN ELECTRIC POWER DISTRIBUTION PLC | FOSSIL GAS | ENGINE (COMBUSTION / RECIPROCATING) | NO | DATA NOT AVAILABLE | DATA NOT AVAILABLE | DATA NOT AVAILABLE | DATA NOT AVAILABLE | DATA NOT AVAILABLE | DATA NOT AVAILABLE | DATA NOT AVAILABLE | DATA NOT AVAILABLE | DATA NOT AVAILABLE | DATA NOT AVAILABLE | DATA NOT AVAILABLE | DATA NOT AVAILABLE | DATA NOT AVAILABLE | DATA NOT AVAILABLE | DATA NOT AVAILABLE | NO | CONNECTED | 4.37 | 4.37 | 4.6 | DATA NOT AVAILABLE | DATA NOT AVAILABLE | DATA NOT AVAILABLE | DATA NOT AVAILABLE | DATA NOT AVAILABLE | DATA NOT AVAILABLE | DATA NOT AVAILABLE | DATA NOT AVAILABLE | DATA NOT AVAILABLE | DATA NOT AVAILABLE | N | DATA NOT AVAILABLE | DATA NOT AVAILABLE | DATA NOT AVAILABLE | DATA NOT AVAILABLE | DATA NOT AVAILABLE | 2020-10-01
2000055546884 | DATA NOT AVAILABLE | CRAYMARSH | SOLAR PV | CRAYMARSH FARM | DATA NOT AVAILABLE | MELKSHAM | WILTSHIRE | SN12 6RG | ENGLAND | 393584 | 162229 | MELKSHAM GSP | NORRINGTON | MELKSHAM TOWN | 11 | SOUTHERN ELECTRIC POWER DISTRIBUTION PLC | SOLAR | ENGINE (COMBUSTION / RECIPROCATING) | NO | DATA NOT AVAILABLE | DATA NOT AVAILABLE | DATA NOT AVAILABLE | DATA NOT AVAILABLE | DATA NOT AVAILABLE | DATA NOT AVAILABLE | DATA NOT AVAILABLE | DATA NOT AVAILABLE | DATA NOT AVAILABLE | DATA NOT AVAILABLE | DATA NOT AVAILABLE | DATA NOT AVAILABLE | DATA NOT AVAILABLE | DATA NOT AVAILABLE | DATA NOT AVAILABLE | NO | CONNECTED | 1.9 | 1.9 | 2 | DATA NOT AVAILABLE | DATA NOT AVAILABLE | DATA NOT AVAILABLE | DATA NOT AVAILABLE | DATA NOT AVAILABLE | DATA NOT AVAILABLE | DATA NOT AVAILABLE | DATA NOT AVAILABLE | DATA NOT AVAILABLE | DATA NOT AVAILABLE | N | DATA NOT AVAILABLE | DATA NOT AVAILABLE | DATA NOT AVAILABLE | DATA NOT AVAILABLE | DATA NOT AVAILABLE | 2020-10-01
2000055549495 | DATA NOT AVAILABLE | SEVERN TRENT GREEN POWER LIMITED | DATA NOT AVAILABLE | CROWMARSH AD FACILTY | OFF BENSON LANE | WALLINGFORD | OXFORDSHIRE | OX10 6SL | ENGLAND | 461566 | 190948 | COWLEY GSP | COWLEY LOCAL | WALLINGFORD | 11 | SOUTHERN ELECTRIC POWER DISTRIBUTION PLC | DATA NOT AVAILABLE | ENGINE (COMBUSTION / RECIPROCATING) | NO | DATA NOT AVAILABLE | DATA NOT AVAILABLE | DATA NOT AVAILABLE | DATA NOT AVAILABLE | DATA NOT AVAILABLE | DATA NOT AVAILABLE | DATA NOT AVAILABLE | DATA NOT AVAILABLE | DATA NOT AVAILABLE | DATA NOT AVAILABLE | DATA NOT AVAILABLE | DATA NOT AVAILABLE | DATA NOT AVAILABLE | DATA NOT AVAILABLE | DATA NOT AVAILABLE | NO | CONNECTED | 2.28 | 2.28 | 2.4 | DATA NOT AVAILABLE | DATA NOT AVAILABLE | DATA NOT AVAILABLE | DATA NOT AVAILABLE | DATA NOT AVAILABLE | DATA NOT AVAILABLE | DATA NOT AVAILABLE | DATA NOT AVAILABLE | DATA NOT AVAILABLE | DATA NOT AVAILABLE | N | DATA NOT AVAILABLE | DATA NOT AVAILABLE | DATA NOT AVAILABLE | DATA NOT AVAILABLE | DATA NOT AVAILABLE | 2020-10-01
2000055578130 | DATA NOT AVAILABLE | SLAUGHTERGATE LIMITED | DATA NOT AVAILABLE | SLAUGHTERGATE FARM | DATA NOT AVAILABLE | GILLINGHAM | DORSET | SP8 5NH | ENGLAND | 379266 | 126883 | MANNINGTON GSP | SHAFTESBURY | BOURTON | 11 | SOUTHERN ELECTRIC POWER DISTRIBUTION PLC | SOLAR | ENGINE (COMBUSTION / RECIPROCATING) | NO | DATA NOT AVAILABLE | DATA NOT AVAILABLE | DATA NOT AVAILABLE | DATA NOT AVAILABLE | DATA NOT AVAILABLE | DATA NOT AVAILABLE | DATA NOT AVAILABLE | DATA NOT AVAILABLE | DATA NOT AVAILABLE | DATA NOT AVAILABLE | DATA NOT AVAILABLE | DATA NOT AVAILABLE | DATA NOT AVAILABLE | DATA NOT AVAILABLE | DATA NOT AVAILABLE | NO | CONNECTED | 1.425 | 1.425 | 1.5 | DATA NOT AVAILABLE | DATA NOT AVAILABLE | DATA NOT AVAILABLE | DATA NOT AVAILABLE | DATA NOT AVAILABLE | DATA NOT AVAILABLE | DATA NOT AVAILABLE | DATA NOT AVAILABLE | DATA NOT AVAILABLE | DATA NOT AVAILABLE | N | DATA NOT AVAILABLE | DATA NOT AVAILABLE | DATA NOT AVAILABLE | DATA NOT AVAILABLE | DATA NOT AVAILABLE | 2020-10-01
2000055581202 | DATA NOT AVAILABLE | HELLUMS FIELD SOLAR PARK | HELLUMS FIELD SOLAR PARK | PARK FARM | DATA NOT AVAILABLE | BLANDFORD FORUM | DORSET | DT11 8TP | ENGLAND | 385566 | 113706 | MANNINGTON GSP | SHAFTESBURY | SHROTON | 11 | SOUTHERN ELECTRIC POWER DISTRIBUTION PLC | SOLAR | ENGINE (COMBUSTION / RECIPROCATING) | NO | DATA NOT AVAILABLE | DATA NOT AVAILABLE | DATA NOT AVAILABLE | DATA NOT AVAILABLE | DATA NOT AVAILABLE | DATA NOT AVAILABLE | DATA NOT AVAILABLE | DATA NOT AVAILABLE | DATA NOT AVAILABLE | DATA NOT AVAILABLE | DATA NOT AVAILABLE | DATA NOT AVAILABLE | DATA NOT AVAILABLE | DATA NOT AVAILABLE | DATA NOT AVAILABLE | NO | CONNECTED | 6.27 | 6.27 | 6.6 | DATA NOT AVAILABLE | DATA NOT AVAILABLE | DATA NOT AVAILABLE | DATA NOT AVAILABLE | DATA NOT AVAILABLE | DATA NOT AVAILABLE | DATA NOT AVAILABLE | DATA NOT AVAILABLE | DATA NOT AVAILABLE | DATA NOT AVAILABLE | N | DATA NOT AVAILABLE | DATA NOT AVAILABLE | DATA NOT AVAILABLE | DATA NOT AVAILABLE | DATA NOT AVAILABLE | 2020-10-01
2000055582057 | DATA NOT AVAILABLE | LIMBERLOST SOLAR PARK LIMITED | LIMBERLOST FARM | SOLAR PARK | COMMON ROAD | THATCHAM | BERKSHIRE | RG19 8DH | ENGLAND | 453023 | 164763 | BRAMLEY (ANDO-THAT) | THATCHAM | THATCHAM | 11 | SOUTHERN ELECTRIC POWER DISTRIBUTION PLC | SOLAR | ENGINE (COMBUSTION / RECIPROCATING) | NO | DATA NOT AVAILABLE | DATA NOT AVAILABLE | DATA NOT AVAILABLE | DATA NOT AVAILABLE | DATA NOT AVAILABLE | DATA NOT AVAILABLE | DATA NOT AVAILABLE | DATA NOT AVAILABLE | DATA NOT AVAILABLE | DATA NOT AVAILABLE | DATA NOT AVAILABLE | DATA NOT AVAILABLE | DATA NOT AVAILABLE | DATA NOT AVAILABLE | DATA NOT AVAILABLE | NO | CONNECTED | 1.615 | 1.615 | 1.7 | DATA NOT AVAILABLE | DATA NOT AVAILABLE | DATA NOT AVAILABLE | DATA NOT AVAILABLE | DATA NOT AVAILABLE | DATA NOT AVAILABLE | DATA NOT AVAILABLE | DATA NOT AVAILABLE | DATA NOT AVAILABLE | DATA NOT AVAILABLE | N | DATA NOT AVAILABLE | DATA NOT AVAILABLE | DATA NOT AVAILABLE | DATA NOT AVAILABLE | DATA NOT AVAILABLE | 2020-10-01
2000055590011 | DATA NOT AVAILABLE | AFFINITY WATER LIMITED | DATA NOT AVAILABLE | IVER WTW | THORNEY LANE NORTH | IVER | BUCKINGHAMSHIRE | SL0 9HF | ENGLAND | 503098 | 179981 | IVER 132KV | UPTON | SUTTON LANE | 11 | SOUTHERN ELECTRIC POWER DISTRIBUTION PLC | DATA NOT AVAILABLE | ENGINE (COMBUSTION / RECIPROCATING) | NO | DATA NOT AVAILABLE | DATA NOT AVAILABLE | DATA NOT AVAILABLE | DATA NOT AVAILABLE | DATA NOT AVAILABLE | DATA NOT AVAILABLE | DATA NOT AVAILABLE | DATA NOT AVAILABLE | DATA NOT AVAILABLE | DATA NOT AVAILABLE | DATA NOT AVAILABLE | DATA NOT AVAILABLE | DATA NOT AVAILABLE | DATA NOT AVAILABLE | DATA NOT AVAILABLE | NO | CONNECTED | 4.703 | 4.703 | 4.95 | DATA NOT AVAILABLE | DATA NOT AVAILABLE | DATA NOT AVAILABLE | DATA NOT AVAILABLE | DATA NOT AVAILABLE | DATA NOT AVAILABLE | DATA NOT AVAILABLE | DATA NOT AVAILABLE | DATA NOT AVAILABLE | DATA NOT AVAILABLE | N | DATA NOT AVAILABLE | DATA NOT AVAILABLE | DATA NOT AVAILABLE | DATA NOT AVAILABLE | DATA NOT AVAILABLE | 2020-10-01
2000055600584 | DATA NOT AVAILABLE | VICTORIA SOLAR LTD | DATA NOT AVAILABLE | CHAWTON FARM BARNS PV | CHAWTON LANE | COWES | ISLE OF WIGHT | PO31 8QT | ENGLAND | 449368 | 92936 | FAWLEY GSP | COWES & WOOTTON COMMON | COWES | 11 | SOUTHERN ELECTRIC POWER DISTRIBUTION PLC | SOLAR | ENGINE (COMBUSTION / RECIPROCATING) | NO | DATA NOT AVAILABLE | DATA NOT AVAILABLE | DATA NOT AVAILABLE | DATA NOT AVAILABLE | DATA NOT AVAILABLE | DATA NOT AVAILABLE | DATA NOT AVAILABLE | DATA NOT AVAILABLE | DATA NOT AVAILABLE | DATA NOT AVAILABLE | DATA NOT AVAILABLE | DATA NOT AVAILABLE | DATA NOT AVAILABLE | DATA NOT AVAILABLE | DATA NOT AVAILABLE | NO | CONNECTED | 3.325 | 3.325 | 3.5 | DATA NOT AVAILABLE | DATA NOT AVAILABLE | DATA NOT AVAILABLE | DATA NOT AVAILABLE | DATA NOT AVAILABLE | DATA NOT AVAILABLE | DATA NOT AVAILABLE | DATA NOT AVAILABLE | DATA NOT AVAILABLE | DATA NOT AVAILABLE | N | DATA NOT AVAILABLE | DATA NOT AVAILABLE | DATA NOT AVAILABLE | DATA NOT AVAILABLE | DATA NOT AVAILABLE | 2020-10-01
2000055608486 | DATA NOT AVAILABLE | BNRG IOW LTD | DATA NOT AVAILABLE | APSE NEW BARN FARM | VENTOR ROAD | SHANKLIN | ISLE OF WIGHT | PO37 7PP | ENGLAND | 456523 | 82911 | FAWLEY GSP | COWES & WOOTTON COMMON | SHANKLIN | 11 | SOUTHERN ELECTRIC POWER DISTRIBUTION PLC | DATA NOT AVAILABLE | ENGINE (COMBUSTION / RECIPROCATING) | NO | DATA NOT AVAILABLE | DATA NOT AVAILABLE | DATA NOT AVAILABLE | DATA NOT AVAILABLE | DATA NOT AVAILABLE | DATA NOT AVAILABLE | DATA NOT AVAILABLE | DATA NOT AVAILABLE | DATA NOT AVAILABLE | DATA NOT AVAILABLE | DATA NOT AVAILABLE | DATA NOT AVAILABLE | DATA NOT AVAILABLE | DATA NOT AVAILABLE | DATA NOT AVAILABLE | NO | CONNECTED | 2.66 | 2.66 | 2.8 | DATA NOT AVAILABLE | DATA NOT AVAILABLE | DATA NOT AVAILABLE | DATA NOT AVAILABLE | DATA NOT AVAILABLE | DATA NOT AVAILABLE | DATA NOT AVAILABLE | DATA NOT AVAILABLE | DATA NOT AVAILABLE | DATA NOT AVAILABLE | N | DATA NOT AVAILABLE | DATA NOT AVAILABLE | DATA NOT AVAILABLE | DATA NOT AVAILABLE | DATA NOT AVAILABLE | 2020-10-01
2000055613236 | DATA NOT AVAILABLE | LOVEDEAN LIMITED | DATA NOT AVAILABLE | LOVEDEAN FARM | OFF DAY LANE | WATERLOOVILLE | HAMPSHIRE | PO8 9RY | ENGLAND | 468430 | 113155 | LOVEDEAN GSP | HAVANT | HORNDEAN | 11 | SOUTHERN ELECTRIC POWER DISTRIBUTION PLC | DATA NOT AVAILABLE | ENGINE (COMBUSTION / RECIPROCATING) | NO | DATA NOT AVAILABLE | DATA NOT AVAILABLE | DATA NOT AVAILABLE | DATA NOT AVAILABLE | DATA NOT AVAILABLE | DATA NOT AVAILABLE | DATA NOT AVAILABLE | DATA NOT AVAILABLE | DATA NOT AVAILABLE | DATA NOT AVAILABLE | DATA NOT AVAILABLE | DATA NOT AVAILABLE | DATA NOT AVAILABLE | DATA NOT AVAILABLE | DATA NOT AVAILABLE | NO | CONNECTED | 3.8 | 3.8 | 4 | DATA NOT AVAILABLE | DATA NOT AVAILABLE | DATA NOT AVAILABLE | DATA NOT AVAILABLE | DATA NOT AVAILABLE | DATA NOT AVAILABLE | DATA NOT AVAILABLE | DATA NOT AVAILABLE | DATA NOT AVAILABLE | DATA NOT AVAILABLE | N | DATA NOT AVAILABLE | DATA NOT AVAILABLE | DATA NOT AVAILABLE | DATA NOT AVAILABLE | DATA NOT AVAILABLE | 2020-10-01
2000055626857 | DATA NOT AVAILABLE | NEXTPOWER LIMITED | DATA NOT AVAILABLE | HIGHER HATHERLEIGH FARM | DATA NOT AVAILABLE | WINCANTON | SOMERSET | BA9 8AE | ENGLAND | 369751 | 127414 | MANNINGTON GSP | SHAFTESBURY | WINCANTON | 11 | SOUTHERN ELECTRIC POWER DISTRIBUTION PLC | SOLAR | ENGINE (COMBUSTION / RECIPROCATING) | NO | DATA NOT AVAILABLE | DATA NOT AVAILABLE | DATA NOT AVAILABLE | DATA NOT AVAILABLE | DATA NOT AVAILABLE | DATA NOT AVAILABLE | DATA NOT AVAILABLE | DATA NOT AVAILABLE | DATA NOT AVAILABLE | DATA NOT AVAILABLE | DATA NOT AVAILABLE | DATA NOT AVAILABLE | DATA NOT AVAILABLE | DATA NOT AVAILABLE | DATA NOT AVAILABLE | NO | CONNECTED | 4.75 | 4.75 | 5 | DATA NOT AVAILABLE | DATA NOT AVAILABLE | DATA NOT AVAILABLE | DATA NOT AVAILABLE | DATA NOT AVAILABLE | DATA NOT AVAILABLE | DATA NOT AVAILABLE | DATA NOT AVAILABLE | DATA NOT AVAILABLE | DATA NOT AVAILABLE | N | DATA NOT AVAILABLE | DATA NOT AVAILABLE | DATA NOT AVAILABLE | DATA NOT AVAILABLE | DATA NOT AVAILABLE | 2020-10-01
2000055626884 | DATA NOT AVAILABLE | RAGLINGTON FARM SOLAR PARK LIMITED | RAGLINGTON FARM SOLAR PARK | RAGLINGTON FARM | DATA NOT AVAILABLE | SOUTHAMPTON | HAMPSHIRE | SO32 2HL | ENGLAND | 454304 | 113436 | BOTLEY WOOD GSP | NETLEY COMMON | BISHOPS WALTHAM | 11 | SOUTHERN ELECTRIC POWER DISTRIBUTION PLC | SOLAR | ENGINE (COMBUSTION / RECIPROCATING) | NO | DATA NOT AVAILABLE | DATA NOT AVAILABLE | DATA NOT AVAILABLE | DATA NOT AVAILABLE | DATA NOT AVAILABLE | DATA NOT AVAILABLE | DATA NOT AVAILABLE | DATA NOT AVAILABLE | DATA NOT AVAILABLE | DATA NOT AVAILABLE | DATA NOT AVAILABLE | DATA NOT AVAILABLE | DATA NOT AVAILABLE | DATA NOT AVAILABLE | DATA NOT AVAILABLE | NO | CONNECTED | 4.75 | 4.75 | 5 | DATA NOT AVAILABLE | DATA NOT AVAILABLE | DATA NOT AVAILABLE | DATA NOT AVAILABLE | DATA NOT AVAILABLE | DATA NOT AVAILABLE | DATA NOT AVAILABLE | DATA NOT AVAILABLE | DATA NOT AVAILABLE | DATA NOT AVAILABLE | N | DATA NOT AVAILABLE | DATA NOT AVAILABLE | DATA NOT AVAILABLE | DATA NOT AVAILABLE | DATA NOT AVAILABLE | 2020-10-01
2000055630143 | DATA NOT AVAILABLE | STELLAR POWER LTD | DATA NOT AVAILABLE | TAVELLS LANE PV FARM | TAVELLS LANE | SOUTHAMPTON | HAMPSHIRE | DATA NOT AVAILABLE | ENGLAND | DATA NOT AVAILABLE | DATA NOT AVAILABLE | NURSLING GSP | DATA NOT APPLICABLE | MARCHWOOD | 11 | SOUTHERN ELECTRIC POWER DISTRIBUTION PLC | DATA NOT AVAILABLE | ENGINE (COMBUSTION / RECIPROCATING) | NO | DATA NOT AVAILABLE | DATA NOT AVAILABLE | DATA NOT AVAILABLE | DATA NOT AVAILABLE | DATA NOT AVAILABLE | DATA NOT AVAILABLE | DATA NOT AVAILABLE | DATA NOT AVAILABLE | DATA NOT AVAILABLE | DATA NOT AVAILABLE | DATA NOT AVAILABLE | DATA NOT AVAILABLE | DATA NOT AVAILABLE | DATA NOT AVAILABLE | DATA NOT AVAILABLE | NO | CONNECTED | 4.75 | 4.75 | 5 | DATA NOT AVAILABLE | DATA NOT AVAILABLE | DATA NOT AVAILABLE | DATA NOT AVAILABLE | DATA NOT AVAILABLE | DATA NOT AVAILABLE | DATA NOT AVAILABLE | DATA NOT AVAILABLE | DATA NOT AVAILABLE | DATA NOT AVAILABLE | N | DATA NOT AVAILABLE | DATA NOT AVAILABLE | DATA NOT AVAILABLE | DATA NOT AVAILABLE | DATA NOT AVAILABLE | 2020-10-01
2000055655031 | DATA NOT AVAILABLE | WYKE FARMS LTD | WYKE FARMS LTD | WHITE HOUSE FARM | DATA NOT AVAILABLE | BRUTON | SOMERSET | BA10 0PU | ENGLAND | 366362 | 134820 | MELKSHAM GSP | FROME | BRUTON | 11 | SOUTHERN ELECTRIC POWER DISTRIBUTION PLC | BIOFUEL - LANDFILL GAS | ENGINE (COMBUSTION / RECIPROCATING) | NO | DATA NOT AVAILABLE | DATA NOT AVAILABLE | DATA NOT AVAILABLE | DATA NOT AVAILABLE | DATA NOT AVAILABLE | DATA NOT AVAILABLE | DATA NOT AVAILABLE | DATA NOT AVAILABLE | DATA NOT AVAILABLE | DATA NOT AVAILABLE | DATA NOT AVAILABLE | DATA NOT AVAILABLE | DATA NOT AVAILABLE | DATA NOT AVAILABLE | DATA NOT AVAILABLE | NO | CONNECTED | 1.9 | 1.9 | 2 | DATA NOT AVAILABLE | DATA NOT AVAILABLE | DATA NOT AVAILABLE | DATA NOT AVAILABLE | DATA NOT AVAILABLE | DATA NOT AVAILABLE | DATA NOT AVAILABLE | DATA NOT AVAILABLE | DATA NOT AVAILABLE | DATA NOT AVAILABLE | N | DATA NOT AVAILABLE | DATA NOT AVAILABLE | DATA NOT AVAILABLE | DATA NOT AVAILABLE | DATA NOT AVAILABLE | 2020-10-01
2000055681867 | DATA NOT AVAILABLE | DATA NOT AVAILABLE | DATA NOT AVAILABLE | DATA NOT AVAILABLE | DATA NOT AVAILABLE | READING | BERKSHIRE | RG1 5LE | ENGLAND | 472626 | 172743 | BRAMLEY (FLEE) | READING | SILVER STREET | 11 | SOUTHERN ELECTRIC POWER DISTRIBUTION PLC | DATA NOT AVAILABLE | ENGINE (COMBUSTION / RECIPROCATING) | NO | DATA NOT AVAILABLE | DATA NOT AVAILABLE | DATA NOT AVAILABLE | DATA NOT AVAILABLE | DATA NOT AVAILABLE | DATA NOT AVAILABLE | DATA NOT AVAILABLE | DATA NOT AVAILABLE | DATA NOT AVAILABLE | DATA NOT AVAILABLE | DATA NOT AVAILABLE | DATA NOT AVAILABLE | DATA NOT AVAILABLE | DATA NOT AVAILABLE | DATA NOT AVAILABLE | NO | CONNECTED | 1.14 | 1.14 | 1.2 | DATA NOT AVAILABLE | DATA NOT AVAILABLE | DATA NOT AVAILABLE | DATA NOT AVAILABLE | DATA NOT AVAILABLE | DATA NOT AVAILABLE | DATA NOT AVAILABLE | DATA NOT AVAILABLE | DATA NOT AVAILABLE | DATA NOT AVAILABLE | N | DATA NOT AVAILABLE | DATA NOT AVAILABLE | DATA NOT AVAILABLE | DATA NOT AVAILABLE | DATA NOT AVAILABLE | 2020-10-01
2000055697004 | DATA NOT AVAILABLE | SEVERN TRENT GREEN POWER LIMITED | AGRIVERT LIMITED | RADFORD FARM BUILDINGS | KITSMEAD LANE | CHIPPING NORTON | SURREY | OX7 4EB | ENGLAND | 440897 | 223897 | BRAMLEY (FLEE) | BRACKNELL RESERVE | MVEE | 11 | SOUTHERN ELECTRIC POWER DISTRIBUTION PLC | WASTE | ENGINE (COMBUSTION / RECIPROCATING) | NO | DATA NOT AVAILABLE | DATA NOT AVAILABLE | DATA NOT AVAILABLE | DATA NOT AVAILABLE | DATA NOT AVAILABLE | DATA NOT AVAILABLE | DATA NOT AVAILABLE | DATA NOT AVAILABLE | DATA NOT AVAILABLE | DATA NOT AVAILABLE | DATA NOT AVAILABLE | DATA NOT AVAILABLE | DATA NOT AVAILABLE | DATA NOT AVAILABLE | DATA NOT AVAILABLE | NO | CONNECTED | 2.261 | 2.261 | 2.38 | DATA NOT AVAILABLE | DATA NOT AVAILABLE | DATA NOT AVAILABLE | DATA NOT AVAILABLE | DATA NOT AVAILABLE | DATA NOT AVAILABLE | DATA NOT AVAILABLE | DATA NOT AVAILABLE | DATA NOT AVAILABLE | DATA NOT AVAILABLE | N | DATA NOT AVAILABLE | DATA NOT AVAILABLE | DATA NOT AVAILABLE | DATA NOT AVAILABLE | DATA NOT AVAILABLE | 2020-10-01
2000055707879 | DATA NOT AVAILABLE | REDCENTRIC SOLUTIONS | DATA NOT AVAILABLE | COMMENSUS HOUSE | WORTON DRIVE | READING | BERKSHIRE | RG2 0TG | ENGLAND | 471364 | 169669 | BRAMLEY (FLEE) | BURGHFIELD MAIN | COURAGES | 11 | SOUTHERN ELECTRIC POWER DISTRIBUTION PLC | DATA NOT AVAILABLE | ENGINE (COMBUSTION / RECIPROCATING) | NO | DATA NOT AVAILABLE | DATA NOT AVAILABLE | DATA NOT AVAILABLE | DATA NOT AVAILABLE | DATA NOT AVAILABLE | DATA NOT AVAILABLE | DATA NOT AVAILABLE | DATA NOT AVAILABLE | DATA NOT AVAILABLE | DATA NOT AVAILABLE | DATA NOT AVAILABLE | DATA NOT AVAILABLE | DATA NOT AVAILABLE | DATA NOT AVAILABLE | DATA NOT AVAILABLE | NO | CONNECTED | 1.425 | 1.425 | 1.5 | DATA NOT AVAILABLE | DATA NOT AVAILABLE | DATA NOT AVAILABLE | DATA NOT AVAILABLE | DATA NOT AVAILABLE | DATA NOT AVAILABLE | DATA NOT AVAILABLE | DATA NOT AVAILABLE | DATA NOT AVAILABLE | DATA NOT AVAILABLE | N | DATA NOT AVAILABLE | DATA NOT AVAILABLE | DATA NOT AVAILABLE | DATA NOT AVAILABLE | DATA NOT AVAILABLE | 2020-10-01
2000055798608 | DATA NOT AVAILABLE | CODFORD BIOGAS LTD | STRATTON AD PLANT | EAST FARM | DATA NOT AVAILABLE | WARMINSTER | WILTSHIRE | BA12 0PJ | ENGLAND | 397429 | 139768 | MELKSHAM GSP | FROME | CODFORD | 11 | SOUTHERN ELECTRIC POWER DISTRIBUTION PLC | WASTE | ENGINE (COMBUSTION / RECIPROCATING) | NO | DATA NOT AVAILABLE | DATA NOT AVAILABLE | DATA NOT AVAILABLE | DATA NOT AVAILABLE | DATA NOT AVAILABLE | DATA NOT AVAILABLE | DATA NOT AVAILABLE | DATA NOT AVAILABLE | DATA NOT AVAILABLE | DATA NOT AVAILABLE | DATA NOT AVAILABLE | DATA NOT AVAILABLE | DATA NOT AVAILABLE | DATA NOT AVAILABLE | DATA NOT AVAILABLE | NO | CONNECTED | 1.9 | 1.9 | 2 | DATA NOT AVAILABLE | DATA NOT AVAILABLE | DATA NOT AVAILABLE | DATA NOT AVAILABLE | DATA NOT AVAILABLE | DATA NOT AVAILABLE | DATA NOT AVAILABLE | DATA NOT AVAILABLE | DATA NOT AVAILABLE | DATA NOT AVAILABLE | N | DATA NOT AVAILABLE | DATA NOT AVAILABLE | DATA NOT AVAILABLE | DATA NOT AVAILABLE | DATA NOT AVAILABLE | 2020-10-01
2000055800258 | DATA NOT AVAILABLE | TAMAR RENEWABLE POWER (BASINGSTOKE) LTD | FARLEIGH WALLOP AD PLANT | MANOR FARM | FARLEIGH LANE | BASINGSTOKE | HAMPSHIRE | RG25 2HR | ENGLAND | 461162 | 146770 | BRAMLEY (BASI) | BASINGSTOKE | JAYS CLOSE | 11 | SOUTHERN ELECTRIC POWER DISTRIBUTION PLC | DATA NOT AVAILABLE | ENGINE (COMBUSTION / RECIPROCATING) | NO | DATA NOT AVAILABLE | DATA NOT AVAILABLE | DATA NOT AVAILABLE | DATA NOT AVAILABLE | DATA NOT AVAILABLE | DATA NOT AVAILABLE | DATA NOT AVAILABLE | DATA NOT AVAILABLE | DATA NOT AVAILABLE | DATA NOT AVAILABLE | DATA NOT AVAILABLE | DATA NOT AVAILABLE | DATA NOT AVAILABLE | DATA NOT AVAILABLE | DATA NOT AVAILABLE | NO | CONNECTED | 1.482 | 1.482 | 1.56 | DATA NOT AVAILABLE | DATA NOT AVAILABLE | DATA NOT AVAILABLE | DATA NOT AVAILABLE | DATA NOT AVAILABLE | DATA NOT AVAILABLE | DATA NOT AVAILABLE | DATA NOT AVAILABLE | DATA NOT AVAILABLE | DATA NOT AVAILABLE | N | DATA NOT AVAILABLE | DATA NOT AVAILABLE | DATA NOT AVAILABLE | DATA NOT AVAILABLE | DATA NOT AVAILABLE | 2020-10-01
2000055815459 | DATA NOT AVAILABLE | CROUCHLAND BIOGAS LIMITED | DATA NOT AVAILABLE | CROUCHLAND FARM | RICKMANS LANE | BILLINGSHURST | WEST SUSSEX | RH14 0LE | ENGLAND | 501245 | 129673 | BRAMLEY (FLEE) | FERNHURST | PLAISTOW | 11 | SOUTHERN ELECTRIC POWER DISTRIBUTION PLC | SOLAR | ENGINE (COMBUSTION / RECIPROCATING) | NO | DATA NOT AVAILABLE | DATA NOT AVAILABLE | 4.75 | DATA NOT AVAILABLE | DATA NOT AVAILABLE | DATA NOT AVAILABLE | DATA NOT AVAILABLE | DATA NOT AVAILABLE | DATA NOT AVAILABLE | DATA NOT AVAILABLE | DATA NOT AVAILABLE | DATA NOT AVAILABLE | DATA NOT AVAILABLE | DATA NOT AVAILABLE | DATA NOT AVAILABLE | NO | CONNECTED | 4.75 | 4.75 | 5 | DATA NOT AVAILABLE | DATA NOT AVAILABLE | DATA NOT AVAILABLE | DATA NOT AVAILABLE | DATA NOT AVAILABLE | DATA NOT AVAILABLE | DATA NOT AVAILABLE | DATA NOT AVAILABLE | DATA NOT AVAILABLE | DATA NOT AVAILABLE | N | DATA NOT AVAILABLE | DATA NOT AVAILABLE | DATA NOT AVAILABLE | DATA NOT AVAILABLE | DATA NOT AVAILABLE | 2020-10-01
2000055821461 | DATA NOT AVAILABLE | MITZI SOLAR SPV1 LTD | STANSWOOD SOLAR FARM | CADLAND 2 | NEWHOUSE FIELD 2 | SOUTHAMPTON | HAMPSHIRE | SO45 1AB | ENGLAND | 446077 | 100135 | FAWLEY GSP | LANGLEY | LANGLEY | 11 | SOUTHERN ELECTRIC POWER DISTRIBUTION PLC | SOLAR | ENGINE (COMBUSTION / RECIPROCATING) | NO | DATA NOT AVAILABLE | DATA NOT AVAILABLE | DATA NOT AVAILABLE | DATA NOT AVAILABLE | DATA NOT AVAILABLE | DATA NOT AVAILABLE | DATA NOT AVAILABLE | DATA NOT AVAILABLE | DATA NOT AVAILABLE | DATA NOT AVAILABLE | DATA NOT AVAILABLE | DATA NOT AVAILABLE | DATA NOT AVAILABLE | DATA NOT AVAILABLE | DATA NOT AVAILABLE | NO | CONNECTED | 2.85 | 2.85 | 3 | DATA NOT AVAILABLE | DATA NOT AVAILABLE | DATA NOT AVAILABLE | DATA NOT AVAILABLE | DATA NOT AVAILABLE | DATA NOT AVAILABLE | DATA NOT AVAILABLE | DATA NOT AVAILABLE | DATA NOT AVAILABLE | DATA NOT AVAILABLE | N | DATA NOT AVAILABLE | DATA NOT AVAILABLE | DATA NOT AVAILABLE | DATA NOT AVAILABLE | DATA NOT AVAILABLE | 2020-10-01
2000056179680 | DATA NOT AVAILABLE | DATA NOT AVAILABLE | DATA NOT AVAILABLE | DATA NOT AVAILABLE | DATA NOT AVAILABLE | DATA NOT AVAILABLE | DATA NOT AVAILABLE | DATA NOT AVAILABLE | ENGLAND | DATA NOT AVAILABLE | DATA NOT AVAILABLE | MANNINGTON GSP | SHAFTESBURY | NORTH FARM PV GENERATION | 33 | SOUTHERN ELECTRIC POWER DISTRIBUTION PLC | DATA NOT AVAILABLE | ENGINE (COMBUSTION / RECIPROCATING) | NO | DATA NOT AVAILABLE | DATA NOT AVAILABLE | DATA NOT AVAILABLE | DATA NOT AVAILABLE | DATA NOT AVAILABLE | DATA NOT AVAILABLE | DATA NOT AVAILABLE | DATA NOT AVAILABLE | DATA NOT AVAILABLE | DATA NOT AVAILABLE | DATA NOT AVAILABLE | DATA NOT AVAILABLE | DATA NOT AVAILABLE | DATA NOT AVAILABLE | DATA NOT AVAILABLE | NO | CONNECTED | 8.892 | 8.892 | 9.36 | DATA NOT AVAILABLE | DATA NOT AVAILABLE | DATA NOT AVAILABLE | DATA NOT AVAILABLE | DATA NOT AVAILABLE | DATA NOT AVAILABLE | DATA NOT AVAILABLE | DATA NOT AVAILABLE | DATA NOT AVAILABLE | DATA NOT AVAILABLE | N | DATA NOT AVAILABLE | DATA NOT AVAILABLE | DATA NOT AVAILABLE | DATA NOT AVAILABLE | DATA NOT AVAILABLE | 2020-10-01
2000056221854 | DATA NOT AVAILABLE | HALE FARM SOLAR LTD | DATA NOT AVAILABLE | HALE FARM PV GENERATION | DATA NOT AVAILABLE | SALISBURY | WILTSHIRE | SP4 0AW | ENGLAND | 419461 | 137939 | MELKSHAM GSP | AMESBURY | BOSCOMBE DOWN | 11 | SOUTHERN ELECTRIC POWER DISTRIBUTION PLC | SOLAR | ENGINE (COMBUSTION / RECIPROCATING) | NO | DATA NOT AVAILABLE | DATA NOT AVAILABLE | DATA NOT AVAILABLE | DATA NOT AVAILABLE | DATA NOT AVAILABLE | DATA NOT AVAILABLE | DATA NOT AVAILABLE | DATA NOT AVAILABLE | DATA NOT AVAILABLE | DATA NOT AVAILABLE | DATA NOT AVAILABLE | DATA NOT AVAILABLE | DATA NOT AVAILABLE | DATA NOT AVAILABLE | DATA NOT AVAILABLE | NO | CONNECTED | 4.75 | 4.75 | 5 | DATA NOT AVAILABLE | DATA NOT AVAILABLE | DATA NOT AVAILABLE | DATA NOT AVAILABLE | DATA NOT AVAILABLE | DATA NOT AVAILABLE | DATA NOT AVAILABLE | DATA NOT AVAILABLE | DATA NOT AVAILABLE | DATA NOT AVAILABLE | N | DATA NOT AVAILABLE | DATA NOT AVAILABLE | DATA NOT AVAILABLE | DATA NOT AVAILABLE | DATA NOT AVAILABLE | 2020-10-01
2000056238671 | DATA NOT AVAILABLE | MWH TREATMENT LTD | TROWBRIDGE STW | TROWBRIDGE STW | DATA NOT AVAILABLE | TROWBRIDGE | WILTSHIRE | DATA NOT AVAILABLE | ENGLAND | DATA NOT AVAILABLE | DATA NOT AVAILABLE | MELKSHAM GSP | NORRINGTON | MANOR COURT TROWBRIDGE | 33 | SOUTHERN ELECTRIC POWER DISTRIBUTION PLC | BIOFUEL SEWAGE GAS | DATA NOT AVAILABLE | NO | DATA NOT AVAILABLE | DATA NOT AVAILABLE | 2.5 | DATA NOT AVAILABLE | DATA NOT AVAILABLE | DATA NOT AVAILABLE | DATA NOT AVAILABLE | DATA NOT AVAILABLE | DATA NOT AVAILABLE | DATA NOT AVAILABLE | DATA NOT AVAILABLE | DATA NOT AVAILABLE | DATA NOT AVAILABLE | DATA NOT AVAILABLE | DATA NOT AVAILABLE | NO | CONNECTED | 2.375 | 2.375 | 2.5 | DATA NOT AVAILABLE | DATA NOT AVAILABLE | DATA NOT AVAILABLE | DATA NOT AVAILABLE | DATA NOT AVAILABLE | DATA NOT AVAILABLE | DATA NOT AVAILABLE | DATA NOT AVAILABLE | DATA NOT AVAILABLE | DATA NOT AVAILABLE | N | DATA NOT AVAILABLE | DATA NOT AVAILABLE | DATA NOT AVAILABLE | DATA NOT AVAILABLE | DATA NOT AVAILABLE | 2020-10-01
2000056762505 | DATA NOT AVAILABLE | DATA NOT AVAILABLE | BASIS1ZZ | BASINGSTOKE STW | DATA NOT AVAILABLE | BASINGSTOKE | HAMPSHIRE | RG24 8LL | ENGLAND | 467283 | 155304 | BRAMLEY (BASI) | BASINGSTOKE | CHINEHAM | 11 | SOUTHERN ELECTRIC POWER DISTRIBUTION PLC | DATA NOT AVAILABLE | ENGINE (COMBUSTION / RECIPROCATING) | YES | DATA NOT AVAILABLE | DATA NOT AVAILABLE | DATA NOT AVAILABLE | DATA NOT AVAILABLE | DATA NOT AVAILABLE | DATA NOT AVAILABLE | DATA NOT AVAILABLE | DATA NOT AVAILABLE | DATA NOT AVAILABLE | DATA NOT AVAILABLE | DATA NOT AVAILABLE | DATA NOT AVAILABLE | DATA NOT AVAILABLE | DATA NOT AVAILABLE | DATA NOT AVAILABLE | NO | CONNECTED | 1.3 | 1.3 | 1.368 | DATA NOT AVAILABLE | DATA NOT AVAILABLE | DATA NOT AVAILABLE | DATA NOT AVAILABLE | DATA NOT AVAILABLE | DATA NOT AVAILABLE | DATA NOT AVAILABLE | DATA NOT AVAILABLE | DATA NOT AVAILABLE | DATA NOT AVAILABLE | N | DATA NOT AVAILABLE | DATA NOT AVAILABLE | DATA NOT AVAILABLE | DATA NOT AVAILABLE | DATA NOT AVAILABLE | 2020-10-01
2000056827890 | DATA NOT AVAILABLE | ASHTON SOLAR FARM | ASHTON COMMON PV | DATA NOT AVAILABLE | ASHTON LANE | TROWBRIDGE | WILTSHIRE | BA14 6DX | ENGLAND | 388976 | 158134 | MELKSHAM GSP | NORRINGTON | ASHTON PARK | 11 | SOUTHERN ELECTRIC POWER DISTRIBUTION PLC | SOLAR | ENGINE (COMBUSTION / RECIPROCATING) | NO | DATA NOT AVAILABLE | DATA NOT AVAILABLE | DATA NOT AVAILABLE | DATA NOT AVAILABLE | DATA NOT AVAILABLE | DATA NOT AVAILABLE | DATA NOT AVAILABLE | DATA NOT AVAILABLE | DATA NOT AVAILABLE | DATA NOT AVAILABLE | DATA NOT AVAILABLE | DATA NOT AVAILABLE | DATA NOT AVAILABLE | DATA NOT AVAILABLE | DATA NOT AVAILABLE | NO | CONNECTED | 3.8 | 3.8 | 4 | DATA NOT AVAILABLE | DATA NOT AVAILABLE | DATA NOT AVAILABLE | DATA NOT AVAILABLE | DATA NOT AVAILABLE | DATA NOT AVAILABLE | DATA NOT AVAILABLE | DATA NOT AVAILABLE | DATA NOT AVAILABLE | DATA NOT AVAILABLE | N | DATA NOT AVAILABLE | DATA NOT AVAILABLE | DATA NOT AVAILABLE | DATA NOT AVAILABLE | DATA NOT AVAILABLE | 2020-10-01
2000056828004 | DATA NOT AVAILABLE | MANOR FARM PV | MANOR FARM PV | DATA NOT AVAILABLE | DATA NOT AVAILABLE | CASTLE CARY | SOMERSET | BA7 7BA | ENGLAND | 364072 | 132144 | AXMINSTER | YEOVIL | CASTLE CARY | 11 | SOUTHERN ELECTRIC POWER DISTRIBUTION PLC | SOLAR | ENGINE (COMBUSTION / RECIPROCATING) | NO | DATA NOT AVAILABLE | DATA NOT AVAILABLE | DATA NOT AVAILABLE | DATA NOT AVAILABLE | DATA NOT AVAILABLE | DATA NOT AVAILABLE | DATA NOT AVAILABLE | DATA NOT AVAILABLE | DATA NOT AVAILABLE | DATA NOT AVAILABLE | DATA NOT AVAILABLE | DATA NOT AVAILABLE | DATA NOT AVAILABLE | DATA NOT AVAILABLE | DATA NOT AVAILABLE | NO | CONNECTED | 1.254 | 1.254 | 1.32 | DATA NOT AVAILABLE | DATA NOT AVAILABLE | DATA NOT AVAILABLE | DATA NOT AVAILABLE | DATA NOT AVAILABLE | DATA NOT AVAILABLE | DATA NOT AVAILABLE | DATA NOT AVAILABLE | DATA NOT AVAILABLE | DATA NOT AVAILABLE | N | DATA NOT AVAILABLE | DATA NOT AVAILABLE | DATA NOT AVAILABLE | DATA NOT AVAILABLE | DATA NOT AVAILABLE | 2020-10-01
2000057291630 | DATA NOT AVAILABLE | DATA NOT AVAILABLE | DATA NOT AVAILABLE | WATERSIDE PARK | DATA NOT AVAILABLE | SWINDON | SWINDON | SN2 2PJ | ENGLAND | 413636 | 185906 | MINETY GSP | SWINDON | SWINDON | 11 | SOUTHERN ELECTRIC POWER DISTRIBUTION PLC | DATA NOT AVAILABLE | ENGINE (COMBUSTION / RECIPROCATING) | NO | DATA NOT AVAILABLE | DATA NOT AVAILABLE | DATA NOT AVAILABLE | DATA NOT AVAILABLE | DATA NOT AVAILABLE | DATA NOT AVAILABLE | DATA NOT AVAILABLE | DATA NOT AVAILABLE | DATA NOT AVAILABLE | DATA NOT AVAILABLE | DATA NOT AVAILABLE | DATA NOT AVAILABLE | DATA NOT AVAILABLE | DATA NOT AVAILABLE | DATA NOT AVAILABLE | NO | CONNECTED | 2.375 | 2.375 | 2.5 | DATA NOT AVAILABLE | DATA NOT AVAILABLE | DATA NOT AVAILABLE | DATA NOT AVAILABLE | DATA NOT AVAILABLE | DATA NOT AVAILABLE | DATA NOT AVAILABLE | DATA NOT AVAILABLE | DATA NOT AVAILABLE | DATA NOT AVAILABLE | N | DATA NOT AVAILABLE | DATA NOT AVAILABLE | DATA NOT AVAILABLE | DATA NOT AVAILABLE | DATA NOT AVAILABLE | 2020-10-01
1700051730590 | DATA NOT AVAILABLE | SSE GENERATION LTD | STORNOWAY PS G8 | BATTERY POINT | DATA NOT AVAILABLE | STORNOWAY | ISLE OF LEWIS | HS1 2RP | SCOTLAND | 143091 | 932383 | ARDMORE GRID | DATA NOT APPLICABLE | BATTERY POINT | 11 | SCOTTISH HYDRO ELECTRIC POWER DISTRIBUTION PLC | DATA NOT AVAILABLE | ENGINE (COMBUSTION / RECIPROCATING) | NO | DATA NOT AVAILABLE | DATA NOT AVAILABLE | DATA NOT AVAILABLE | DATA NOT AVAILABLE | DATA NOT AVAILABLE | DATA NOT AVAILABLE | DATA NOT AVAILABLE | DATA NOT AVAILABLE | DATA NOT AVAILABLE | DATA NOT AVAILABLE | DATA NOT AVAILABLE | DATA NOT AVAILABLE | DATA NOT AVAILABLE | DATA NOT AVAILABLE | DATA NOT AVAILABLE | NO | CONNECTED | 3.325 | 3.325 | 3.5 | DATA NOT AVAILABLE | DATA NOT AVAILABLE | DATA NOT AVAILABLE | DATA NOT AVAILABLE | DATA NOT AVAILABLE | DATA NOT AVAILABLE | DATA NOT AVAILABLE | DATA NOT AVAILABLE | DATA NOT AVAILABLE | DATA NOT AVAILABLE | N | DATA NOT AVAILABLE | DATA NOT AVAILABLE | DATA NOT AVAILABLE | DATA NOT AVAILABLE | DATA NOT AVAILABLE | 2020-11-02
1700051730605 | DATA NOT AVAILABLE | SSE GENERATION LTD | STORNOWAY PS G9 | BATTERY POINT | DATA NOT AVAILABLE | STORNOWAY | ISLE OF LEWIS | HS1 2RP | SCOTLAND | 143091 | 932383 | ARDMORE GRID | DATA NOT APPLICABLE | BATTERY POINT | 11 | SCOTTISH HYDRO ELECTRIC POWER DISTRIBUTION PLC | DATA NOT AVAILABLE | ENGINE (COMBUSTION / RECIPROCATING) | NO | DATA NOT AVAILABLE | DATA NOT AVAILABLE | DATA NOT AVAILABLE | DATA NOT AVAILABLE | DATA NOT AVAILABLE | DATA NOT AVAILABLE | DATA NOT AVAILABLE | DATA NOT AVAILABLE | DATA NOT AVAILABLE | DATA NOT AVAILABLE | DATA NOT AVAILABLE | DATA NOT AVAILABLE | DATA NOT AVAILABLE | DATA NOT AVAILABLE | DATA NOT AVAILABLE | NO | CONNECTED | 4.37 | 4.37 | 4.6 | DATA NOT AVAILABLE | DATA NOT AVAILABLE | DATA NOT AVAILABLE | DATA NOT AVAILABLE | DATA NOT AVAILABLE | DATA NOT AVAILABLE | DATA NOT AVAILABLE | DATA NOT AVAILABLE | DATA NOT AVAILABLE | DATA NOT AVAILABLE | N | DATA NOT AVAILABLE | DATA NOT AVAILABLE | DATA NOT AVAILABLE | DATA NOT AVAILABLE | DATA NOT AVAILABLE | 2020-11-02
1700051730730 | DATA NOT AVAILABLE | SSE GENERATION LTD | LOCH CARNON G5 | SOUTH UIST | DATA NOT AVAILABLE | ISLE OF SOUTH UIST | EILEAN SIAR | HS8 5PD | SCOTLAND | 82194 | 843433 | ARDMORE GRID | DATA NOT APPLICABLE | LOCH CARNAN | 11 | SCOTTISH HYDRO ELECTRIC POWER DISTRIBUTION PLC | DATA NOT AVAILABLE | ENGINE (COMBUSTION / RECIPROCATING) | NO | DATA NOT AVAILABLE | DATA NOT AVAILABLE | DATA NOT AVAILABLE | DATA NOT AVAILABLE | DATA NOT AVAILABLE | DATA NOT AVAILABLE | DATA NOT AVAILABLE | DATA NOT AVAILABLE | DATA NOT AVAILABLE | DATA NOT AVAILABLE | DATA NOT AVAILABLE | DATA NOT AVAILABLE | DATA NOT AVAILABLE | DATA NOT AVAILABLE | DATA NOT AVAILABLE | NO | CONNECTED | 2.28 | 2.28 | 2.4 | DATA NOT AVAILABLE | DATA NOT AVAILABLE | DATA NOT AVAILABLE | DATA NOT AVAILABLE | DATA NOT AVAILABLE | DATA NOT AVAILABLE | DATA NOT AVAILABLE | DATA NOT AVAILABLE | DATA NOT AVAILABLE | DATA NOT AVAILABLE | N | DATA NOT AVAILABLE | DATA NOT AVAILABLE | DATA NOT AVAILABLE | DATA NOT AVAILABLE | DATA NOT AVAILABLE | 2020-11-02
1700051730758 | DATA NOT AVAILABLE | SSE GENERATION LTD | KIRKWALL PS G4 | GREAT WESTERN ROAD | DATA NOT AVAILABLE | KIRKWALL | ORKNEY | KW15 1AN | SCOTLAND | 344676 | 1010893 | THURSO SOUTH GRID | DATA NOT APPLICABLE | KIRKWALL | 11 | SCOTTISH HYDRO ELECTRIC POWER DISTRIBUTION PLC | DATA NOT AVAILABLE | ENGINE (COMBUSTION / RECIPROCATING) | NO | DATA NOT AVAILABLE | DATA NOT AVAILABLE | DATA NOT AVAILABLE | DATA NOT AVAILABLE | DATA NOT AVAILABLE | DATA NOT AVAILABLE | DATA NOT AVAILABLE | DATA NOT AVAILABLE | DATA NOT AVAILABLE | DATA NOT AVAILABLE | DATA NOT AVAILABLE | DATA NOT AVAILABLE | DATA NOT AVAILABLE | DATA NOT AVAILABLE | DATA NOT AVAILABLE | NO | CONNECTED | 3.99 | 3.99 | 4.2 | DATA NOT AVAILABLE | DATA NOT AVAILABLE | DATA NOT AVAILABLE | DATA NOT AVAILABLE | DATA NOT AVAILABLE | DATA NOT AVAILABLE | DATA NOT AVAILABLE | DATA NOT AVAILABLE | DATA NOT AVAILABLE | DATA NOT AVAILABLE | N | DATA NOT AVAILABLE | DATA NOT AVAILABLE | DATA NOT AVAILABLE | DATA NOT AVAILABLE | DATA NOT AVAILABLE | 2020-11-02
1700051730785 | DATA NOT AVAILABLE | SSE GENERATION LTD | KIRKWALL PS G6 | GREAT WESTERN ROAD | DATA NOT AVAILABLE | KIRKWALL | ORKNEY | KW15 1AN | SCOTLAND | 344676 | 1010893 | THURSO SOUTH GRID | DATA NOT APPLICABLE | KIRKWALL | 11 | SCOTTISH HYDRO ELECTRIC POWER DISTRIBUTION PLC | DATA NOT AVAILABLE | ENGINE (COMBUSTION / RECIPROCATING) | NO | DATA NOT AVAILABLE | DATA NOT AVAILABLE | DATA NOT AVAILABLE | DATA NOT AVAILABLE | DATA NOT AVAILABLE | DATA NOT AVAILABLE | DATA NOT AVAILABLE | DATA NOT AVAILABLE | DATA NOT AVAILABLE | DATA NOT AVAILABLE | DATA NOT AVAILABLE | DATA NOT AVAILABLE | DATA NOT AVAILABLE | DATA NOT AVAILABLE | DATA NOT AVAILABLE | NO | CONNECTED | 3.99 | 3.99 | 4.2 | DATA NOT AVAILABLE | DATA NOT AVAILABLE | DATA NOT AVAILABLE | DATA NOT AVAILABLE | DATA NOT AVAILABLE | DATA NOT AVAILABLE | DATA NOT AVAILABLE | DATA NOT AVAILABLE | DATA NOT AVAILABLE | DATA NOT AVAILABLE | N | DATA NOT AVAILABLE | DATA NOT AVAILABLE | DATA NOT AVAILABLE | DATA NOT AVAILABLE | DATA NOT AVAILABLE | 2020-11-02
1700051730800 | DATA NOT AVAILABLE | SSE GENERATION LTD | KIRKWALL PS G8 | GREAT WESTERN ROAD | DATA NOT AVAILABLE | KIRKWALL | ORKNEY | KW15 1AN | SCOTLAND | 344676 | 1010893 | THURSO SOUTH GRID | DATA NOT APPLICABLE | KIRKWALL | 11 | SCOTTISH HYDRO ELECTRIC POWER DISTRIBUTION PLC | DATA NOT AVAILABLE | ENGINE (COMBUSTION / RECIPROCATING) | NO | DATA NOT AVAILABLE | DATA NOT AVAILABLE | DATA NOT AVAILABLE | DATA NOT AVAILABLE | DATA NOT AVAILABLE | DATA NOT AVAILABLE | DATA NOT AVAILABLE | DATA NOT AVAILABLE | DATA NOT AVAILABLE | DATA NOT AVAILABLE | DATA NOT AVAILABLE | DATA NOT AVAILABLE | DATA NOT AVAILABLE | DATA NOT AVAILABLE | DATA NOT AVAILABLE | NO | CONNECTED | 3.325 | 3.325 | 3.5 | DATA NOT AVAILABLE | DATA NOT AVAILABLE | DATA NOT AVAILABLE | DATA NOT AVAILABLE | DATA NOT AVAILABLE | DATA NOT AVAILABLE | DATA NOT AVAILABLE | DATA NOT AVAILABLE | DATA NOT AVAILABLE | DATA NOT AVAILABLE | N | DATA NOT AVAILABLE | DATA NOT AVAILABLE | DATA NOT AVAILABLE | DATA NOT AVAILABLE | DATA NOT AVAILABLE | 2020-11-02
1700051732160 | DATA NOT AVAILABLE | ARJO WIGGINS FINE PAPERS LIMITED | ARJO WIGGINS | STONEYWOOD PAPER | DATA NOT AVAILABLE | ABERDEEN | ABERDEEN | AB21 9AB | SCOTLAND | 389786 | 811049 | PERSLEY | DATA NOT APPLICABLE | STONEYWOOD | 33 | SCOTTISH HYDRO ELECTRIC POWER DISTRIBUTION PLC | DATA NOT AVAILABLE | ENGINE (COMBUSTION / RECIPROCATING) | NO | DATA NOT AVAILABLE | DATA NOT AVAILABLE | DATA NOT AVAILABLE | DATA NOT AVAILABLE | DATA NOT AVAILABLE | DATA NOT AVAILABLE | DATA NOT AVAILABLE | DATA NOT AVAILABLE | DATA NOT AVAILABLE | DATA NOT AVAILABLE | DATA NOT AVAILABLE | DATA NOT AVAILABLE | DATA NOT AVAILABLE | DATA NOT AVAILABLE | DATA NOT AVAILABLE | NO | CONNECTED | 4.75 | 4.75 | 5 | DATA NOT AVAILABLE | DATA NOT AVAILABLE | DATA NOT AVAILABLE | DATA NOT AVAILABLE | DATA NOT AVAILABLE | DATA NOT AVAILABLE | DATA NOT AVAILABLE | DATA NOT AVAILABLE | DATA NOT AVAILABLE | DATA NOT AVAILABLE | N | DATA NOT AVAILABLE | DATA NOT AVAILABLE | DATA NOT AVAILABLE | DATA NOT AVAILABLE | DATA NOT AVAILABLE | 2020-11-02
1700051732170 | DATA NOT AVAILABLE | ARJO WIGGINS FINE PAPERS LIMITED | ARJO WIGGINS | STONEYWOOD PAPER GEN444M | DATA NOT AVAILABLE | ABERDEEN | ABERDEEN | AB21 9AB | SCOTLAND | 389786 | 811049 | PERSLEY | DATA NOT APPLICABLE | STONEYWOOD | 33 | SCOTTISH HYDRO ELECTRIC POWER DISTRIBUTION PLC | DATA NOT AVAILABLE | ENGINE (COMBUSTION / RECIPROCATING) | NO | DATA NOT AVAILABLE | DATA NOT AVAILABLE | DATA NOT AVAILABLE | DATA NOT AVAILABLE | DATA NOT AVAILABLE | DATA NOT AVAILABLE | DATA NOT AVAILABLE | DATA NOT AVAILABLE | DATA NOT AVAILABLE | DATA NOT AVAILABLE | DATA NOT AVAILABLE | DATA NOT AVAILABLE | DATA NOT AVAILABLE | DATA NOT AVAILABLE | DATA NOT AVAILABLE | NO | CONNECTED | 4.75 | 4.75 | 5 | DATA NOT AVAILABLE | DATA NOT AVAILABLE | DATA NOT AVAILABLE | DATA NOT AVAILABLE | DATA NOT AVAILABLE | DATA NOT AVAILABLE | DATA NOT AVAILABLE | DATA NOT AVAILABLE | DATA NOT AVAILABLE | DATA NOT AVAILABLE | N | DATA NOT AVAILABLE | DATA NOT AVAILABLE | DATA NOT AVAILABLE | DATA NOT AVAILABLE | DATA NOT AVAILABLE | 2020-11-02
1700051732212 | DATA NOT AVAILABLE | ORKNEY WIND TURBINE NM15DATA NOT AVAILABLEDATA NOT AVAILABLE | THORFINN A WIND ENERGY PROJECT | THORFINN A WIND ENERGY PROJECT | DATA NOT AVAILABLE | ORKNEY | ORKNEY ISLANDS | KW17 2PJ | SCOTLAND | 336017 | 1026101 | THURSO | DATA NOT APPLICABLE | BURGARHILL | 11 | SCOTTISH HYDRO ELECTRIC POWER DISTRIBUTION PLC | WIND | ENGINE (COMBUSTION / RECIPROCATING) | NO | DATA NOT AVAILABLE | DATA NOT AVAILABLE | DATA NOT AVAILABLE | DATA NOT AVAILABLE | DATA NOT AVAILABLE | DATA NOT AVAILABLE | DATA NOT AVAILABLE | DATA NOT AVAILABLE | DATA NOT AVAILABLE | DATA NOT AVAILABLE | DATA NOT AVAILABLE | DATA NOT AVAILABLE | DATA NOT AVAILABLE | DATA NOT AVAILABLE | DATA NOT AVAILABLE | NO | CONNECTED | 1.425 | 1.425 | 1.5 | DATA NOT AVAILABLE | DATA NOT AVAILABLE | DATA NOT AVAILABLE | DATA NOT AVAILABLE | DATA NOT AVAILABLE | DATA NOT AVAILABLE | DATA NOT AVAILABLE | DATA NOT AVAILABLE | DATA NOT AVAILABLE | DATA NOT AVAILABLE | N | DATA NOT AVAILABLE | DATA NOT AVAILABLE | DATA NOT AVAILABLE | DATA NOT AVAILABLE | DATA NOT AVAILABLE | 2020-11-02
1700051732240 | DATA NOT AVAILABLE | BURGAR HILL | DATA NOT AVAILABLE | BURGAR HILL TURBINES | DATA NOT AVAILABLE | EVIE | ORKNEY ISLANDS | KW17 2PJ | SCOTLAND | 336017 | 1026101 | THURSO | DATA NOT APPLICABLE | BURGARHILL | 11 | SCOTTISH HYDRO ELECTRIC POWER DISTRIBUTION PLC | WIND | ONSHORE WIND TURBINES | NO | DATA NOT AVAILABLE | DATA NOT AVAILABLE | DATA NOT AVAILABLE | DATA NOT AVAILABLE | DATA NOT AVAILABLE | DATA NOT AVAILABLE | DATA NOT AVAILABLE | DATA NOT AVAILABLE | DATA NOT AVAILABLE | DATA NOT AVAILABLE | DATA NOT AVAILABLE | DATA NOT AVAILABLE | DATA NOT AVAILABLE | DATA NOT AVAILABLE | DATA NOT AVAILABLE | NO | CONNECTED | 1.425 | 1.425 | 1.5 | DATA NOT AVAILABLE | DATA NOT AVAILABLE | DATA NOT AVAILABLE | DATA NOT AVAILABLE | DATA NOT AVAILABLE | DATA NOT AVAILABLE | DATA NOT AVAILABLE | DATA NOT AVAILABLE | DATA NOT AVAILABLE | DATA NOT AVAILABLE | N | DATA NOT AVAILABLE | DATA NOT AVAILABLE | DATA NOT AVAILABLE | DATA NOT AVAILABLE | DATA NOT AVAILABLE | 2020-11-02
1700051734112 | DATA NOT AVAILABLE | SSE GENERATION LTD | MUCCOMER POWER STATION | GAIRLOCHY | DATA NOT AVAILABLE | INVERNESS | HIGHLAND | PH34 4EQ | SCOTLAND | 218256 | 783875 | FORT WILLIAM | DATA NOT APPLICABLE | INVERLOCHY | 11 | SCOTTISH HYDRO ELECTRIC POWER DISTRIBUTION PLC | DATA NOT AVAILABLE | ENGINE (COMBUSTION / RECIPROCATING) | NO | DATA NOT AVAILABLE | DATA NOT AVAILABLE | DATA NOT AVAILABLE | DATA NOT AVAILABLE | DATA NOT AVAILABLE | DATA NOT AVAILABLE | DATA NOT AVAILABLE | DATA NOT AVAILABLE | DATA NOT AVAILABLE | DATA NOT AVAILABLE | DATA NOT AVAILABLE | DATA NOT AVAILABLE | DATA NOT AVAILABLE | DATA NOT AVAILABLE | DATA NOT AVAILABLE | NO | CONNECTED | 1.71 | 1.71 | 1.8 | DATA NOT AVAILABLE | DATA NOT AVAILABLE | DATA NOT AVAILABLE | DATA NOT AVAILABLE | DATA NOT AVAILABLE | DATA NOT AVAILABLE | DATA NOT AVAILABLE | DATA NOT AVAILABLE | DATA NOT AVAILABLE | DATA NOT AVAILABLE | N | DATA NOT AVAILABLE | DATA NOT AVAILABLE | DATA NOT AVAILABLE | DATA NOT AVAILABLE | DATA NOT AVAILABLE | 2020-11-02
1700051734177 | DATA NOT AVAILABLE | SSE GENERATION LTD | KERRY FALLS POWER STATION | GENERATOR 3 IMPORT | DATA NOT AVAILABLE | GAIRLOCH | ROSS-SHIRE | IV22 2HP | SCOTLAND | 182807 | 872027 | GRUDIE BRIDGE | DATA NOT APPLICABLE | GRUDIE BRIDGE | 33 | SCOTTISH HYDRO ELECTRIC POWER DISTRIBUTION PLC | DATA NOT AVAILABLE | ENGINE (COMBUSTION / RECIPROCATING) | NO | DATA NOT AVAILABLE | DATA NOT AVAILABLE | DATA NOT AVAILABLE | DATA NOT AVAILABLE | DATA NOT AVAILABLE | DATA NOT AVAILABLE | DATA NOT AVAILABLE | DATA NOT AVAILABLE | DATA NOT AVAILABLE | DATA NOT AVAILABLE | DATA NOT AVAILABLE | DATA NOT AVAILABLE | DATA NOT AVAILABLE | DATA NOT AVAILABLE | DATA NOT AVAILABLE | YES | CONNECTED | 1.235 | 1.235 | 1.3 | DATA NOT AVAILABLE | DATA NOT AVAILABLE | DATA NOT AVAILABLE | DATA NOT AVAILABLE | DATA NOT AVAILABLE | DATA NOT AVAILABLE | DATA NOT AVAILABLE | DATA NOT AVAILABLE | DATA NOT AVAILABLE | DATA NOT AVAILABLE | Y | DATA NOT AVAILABLE | DATA NOT AVAILABLE | DATA NOT AVAILABLE | DATA NOT AVAILABLE | DATA NOT AVAILABLE | 2020-11-02
1700051744849 | DATA NOT AVAILABLE | SSE GENERATION LTD | BOWMORE (GEN233) | BOWMORE | DATA NOT AVAILABLE | ISLE OF ISLAY | ARGYLL AND BUTE | PA43 7JX | SCOTLAND | 131002 | 659677 | PORT ANN | DATA NOT APPLICABLE | BOWMORE | 11 | SCOTTISH HYDRO ELECTRIC POWER DISTRIBUTION PLC | FOSSIL OIL | ENGINE (COMBUSTION / RECIPROCATING) | NO | DATA NOT AVAILABLE | DATA NOT AVAILABLE | DATA NOT AVAILABLE | DATA NOT AVAILABLE | DATA NOT AVAILABLE | DATA NOT AVAILABLE | DATA NOT AVAILABLE | DATA NOT AVAILABLE | DATA NOT AVAILABLE | DATA NOT AVAILABLE | DATA NOT AVAILABLE | DATA NOT AVAILABLE | DATA NOT AVAILABLE | DATA NOT AVAILABLE | DATA NOT AVAILABLE | NO | CONNECTED | 1.9 | 1.9 | 2 | DATA NOT AVAILABLE | DATA NOT AVAILABLE | DATA NOT AVAILABLE | DATA NOT AVAILABLE | DATA NOT AVAILABLE | DATA NOT AVAILABLE | DATA NOT AVAILABLE | DATA NOT AVAILABLE | DATA NOT AVAILABLE | DATA NOT AVAILABLE | N | DATA NOT AVAILABLE | DATA NOT AVAILABLE | DATA NOT AVAILABLE | DATA NOT AVAILABLE | DATA NOT AVAILABLE | 2020-11-02
1700051744867 | DATA NOT AVAILABLE | SSE GENERATION LTD | ARNISH POWER STATION | ARNISH POINT | DATA NOT AVAILABLE | STORNOWAY | ISLE OF LEWIS | HS2 9JY | SCOTLAND | 142943 | 930622 | ARDMORE GRID | DATA NOT APPLICABLE | ARNISH | 11 | SCOTTISH HYDRO ELECTRIC POWER DISTRIBUTION PLC | DATA NOT AVAILABLE | DATA NOT AVAILABLE | NO | DATA NOT AVAILABLE | DATA NOT AVAILABLE | DATA NOT AVAILABLE | DATA NOT AVAILABLE | DATA NOT AVAILABLE | DATA NOT AVAILABLE | DATA NOT AVAILABLE | DATA NOT AVAILABLE | DATA NOT AVAILABLE | DATA NOT AVAILABLE | DATA NOT AVAILABLE | DATA NOT AVAILABLE | DATA NOT AVAILABLE | DATA NOT AVAILABLE | DATA NOT AVAILABLE | NO | CONNECTED | 2.85 | 2.85 | 3 | DATA NOT AVAILABLE | DATA NOT AVAILABLE | DATA NOT AVAILABLE | DATA NOT AVAILABLE | DATA NOT AVAILABLE | DATA NOT AVAILABLE | DATA NOT AVAILABLE | DATA NOT AVAILABLE | DATA NOT AVAILABLE | DATA NOT AVAILABLE | N | DATA NOT AVAILABLE | DATA NOT AVAILABLE | DATA NOT AVAILABLE | DATA NOT AVAILABLE | DATA NOT AVAILABLE | 2020-11-02
1700051748160 | DATA NOT AVAILABLE | SIMEC KINLOCHLEVEN POWER LTD | KINLOCHLEVEN SMELTER | KINLOCHLEVEN HYDRO PS | DATA NOT AVAILABLE | KINLOCHLEVEN | ARGYLL | PH50 4SF | SCOTLAND | 218997 | 761866 | KINLOCHLEVEN | DATA NOT APPLICABLE | KINLOCHLEVEN | 11 | SCOTTISH HYDRO ELECTRIC POWER DISTRIBUTION PLC | HYDRO (TO BE CONFIRMED) | HYDRO POWER SYSTEM | NO | DATA NOT AVAILABLE | DATA NOT AVAILABLE | DATA NOT AVAILABLE | DATA NOT AVAILABLE | DATA NOT AVAILABLE | DATA NOT AVAILABLE | DATA NOT AVAILABLE | DATA NOT AVAILABLE | DATA NOT AVAILABLE | DATA NOT AVAILABLE | DATA NOT AVAILABLE | DATA NOT AVAILABLE | DATA NOT AVAILABLE | DATA NOT AVAILABLE | DATA NOT AVAILABLE | NO | CONNECTED | 19 | 19 | 20 | DATA NOT AVAILABLE | DATA NOT AVAILABLE | DATA NOT AVAILABLE | DATA NOT AVAILABLE | DATA NOT AVAILABLE | DATA NOT AVAILABLE | DATA NOT AVAILABLE | DATA NOT AVAILABLE | DATA NOT AVAILABLE | DATA NOT AVAILABLE | N | DATA NOT AVAILABLE | DATA NOT AVAILABLE | DATA NOT AVAILABLE | DATA NOT AVAILABLE | DATA NOT AVAILABLE | 2020-11-02
1700051751590 | DATA NOT AVAILABLE | MELTON LG ENERGY LIMITED | AUCHINCARROCH (GEN464G2) | LANDFILL GENERATION SITE | DATA NOT AVAILABLE | ALEXANDRIA | DUNBARTONSHIRE | G83 9EY | SCOTLAND | 239821 | 680730 | STRATHLEVEN | DATA NOT APPLICABLE | AUCHENCARROCH | 33 | SCOTTISH HYDRO ELECTRIC POWER DISTRIBUTION PLC | DATA NOT AVAILABLE | DATA NOT AVAILABLE | NO | DATA NOT AVAILABLE | DATA NOT AVAILABLE | DATA NOT AVAILABLE | DATA NOT AVAILABLE | DATA NOT AVAILABLE | DATA NOT AVAILABLE | DATA NOT AVAILABLE | DATA NOT AVAILABLE | DATA NOT AVAILABLE | DATA NOT AVAILABLE | DATA NOT AVAILABLE | DATA NOT AVAILABLE | DATA NOT AVAILABLE | DATA NOT AVAILABLE | DATA NOT AVAILABLE | NO | CONNECTED | 1.012 | 1.012 | 1.065 | DATA NOT AVAILABLE | DATA NOT AVAILABLE | DATA NOT AVAILABLE | DATA NOT AVAILABLE | DATA NOT AVAILABLE | DATA NOT AVAILABLE | DATA NOT AVAILABLE | DATA NOT AVAILABLE | DATA NOT AVAILABLE | DATA NOT AVAILABLE | N | DATA NOT AVAILABLE | DATA NOT AVAILABLE | DATA NOT AVAILABLE | DATA NOT AVAILABLE | DATA NOT AVAILABLE | 2020-11-02
1700051768478 | DATA NOT AVAILABLE | SSE GENERATION LTD | ST FILLANS POWER STATION | GENERATOR 1 IMPORT | DATA NOT AVAILABLE | CRIEFF | PERTHSHIRE | PH6 2NG | SCOTLAND | 268417 | 724774 | ST FILLANS | DATA NOT APPLICABLE | ST FILLANS P S | 33 | SCOTTISH HYDRO ELECTRIC POWER DISTRIBUTION PLC | HYDRO (TO BE CONFIRMED) | HYDRO - OTHER | NO | DATA NOT AVAILABLE | DATA NOT AVAILABLE | DATA NOT AVAILABLE | DATA NOT AVAILABLE | DATA NOT AVAILABLE | DATA NOT AVAILABLE | DATA NOT AVAILABLE | DATA NOT AVAILABLE | DATA NOT AVAILABLE | DATA NOT AVAILABLE | DATA NOT AVAILABLE | DATA NOT AVAILABLE | DATA NOT AVAILABLE | DATA NOT AVAILABLE | DATA NOT AVAILABLE | NO | CONNECTED | 19.95 | 19.95 | 21 | DATA NOT AVAILABLE | DATA NOT AVAILABLE | DATA NOT AVAILABLE | DATA NOT AVAILABLE | DATA NOT AVAILABLE | DATA NOT AVAILABLE | DATA NOT AVAILABLE | DATA NOT AVAILABLE | DATA NOT AVAILABLE | DATA NOT AVAILABLE | N | DATA NOT AVAILABLE | DATA NOT AVAILABLE | DATA NOT AVAILABLE | DATA NOT AVAILABLE | DATA NOT AVAILABLE | 2020-11-02
1700051768566 | DATA NOT AVAILABLE | SSE GENERATION LTD | GRUDIE BRIDGE POWER STATION | GENERATOR 1 IMPORT | DATA NOT AVAILABLE | GARVE | ROSS-SHIRE | IV23 2QB | SCOTLAND | 230854 | 862135 | GRUDIE BRIDGE | DATA NOT APPLICABLE | GRUDIE BRIDGE | 33 | SCOTTISH HYDRO ELECTRIC POWER DISTRIBUTION PLC | HYDRO (TO BE CONFIRMED) | HYDRO - OTHER | NO | DATA NOT AVAILABLE | DATA NOT AVAILABLE | DATA NOT AVAILABLE | DATA NOT AVAILABLE | DATA NOT AVAILABLE | DATA NOT AVAILABLE | DATA NOT AVAILABLE | DATA NOT AVAILABLE | DATA NOT AVAILABLE | DATA NOT AVAILABLE | DATA NOT AVAILABLE | DATA NOT AVAILABLE | DATA NOT AVAILABLE | DATA NOT AVAILABLE | DATA NOT AVAILABLE | NO | CONNECTED | 12.54 | 12.54 | 13.2 | DATA NOT AVAILABLE | DATA NOT AVAILABLE | DATA NOT AVAILABLE | DATA NOT AVAILABLE | DATA NOT AVAILABLE | DATA NOT AVAILABLE | DATA NOT AVAILABLE | DATA NOT AVAILABLE | DATA NOT AVAILABLE | DATA NOT AVAILABLE | N | DATA NOT AVAILABLE | DATA NOT AVAILABLE | DATA NOT AVAILABLE | DATA NOT AVAILABLE | DATA NOT AVAILABLE | 2020-11-02
1700051768618 | DATA NOT AVAILABLE | SSE GENERATION LTD | GRUDIE BRIDGE POWER STATION | GENERATOR 2 IMPORT | DATA NOT AVAILABLE | GARVE | ROSS-SHIRE | IV23 2QB | SCOTLAND | 230854 | 862135 | GRUDIE BRIDGE | DATA NOT APPLICABLE | GRUDIE BRIDGE | 33 | SCOTTISH HYDRO ELECTRIC POWER DISTRIBUTION PLC | HYDRO (TO BE CONFIRMED) | HYDRO - OTHER | NO | DATA NOT AVAILABLE | DATA NOT AVAILABLE | DATA NOT AVAILABLE | DATA NOT AVAILABLE | DATA NOT AVAILABLE | DATA NOT AVAILABLE | DATA NOT AVAILABLE | DATA NOT AVAILABLE | DATA NOT AVAILABLE | DATA NOT AVAILABLE | DATA NOT AVAILABLE | DATA NOT AVAILABLE | DATA NOT AVAILABLE | DATA NOT AVAILABLE | DATA NOT AVAILABLE | NO | CONNECTED | 11.4 | 11.4 | 12 | DATA NOT AVAILABLE | DATA NOT AVAILABLE | DATA NOT AVAILABLE | DATA NOT AVAILABLE | DATA NOT AVAILABLE | DATA NOT AVAILABLE | DATA NOT AVAILABLE | DATA NOT AVAILABLE | DATA NOT AVAILABLE | DATA NOT AVAILABLE | N | DATA NOT AVAILABLE | DATA NOT AVAILABLE | DATA NOT AVAILABLE | DATA NOT AVAILABLE | DATA NOT AVAILABLE | 2020-11-02
1700051768663 | DATA NOT AVAILABLE | SSE GENERATION LTD | ACHANALT POWER STATION | GENERATOR 1 IMPORT | DATA NOT AVAILABLE | GARVE | ROSS-SHIRE | IV23 2QB | SCOTLAND | 230854 | 862135 | GRUDIE BRIDGE | DATA NOT APPLICABLE | GRUDIE BRIDGE | 33 | SCOTTISH HYDRO ELECTRIC POWER DISTRIBUTION PLC | DATA NOT AVAILABLE | DATA NOT AVAILABLE | NO | DATA NOT AVAILABLE | DATA NOT AVAILABLE | DATA NOT AVAILABLE | DATA NOT AVAILABLE | DATA NOT AVAILABLE | DATA NOT AVAILABLE | DATA NOT AVAILABLE | DATA NOT AVAILABLE | DATA NOT AVAILABLE | DATA NOT AVAILABLE | DATA NOT AVAILABLE | DATA NOT AVAILABLE | DATA NOT AVAILABLE | DATA NOT AVAILABLE | DATA NOT AVAILABLE | NO | CONNECTED | 2.945 | 2.945 | 3.1 | DATA NOT AVAILABLE | DATA NOT AVAILABLE | DATA NOT AVAILABLE | DATA NOT AVAILABLE | DATA NOT AVAILABLE | DATA NOT AVAILABLE | DATA NOT AVAILABLE | DATA NOT AVAILABLE | DATA NOT AVAILABLE | DATA NOT AVAILABLE | N | DATA NOT AVAILABLE | DATA NOT AVAILABLE | DATA NOT AVAILABLE | DATA NOT AVAILABLE | DATA NOT AVAILABLE | 2020-11-02
1700051771578 | DATA NOT AVAILABLE | DATA NOT AVAILABLE | BEINN TURIC 2 WINDFARM | DATA NOT AVAILABLE | DATA NOT AVAILABLE | CAMPBELTOWN | ARGYLL | PA28 6QG | SCOTLAND | 179886 | 638063 | CARRADALE | DATA NOT APPLICABLE | CARRADALE GRID | 33 | SCOTTISH HYDRO ELECTRIC POWER DISTRIBUTION PLC | WIND | ONSHORE WIND TURBINES | NO | DATA NOT AVAILABLE | DATA NOT AVAILABLE | DATA NOT AVAILABLE | DATA NOT AVAILABLE | DATA NOT AVAILABLE | DATA NOT AVAILABLE | DATA NOT AVAILABLE | DATA NOT AVAILABLE | DATA NOT AVAILABLE | DATA NOT AVAILABLE | DATA NOT AVAILABLE | DATA NOT AVAILABLE | DATA NOT AVAILABLE | DATA NOT AVAILABLE | DATA NOT AVAILABLE | NO | CONNECTED | 14.25 | 14.25 | 15 | DATA NOT AVAILABLE | DATA NOT AVAILABLE | DATA NOT AVAILABLE | DATA NOT AVAILABLE | DATA NOT AVAILABLE | DATA NOT AVAILABLE | DATA NOT AVAILABLE | DATA NOT AVAILABLE | DATA NOT AVAILABLE | DATA NOT AVAILABLE | N | DATA NOT AVAILABLE | DATA NOT AVAILABLE | DATA NOT AVAILABLE | DATA NOT AVAILABLE | DATA NOT AVAILABLE | 2020-11-02
1700051957655 | DATA NOT AVAILABLE | DATA NOT AVAILABLE | DOUGLAS WATER | HYDRO GENERATOR | DATA NOT AVAILABLE | INVERARAY | ARGYLL | DATA NOT AVAILABLE | SCOTLAND | DATA NOT AVAILABLE | DATA NOT AVAILABLE | PORT ANN | DATA NOT APPLICABLE | PORT ANN GRID | 33 | SCOTTISH HYDRO ELECTRIC POWER DISTRIBUTION PLC | HYDRO (TO BE CONFIRMED) | HYDRO POWER SYSTEM | NO | DATA NOT AVAILABLE | DATA NOT AVAILABLE | DATA NOT AVAILABLE | DATA NOT AVAILABLE | DATA NOT AVAILABLE | DATA NOT AVAILABLE | DATA NOT AVAILABLE | DATA NOT AVAILABLE | DATA NOT AVAILABLE | DATA NOT AVAILABLE | DATA NOT AVAILABLE | DATA NOT AVAILABLE | DATA NOT AVAILABLE | DATA NOT AVAILABLE | DATA NOT AVAILABLE | NO | CONNECTED | 2.85 | 2.85 | 3 | DATA NOT AVAILABLE | DATA NOT AVAILABLE | DATA NOT AVAILABLE | DATA NOT AVAILABLE | DATA NOT AVAILABLE | DATA NOT AVAILABLE | DATA NOT AVAILABLE | DATA NOT AVAILABLE | DATA NOT AVAILABLE | DATA NOT AVAILABLE | N | DATA NOT AVAILABLE | DATA NOT AVAILABLE | DATA NOT AVAILABLE | DATA NOT AVAILABLE | DATA NOT AVAILABLE | 2020-11-02
1700053257704 | DATA NOT AVAILABLE | BALMORAL ESTATES FAO RICHARD GLEDSON | DATA NOT AVAILABLE | DATA NOT AVAILABLE | DATA NOT AVAILABLE | BALLATER | ABERDEENSHIRE | AB35 5SU | SCOTLAND | 333551 | 789718 | TARLAND | DATA NOT APPLICABLE | BALLATER | 11 | SCOTTISH HYDRO ELECTRIC POWER DISTRIBUTION PLC | HYDRO (TO BE CONFIRMED) | ENGINE (COMBUSTION / RECIPROCATING) | NO | DATA NOT AVAILABLE | DATA NOT AVAILABLE | 2 | DATA NOT AVAILABLE | DATA NOT AVAILABLE | DATA NOT AVAILABLE | DATA NOT AVAILABLE | DATA NOT AVAILABLE | DATA NOT AVAILABLE | DATA NOT AVAILABLE | DATA NOT AVAILABLE | DATA NOT AVAILABLE | DATA NOT AVAILABLE | DATA NOT AVAILABLE | DATA NOT AVAILABLE | NO | CONNECTED | 1.9 | 1.9 | 2 | 0.095 | 0.1 | 2020-03-10 | DATA NOT AVAILABLE | DATA NOT AVAILABLE | DATA NOT AVAILABLE | DATA NOT AVAILABLE | DATA NOT AVAILABLE | DATA NOT AVAILABLE | DATA NOT AVAILABLE | N | DATA NOT AVAILABLE | DATA NOT AVAILABLE | DATA NOT AVAILABLE | DATA NOT AVAILABLE | DATA NOT AVAILABLE | 2020-11-02
2000055680942 | DATA NOT AVAILABLE | HERRIARD BIO POWER LIMITED | HERRIARD AD PLANT | OFF BAGMORE LANE | DATA NOT AVAILABLE | BASINGSTOKE | HAMPSHIRE | RG25 2PZ | ENGLAND | 466101 | 144740 | BRAMLEY (FLEE) | ALTON | HERRIARD | 11 | SOUTHERN ELECTRIC POWER DISTRIBUTION PLC | DATA NOT AVAILABLE | DATA NOT AVAILABLE | NO | DATA NOT AVAILABLE | DATA NOT AVAILABLE | DATA NOT AVAILABLE | DATA NOT AVAILABLE | DATA NOT AVAILABLE | DATA NOT AVAILABLE | DATA NOT AVAILABLE | DATA NOT AVAILABLE | DATA NOT AVAILABLE | DATA NOT AVAILABLE | DATA NOT AVAILABLE | DATA NOT AVAILABLE | DATA NOT AVAILABLE | DATA NOT AVAILABLE | DATA NOT AVAILABLE | NO | CONNECTED | 1.9 | 1.9 | 2 | DATA NOT AVAILABLE | DATA NOT AVAILABLE | DATA NOT AVAILABLE | DATA NOT AVAILABLE | DATA NOT AVAILABLE | DATA NOT AVAILABLE | DATA NOT AVAILABLE | DATA NOT AVAILABLE | DATA NOT AVAILABLE | DATA NOT AVAILABLE | N | DATA NOT AVAILABLE | DATA NOT AVAILABLE | DATA NOT AVAILABLE | DATA NOT AVAILABLE | DATA NOT AVAILABLE | 2020-11-02
1700051732541 | DATA NOT AVAILABLE | SSE GENERATION LTD | CASSLEY POWER STATION | GENERATOR 1 IMPORT | BY OVERSCRAIG | LAIRG | SUTHERLAND | IV27 4NY | SCOTLAND | 241385 | 923459 | CASSLEY | DATA NOT APPLICABLE | CASSLEY GRID | 33 | SCOTTISH HYDRO ELECTRIC POWER DISTRIBUTION PLC | HYDRO (TO BE CONFIRMED) | HYDRO POWER SYSTEM | NO | DATA NOT AVAILABLE | DATA NOT AVAILABLE | DATA NOT AVAILABLE | DATA NOT AVAILABLE | DATA NOT AVAILABLE | DATA NOT AVAILABLE | DATA NOT AVAILABLE | DATA NOT AVAILABLE | DATA NOT AVAILABLE | DATA NOT AVAILABLE | DATA NOT AVAILABLE | DATA NOT AVAILABLE | DATA NOT AVAILABLE | DATA NOT AVAILABLE | DATA NOT AVAILABLE | YES | CONNECTED | 2.964 | 2.964 | 3.12 | DATA NOT AVAILABLE | DATA NOT AVAILABLE | DATA NOT AVAILABLE | DATA NOT AVAILABLE | DATA NOT AVAILABLE | DATA NOT AVAILABLE | DATA NOT AVAILABLE | DATA NOT AVAILABLE | DATA NOT AVAILABLE | DATA NOT AVAILABLE | Y | DATA NOT AVAILABLE | DATA NOT AVAILABLE | DATA NOT AVAILABLE | DATA NOT AVAILABLE | DATA NOT AVAILABLE | 2020-11-25
1700051732550 | DATA NOT AVAILABLE | SSE GENERATION LTD | CASSLEY POWER STATION | GENERATOR 2 IMPORT | BY OVERSCRAIG | LAIRG | SUTHERLAND | IV27 4NY | SCOTLAND | 241385 | 923459 | CASSLEY | DATA NOT APPLICABLE | CASSLEY GRID | 33 | SCOTTISH HYDRO ELECTRIC POWER DISTRIBUTION PLC | HYDRO (TO BE CONFIRMED) | HYDRO POWER SYSTEM | NO | DATA NOT AVAILABLE | DATA NOT AVAILABLE | DATA NOT AVAILABLE | DATA NOT AVAILABLE | DATA NOT AVAILABLE | DATA NOT AVAILABLE | DATA NOT AVAILABLE | DATA NOT AVAILABLE | DATA NOT AVAILABLE | DATA NOT AVAILABLE | DATA NOT AVAILABLE | DATA NOT AVAILABLE | DATA NOT AVAILABLE | DATA NOT AVAILABLE | DATA NOT AVAILABLE | YES | CONNECTED | 7.914 | 7.914 | 8.33 | DATA NOT AVAILABLE | DATA NOT AVAILABLE | DATA NOT AVAILABLE | DATA NOT AVAILABLE | DATA NOT AVAILABLE | DATA NOT AVAILABLE | DATA NOT AVAILABLE | DATA NOT AVAILABLE | DATA NOT AVAILABLE | DATA NOT AVAILABLE | Y | DATA NOT AVAILABLE | DATA NOT AVAILABLE | DATA NOT AVAILABLE | DATA NOT AVAILABLE | DATA NOT AVAILABLE | 2020-11-25
1700051733944 | DATA NOT AVAILABLE | SSE GENERATION LTD | KILMELFORD POWER STATION | GENERATOR 1 IMPORT | KILMELFORD | OBAN | ARGYLL | PA34 4XA | SCOTLAND | 183862 | 712462 | TAYNUILT | DATA NOT APPLICABLE | TAYNUILT GRID | 33 | SCOTTISH HYDRO ELECTRIC POWER DISTRIBUTION PLC | HYDRO (TO BE CONFIRMED) | HYDRO POWER SYSTEM | NO | DATA NOT AVAILABLE | DATA NOT AVAILABLE | DATA NOT AVAILABLE | DATA NOT AVAILABLE | DATA NOT AVAILABLE | DATA NOT AVAILABLE | DATA NOT AVAILABLE | DATA NOT AVAILABLE | DATA NOT AVAILABLE | DATA NOT AVAILABLE | DATA NOT AVAILABLE | DATA NOT AVAILABLE | DATA NOT AVAILABLE | DATA NOT AVAILABLE | DATA NOT AVAILABLE | YES | CONNECTED | 1.9 | 1.9 | 2 | DATA NOT AVAILABLE | DATA NOT AVAILABLE | DATA NOT AVAILABLE | DATA NOT AVAILABLE | DATA NOT AVAILABLE | DATA NOT AVAILABLE | DATA NOT AVAILABLE | DATA NOT AVAILABLE | DATA NOT AVAILABLE | DATA NOT AVAILABLE | Y | DATA NOT AVAILABLE | DATA NOT AVAILABLE | DATA NOT AVAILABLE | DATA NOT AVAILABLE | DATA NOT AVAILABLE | 2020-11-25
1700051976560 | DATA NOT AVAILABLE | DATA NOT AVAILABLE | BEN AKETIL WINDFARM | BEN AKETIL WINDFARM | DUNVEGAN | ISLE OF SKYE | HIGHLAND | IV55 8GT | SCOTLAND | 125840 | 847513 | DUNVEGAN GRID | DATA NOT APPLICABLE | DUNVEGAN GRID | 33 | SCOTTISH HYDRO ELECTRIC POWER DISTRIBUTION PLC | WIND | ONSHORE WIND TURBINES | NO | DATA NOT AVAILABLE | DATA NOT AVAILABLE | DATA NOT AVAILABLE | DATA NOT AVAILABLE | DATA NOT AVAILABLE | DATA NOT AVAILABLE | DATA NOT AVAILABLE | DATA NOT AVAILABLE | DATA NOT AVAILABLE | DATA NOT AVAILABLE | DATA NOT AVAILABLE | DATA NOT AVAILABLE | DATA NOT AVAILABLE | DATA NOT AVAILABLE | DATA NOT AVAILABLE | YES | CONNECTED | 28.025 | 28.025 | 29.5 | DATA NOT AVAILABLE | DATA NOT AVAILABLE | DATA NOT AVAILABLE | DATA NOT AVAILABLE | DATA NOT AVAILABLE | DATA NOT AVAILABLE | DATA NOT AVAILABLE | DATA NOT AVAILABLE | DATA NOT AVAILABLE | DATA NOT AVAILABLE | Y | DATA NOT AVAILABLE | DATA NOT AVAILABLE | DATA NOT AVAILABLE | DATA NOT AVAILABLE | DATA NOT AVAILABLE | 2020-11-25
1700052524103 | DATA NOT AVAILABLE | ALLT DEARG WIND FARMERS LLP | WIND GENERATING STATION | WIND GENERATING STATION ALLT DEARG | STRONACHULLIN FARM | LOCHGILPHEAD | ARGYLL AND BUTE | PA30 8ET | SCOTLAND | 184973 | 679758 | PORT ANN | DATA NOT APPLICABLE | LOCHGILPHEAD | 11 | SCOTTISH HYDRO ELECTRIC POWER DISTRIBUTION PLC | WIND | ONSHORE WIND TURBINES | NO | DATA NOT AVAILABLE | DATA NOT AVAILABLE | DATA NOT AVAILABLE | DATA NOT AVAILABLE | DATA NOT AVAILABLE | DATA NOT AVAILABLE | DATA NOT AVAILABLE | DATA NOT AVAILABLE | DATA NOT AVAILABLE | DATA NOT AVAILABLE | DATA NOT AVAILABLE | DATA NOT AVAILABLE | DATA NOT AVAILABLE | DATA NOT AVAILABLE | DATA NOT AVAILABLE | YES | CONNECTED | 9.453 | 9.453 | 9.95 | DATA NOT AVAILABLE | DATA NOT AVAILABLE | DATA NOT AVAILABLE | DATA NOT AVAILABLE | DATA NOT AVAILABLE | DATA NOT AVAILABLE | DATA NOT AVAILABLE | DATA NOT AVAILABLE | DATA NOT AVAILABLE | DATA NOT AVAILABLE | Y | DATA NOT AVAILABLE | DATA NOT AVAILABLE | DATA NOT AVAILABLE | DATA NOT AVAILABLE | DATA NOT AVAILABLE | 2020-11-25
1700052525409 | 1700052525393 | INVER HYDRO LIMITED | INVER HYDRO | INVER ESTATE | DATA NOT AVAILABLE | ISLE OF JURA | ARGYLL AND BUTE | PA60 7XX | SCOTLAND | 149041 | 664013 | PORT ANN | DATA NOT APPLICABLE | LOCHGILPHEAD | 11 | SCOTTISH HYDRO ELECTRIC POWER DISTRIBUTION PLC | HYDRO (TO BE CONFIRMED) | HYDRO POWER SYSTEM | NO | DATA NOT AVAILABLE | DATA NOT AVAILABLE | DATA NOT AVAILABLE | DATA NOT AVAILABLE | DATA NOT AVAILABLE | DATA NOT AVAILABLE | DATA NOT AVAILABLE | DATA NOT AVAILABLE | DATA NOT AVAILABLE | DATA NOT AVAILABLE | DATA NOT AVAILABLE | DATA NOT AVAILABLE | DATA NOT AVAILABLE | DATA NOT AVAILABLE | DATA NOT AVAILABLE | YES | CONNECTED | 2 | 2 | 2.1 | DATA NOT AVAILABLE | DATA NOT AVAILABLE | 2019-11-15 | DATA NOT AVAILABLE | DATA NOT AVAILABLE | DATA NOT AVAILABLE | DATA NOT AVAILABLE | DATA NOT AVAILABLE | DATA NOT AVAILABLE | DATA NOT AVAILABLE | Y | DATA NOT AVAILABLE | DATA NOT AVAILABLE | DATA NOT AVAILABLE | DATA NOT AVAILABLE | DATA NOT AVAILABLE | 2020-11-25
1700052878010 | 1700052878000 | SRONDOIRE RENEWABLES LTD | SRONDOIRE WIND AND HYDRO | STRONACHUILLIN FARM SRONDOIRE WIND & HYDRO | ARDRISHAIG | LOCHGILPHEAD | ARGYLL AND BUTE | PA30 8ET | SCOTLAND | 184973 | 679758 | PORT ANN | DATA NOT APPLICABLE | LOCHGILPHEAD | 11 | SCOTTISH HYDRO ELECTRIC POWER DISTRIBUTION PLC | WIND | ONSHORE WIND TURBINES | NO | DATA NOT AVAILABLE | DATA NOT AVAILABLE | 5.9 | DATA NOT AVAILABLE | DATA NOT AVAILABLE | DATA NOT AVAILABLE | DATA NOT AVAILABLE | DATA NOT AVAILABLE | DATA NOT AVAILABLE | DATA NOT AVAILABLE | DATA NOT AVAILABLE | DATA NOT AVAILABLE | DATA NOT AVAILABLE | DATA NOT AVAILABLE | DATA NOT AVAILABLE | YES | CONNECTED | 5.605 | 5.605 | 5.9 | 0.014 | 0.015 | 2015-08-26 | DATA NOT AVAILABLE | DATA NOT AVAILABLE | DATA NOT AVAILABLE | DATA NOT AVAILABLE | DATA NOT AVAILABLE | DATA NOT AVAILABLE | DATA NOT AVAILABLE | Y | DATA NOT AVAILABLE | DATA NOT AVAILABLE | DATA NOT AVAILABLE | DATA NOT AVAILABLE | DATA NOT AVAILABLE | 2020-11-25
1700053276200 | DATA NOT AVAILABLE | DATA NOT AVAILABLE | MID BACKHILL | BONNYKELLY | DATA NOT AVAILABLE | FRASERBURGH | ABERDEENSHIRE | AB43 6PN | SCOTLAND | 385357 | 853445 | STRICHEN | DATA NOT APPLICABLE | STRICHEN GRID | 33 | SCOTTISH HYDRO ELECTRIC POWER DISTRIBUTION PLC | WIND | ONSHORE WIND TURBINES | NO | DATA NOT AVAILABLE | DATA NOT AVAILABLE | DATA NOT AVAILABLE | DATA NOT AVAILABLE | DATA NOT AVAILABLE | DATA NOT AVAILABLE | DATA NOT AVAILABLE | DATA NOT AVAILABLE | DATA NOT AVAILABLE | DATA NOT AVAILABLE | DATA NOT AVAILABLE | DATA NOT AVAILABLE | DATA NOT AVAILABLE | DATA NOT AVAILABLE | DATA NOT AVAILABLE | NO | CONNECTED | 2.233 | 2.233 | 2.35 | DATA NOT AVAILABLE | DATA NOT AVAILABLE | DATA NOT AVAILABLE | DATA NOT AVAILABLE | DATA NOT AVAILABLE | DATA NOT AVAILABLE | DATA NOT AVAILABLE | DATA NOT AVAILABLE | DATA NOT AVAILABLE | DATA NOT AVAILABLE | N | DATA NOT AVAILABLE | DATA NOT AVAILABLE | DATA NOT AVAILABLE | DATA NOT AVAILABLE | DATA NOT AVAILABLE | 2020-12-21
1700053282134 | DATA NOT AVAILABLE | INVERBROOM HYDRO LTD | LOCH A BHRAOIN HYDRO 2 | DATA NOT AVAILABLE | DATA NOT AVAILABLE | GARVE | HIGHLAND | IV23 2RX | SCOTLAND | 219480 | 879413 | GRUDIE BRIDGE | DATA NOT APPLICABLE | GRUDIE BRIDGE | 33 | SCOTTISH HYDRO ELECTRIC POWER DISTRIBUTION PLC | HYDRO (TO BE CONFIRMED) | HYDRO POWER SYSTEM | NO | DATA NOT AVAILABLE | DATA NOT AVAILABLE | 2 | DATA NOT AVAILABLE | DATA NOT AVAILABLE | DATA NOT AVAILABLE | DATA NOT AVAILABLE | DATA NOT AVAILABLE | DATA NOT AVAILABLE | DATA NOT AVAILABLE | DATA NOT AVAILABLE | DATA NOT AVAILABLE | DATA NOT AVAILABLE | DATA NOT AVAILABLE | DATA NOT AVAILABLE | NO | CONNECTED | 1.9 | 1.9 | 2 | 0.01 | 0.01 | 2020-09-17 | DATA NOT AVAILABLE | DATA NOT AVAILABLE | DATA NOT AVAILABLE | DATA NOT AVAILABLE | DATA NOT AVAILABLE | DATA NOT AVAILABLE | DATA NOT AVAILABLE | N | DATA NOT AVAILABLE | DATA NOT AVAILABLE | DATA NOT AVAILABLE | DATA NOT AVAILABLE | DATA NOT AVAILABLE | 2021-01-29
2000057629948 | DATA NOT AVAILABLE | CONRAD (MELKSHAM) LIMITED | DATA NOT AVAILABLE | BRADFORD ROAD | DATA NOT AVAILABLE | MELKSHAM | WILTSHIRE | SN12 8LQ | ENGLAND | 389742 | 163948 | MELKSHAM GSP | NORRINGTON | MELKSHAM TOWN | 11 | SOUTHERN ELECTRIC POWER DISTRIBUTION PLC | FOSSIL GAS | DATA NOT AVAILABLE | NO | DATA NOT AVAILABLE | DATA NOT AVAILABLE | 7.5 | DATA NOT AVAILABLE | DATA NOT AVAILABLE | DATA NOT AVAILABLE | DATA NOT AVAILABLE | DATA NOT AVAILABLE | DATA NOT AVAILABLE | DATA NOT AVAILABLE | DATA NOT AVAILABLE | DATA NOT AVAILABLE | DATA NOT AVAILABLE | DATA NOT AVAILABLE | DATA NOT AVAILABLE | NO | CONNECTED | 6.84 | 6.84 | 7.2 | 0.19 | 0.2 | 2020-09-08 | DATA NOT AVAILABLE | DATA NOT AVAILABLE | DATA NOT AVAILABLE | DATA NOT AVAILABLE | DATA NOT AVAILABLE | DATA NOT AVAILABLE | DATA NOT AVAILABLE | N | DATA NOT AVAILABLE | DATA NOT AVAILABLE | DATA NOT AVAILABLE | DATA NOT AVAILABLE | DATA NOT AVAILABLE | 2021-01-29
1700051732286 | DATA NOT AVAILABLE | SHETLAND AEROGENERATORS LTD | BURRADALE HILL WINDFARM | DATA NOT AVAILABLE | DATA NOT AVAILABLE | SHETLAND | SHETLAND ISLANDS | ZE2 9SR | SCOTLAND | 435967 | 1168443 | GREMISTA | DATA NOT APPLICABLE | GREMISTA | 11 | SCOTTISH HYDRO ELECTRIC POWER DISTRIBUTION PLC | WIND | ONSHORE WIND TURBINES | NO | DATA NOT AVAILABLE | DATA NOT AVAILABLE | DATA NOT AVAILABLE | DATA NOT AVAILABLE | DATA NOT AVAILABLE | DATA NOT AVAILABLE | DATA NOT AVAILABLE | DATA NOT AVAILABLE | DATA NOT AVAILABLE | DATA NOT AVAILABLE | DATA NOT AVAILABLE | DATA NOT AVAILABLE | DATA NOT AVAILABLE | DATA NOT AVAILABLE | DATA NOT AVAILABLE | NO | CONNECTED | 1.748 | 1.748 | 1.84 | DATA NOT AVAILABLE | DATA NOT AVAILABLE | DATA NOT AVAILABLE | DATA NOT AVAILABLE | DATA NOT AVAILABLE | DATA NOT AVAILABLE | DATA NOT AVAILABLE | DATA NOT AVAILABLE | DATA NOT AVAILABLE | DATA NOT AVAILABLE | N | DATA NOT AVAILABLE | DATA NOT AVAILABLE | DATA NOT AVAILABLE | DATA NOT AVAILABLE | DATA NOT AVAILABLE | 2021-02-18
1700051732374 | DATA NOT AVAILABLE | DATA NOT AVAILABLE | BURRADALE HILL 2 | DATA NOT AVAILABLE | BURRADALE | SHETLAND | SHETLAND ISLANDS | ZE2 9SR | SCOTLAND | 435967 | 1168443 | GREMISTA | DATA NOT APPLICABLE | GREMISTA | 11 | SCOTTISH HYDRO ELECTRIC POWER DISTRIBUTION PLC | DATA NOT AVAILABLE | DATA NOT AVAILABLE | NO | DATA NOT AVAILABLE | DATA NOT AVAILABLE | DATA NOT AVAILABLE | DATA NOT AVAILABLE | DATA NOT AVAILABLE | DATA NOT AVAILABLE | DATA NOT AVAILABLE | DATA NOT AVAILABLE | DATA NOT AVAILABLE | DATA NOT AVAILABLE | DATA NOT AVAILABLE | DATA NOT AVAILABLE | DATA NOT AVAILABLE | DATA NOT AVAILABLE | DATA NOT AVAILABLE | NO | CONNECTED | 1.748 | 1.748 | 1.84 | DATA NOT AVAILABLE | DATA NOT AVAILABLE | DATA NOT AVAILABLE | DATA NOT AVAILABLE | DATA NOT AVAILABLE | DATA NOT AVAILABLE | DATA NOT AVAILABLE | DATA NOT AVAILABLE | DATA NOT AVAILABLE | DATA NOT AVAILABLE | N | DATA NOT AVAILABLE | DATA NOT AVAILABLE | DATA NOT AVAILABLE | DATA NOT AVAILABLE | DATA NOT AVAILABLE | 2021-02-18
1700051737424 | DATA NOT AVAILABLE | SCOTTISH WATER | LOCH TURRET WTW-EXP | DATA NOT AVAILABLE | DATA NOT AVAILABLE | CRIEFF | PERTHSHIRE | DATA NOT AVAILABLE | SCOTLAND | DATA NOT AVAILABLE | DATA NOT AVAILABLE | BRACO | DATA NOT APPLICABLE | CRIEFF | 11 | SCOTTISH HYDRO ELECTRIC POWER DISTRIBUTION PLC | DATA NOT AVAILABLE | DATA NOT AVAILABLE | NO | DATA NOT AVAILABLE | DATA NOT AVAILABLE | DATA NOT AVAILABLE | DATA NOT AVAILABLE | DATA NOT AVAILABLE | DATA NOT AVAILABLE | DATA NOT AVAILABLE | DATA NOT AVAILABLE | DATA NOT AVAILABLE | DATA NOT AVAILABLE | DATA NOT AVAILABLE | DATA NOT AVAILABLE | DATA NOT AVAILABLE | DATA NOT AVAILABLE | DATA NOT AVAILABLE | NO | CONNECTED | 1.9 | 1.9 | 2 | DATA NOT AVAILABLE | DATA NOT AVAILABLE | DATA NOT AVAILABLE | DATA NOT AVAILABLE | DATA NOT AVAILABLE | DATA NOT AVAILABLE | DATA NOT AVAILABLE | DATA NOT AVAILABLE | DATA NOT AVAILABLE | DATA NOT AVAILABLE | N | DATA NOT AVAILABLE | DATA NOT AVAILABLE | DATA NOT AVAILABLE | DATA NOT AVAILABLE | DATA NOT AVAILABLE | 2021-02-18
1700051780216 | DATA NOT AVAILABLE | BOULFRUICH LTD | BOULFRUICH WINDFARM | BOULFRUICH LIMITED | HOUSTRY | DUNBEATH | CAITHNESS | KW6 6EN | SCOTLAND | 315491 | 934291 | DUDHOPE | DATA NOT APPLICABLE | DUNBEATH GRID | 33 | SCOTTISH HYDRO ELECTRIC POWER DISTRIBUTION PLC | WIND | ONSHORE WIND TURBINES | NO | DATA NOT AVAILABLE | DATA NOT AVAILABLE | DATA NOT AVAILABLE | DATA NOT AVAILABLE | DATA NOT AVAILABLE | DATA NOT AVAILABLE | DATA NOT AVAILABLE | DATA NOT AVAILABLE | DATA NOT AVAILABLE | DATA NOT AVAILABLE | DATA NOT AVAILABLE | DATA NOT AVAILABLE | DATA NOT AVAILABLE | DATA NOT AVAILABLE | DATA NOT AVAILABLE | NO | CONNECTED | 14.25 | 14.25 | 15 | DATA NOT AVAILABLE | DATA NOT AVAILABLE | DATA NOT AVAILABLE | DATA NOT AVAILABLE | DATA NOT AVAILABLE | DATA NOT AVAILABLE | DATA NOT AVAILABLE | DATA NOT AVAILABLE | DATA NOT AVAILABLE | DATA NOT AVAILABLE | N | DATA NOT AVAILABLE | DATA NOT AVAILABLE | DATA NOT AVAILABLE | DATA NOT AVAILABLE | DATA NOT AVAILABLE | 2021-02-18
1700052250025 | DATA NOT AVAILABLE | HILL OF FIDDES WIND FARM LIMITED | HILL OF FIDDES WINDFARM | PRIVATE GENERATOR | DATA NOT AVAILABLE | ABERDEEN | ABERDEEN | AB41 6QR | SCOTLAND | 393457 | 824136 | DYCE | DATA NOT APPLICABLE | DYCE GRID | 33 | SCOTTISH HYDRO ELECTRIC POWER DISTRIBUTION PLC | WIND | ONSHORE WIND TURBINES | NO | DATA NOT AVAILABLE | DATA NOT AVAILABLE | DATA NOT AVAILABLE | DATA NOT AVAILABLE | DATA NOT AVAILABLE | DATA NOT AVAILABLE | DATA NOT AVAILABLE | DATA NOT AVAILABLE | DATA NOT AVAILABLE | DATA NOT AVAILABLE | DATA NOT AVAILABLE | DATA NOT AVAILABLE | DATA NOT AVAILABLE | DATA NOT AVAILABLE | DATA NOT AVAILABLE | NO | CONNECTED | 7.125 | 7.125 | 7.5 | DATA NOT AVAILABLE | DATA NOT AVAILABLE | DATA NOT AVAILABLE | DATA NOT AVAILABLE | DATA NOT AVAILABLE | DATA NOT AVAILABLE | DATA NOT AVAILABLE | DATA NOT AVAILABLE | DATA NOT AVAILABLE | DATA NOT AVAILABLE | N | DATA NOT AVAILABLE | DATA NOT AVAILABLE | DATA NOT AVAILABLE | DATA NOT AVAILABLE | DATA NOT AVAILABLE | 2021-02-18
1700052295995 | DATA NOT AVAILABLE | SCOTTISH WATER | NIGG SEA OUTFALL | DATA NOT AVAILABLE | DATA NOT AVAILABLE | ABERDEEN | ABERDEEN | AB12 3LT | SCOTLAND | 396427 | 804562 | CLAYHILLS | DATA NOT APPLICABLE | BALNAGASK | 11 | SCOTTISH HYDRO ELECTRIC POWER DISTRIBUTION PLC | DATA NOT AVAILABLE | DATA NOT AVAILABLE | NO | DATA NOT AVAILABLE | DATA NOT AVAILABLE | DATA NOT AVAILABLE | DATA NOT AVAILABLE | DATA NOT AVAILABLE | DATA NOT AVAILABLE | DATA NOT AVAILABLE | DATA NOT AVAILABLE | DATA NOT AVAILABLE | DATA NOT AVAILABLE | DATA NOT AVAILABLE | DATA NOT AVAILABLE | DATA NOT AVAILABLE | DATA NOT AVAILABLE | DATA NOT AVAILABLE | NO | CONNECTED | 1.615 | 1.615 | 1.7 | DATA NOT AVAILABLE | DATA NOT AVAILABLE | DATA NOT AVAILABLE | DATA NOT AVAILABLE | DATA NOT AVAILABLE | DATA NOT AVAILABLE | DATA NOT AVAILABLE | DATA NOT AVAILABLE | DATA NOT AVAILABLE | DATA NOT AVAILABLE | N | DATA NOT AVAILABLE | DATA NOT AVAILABLE | DATA NOT AVAILABLE | DATA NOT AVAILABLE | DATA NOT AVAILABLE | 2021-02-18
1700052330284 | DATA NOT AVAILABLE | HILL OF TRAMAUD LANDFILL | HILL OF TRAMAUD LANDFILL | DATA NOT AVAILABLE | GAS GENERATOR | ABERDEEN | ABERDEEN | DATA NOT AVAILABLE | SCOTLAND | DATA NOT AVAILABLE | DATA NOT AVAILABLE | PERSLEY | DATA NOT APPLICABLE | BRIDGE OF DON | 11 | SCOTTISH HYDRO ELECTRIC POWER DISTRIBUTION PLC | BIOFUEL SEWAGE GAS | DATA NOT AVAILABLE | NO | DATA NOT AVAILABLE | DATA NOT AVAILABLE | 1.065 | DATA NOT AVAILABLE | DATA NOT AVAILABLE | DATA NOT AVAILABLE | DATA NOT AVAILABLE | DATA NOT AVAILABLE | DATA NOT AVAILABLE | DATA NOT AVAILABLE | DATA NOT AVAILABLE | DATA NOT AVAILABLE | DATA NOT AVAILABLE | DATA NOT AVAILABLE | DATA NOT AVAILABLE | NO | CONNECTED | 1.292 | 1.292 | 1.36 | 0.038 | 0.04 | 2017-07-13 | DATA NOT AVAILABLE | DATA NOT AVAILABLE | DATA NOT AVAILABLE | DATA NOT AVAILABLE | DATA NOT AVAILABLE | DATA NOT AVAILABLE | DATA NOT AVAILABLE | N | DATA NOT AVAILABLE | DATA NOT AVAILABLE | DATA NOT AVAILABLE | DATA NOT AVAILABLE | DATA NOT AVAILABLE | 2021-02-18
1700052333977 | DATA NOT AVAILABLE | SKELMONAE WINDFARM LTD | SKELMONAE WINDFARM | DATA NOT AVAILABLE | DATA NOT AVAILABLE | ELLON | ABERDEENSHIRE | AB41 7JR | SCOTLAND | 388680 | 839340 | DYCE | DATA NOT APPLICABLE | DYCE GRID | 33 | SCOTTISH HYDRO ELECTRIC POWER DISTRIBUTION PLC | WIND | ONSHORE WIND TURBINES | NO | DATA NOT AVAILABLE | DATA NOT AVAILABLE | DATA NOT AVAILABLE | DATA NOT AVAILABLE | DATA NOT AVAILABLE | DATA NOT AVAILABLE | DATA NOT AVAILABLE | DATA NOT AVAILABLE | DATA NOT AVAILABLE | DATA NOT AVAILABLE | DATA NOT AVAILABLE | DATA NOT AVAILABLE | DATA NOT AVAILABLE | DATA NOT AVAILABLE | DATA NOT AVAILABLE | NO | CONNECTED | 9.405 | 9.405 | 9.9 | DATA NOT AVAILABLE | DATA NOT AVAILABLE | DATA NOT AVAILABLE | DATA NOT AVAILABLE | DATA NOT AVAILABLE | DATA NOT AVAILABLE | DATA NOT AVAILABLE | DATA NOT AVAILABLE | DATA NOT AVAILABLE | DATA NOT AVAILABLE | N | DATA NOT AVAILABLE | DATA NOT AVAILABLE | DATA NOT AVAILABLE | DATA NOT AVAILABLE | DATA NOT AVAILABLE | 2021-02-18
1700052348263 | DATA NOT AVAILABLE | KINGSBURN WIND ENERGY LTD | GENERATING STATION | KINGSBURN WIND | DATA NOT AVAILABLE | GLASGOW | ARGYLL | G63 0XH | SCOTLAND | 266717 | 686040 | STRATHLEVEN | DATA NOT APPLICABLE | STRATHLEVEN | 33 | SCOTTISH HYDRO ELECTRIC POWER DISTRIBUTION PLC | WIND | ONSHORE WIND TURBINES | NO | DATA NOT AVAILABLE | DATA NOT AVAILABLE | DATA NOT AVAILABLE | DATA NOT AVAILABLE | DATA NOT AVAILABLE | DATA NOT AVAILABLE | DATA NOT AVAILABLE | DATA NOT AVAILABLE | DATA NOT AVAILABLE | DATA NOT AVAILABLE | DATA NOT AVAILABLE | DATA NOT AVAILABLE | DATA NOT AVAILABLE | DATA NOT AVAILABLE | DATA NOT AVAILABLE | NO | CONNECTED | 21.375 | 21.375 | 22.5 | DATA NOT AVAILABLE | DATA NOT AVAILABLE | DATA NOT AVAILABLE | DATA NOT AVAILABLE | DATA NOT AVAILABLE | DATA NOT AVAILABLE | DATA NOT AVAILABLE | DATA NOT AVAILABLE | DATA NOT AVAILABLE | DATA NOT AVAILABLE | N | DATA NOT AVAILABLE | DATA NOT AVAILABLE | DATA NOT AVAILABLE | DATA NOT AVAILABLE | DATA NOT AVAILABLE | 2021-02-18
1700052427330 | DATA NOT AVAILABLE | INNOGY RENEWABLES UK LIMITED | GENERATING STATION | BLACKROCK HYDRO | DATA NOT AVAILABLE | DINGWALL | ROSS-SHIRE | IV16 9XW | SCOTLAND | 256926 | 867221 | ALNESS | DATA NOT APPLICABLE | ALNESS GRID | 33 | SCOTTISH HYDRO ELECTRIC POWER DISTRIBUTION PLC | HYDRO (TO BE CONFIRMED) | HYDRO - OTHER | NO | DATA NOT AVAILABLE | DATA NOT AVAILABLE | DATA NOT AVAILABLE | DATA NOT AVAILABLE | DATA NOT AVAILABLE | DATA NOT AVAILABLE | DATA NOT AVAILABLE | DATA NOT AVAILABLE | DATA NOT AVAILABLE | DATA NOT AVAILABLE | DATA NOT AVAILABLE | DATA NOT AVAILABLE | DATA NOT AVAILABLE | DATA NOT AVAILABLE | DATA NOT AVAILABLE | NO | CONNECTED | 3.8 | 3.8 | 4 | DATA NOT AVAILABLE | DATA NOT AVAILABLE | DATA NOT AVAILABLE | DATA NOT AVAILABLE | DATA NOT AVAILABLE | DATA NOT AVAILABLE | DATA NOT AVAILABLE | DATA NOT AVAILABLE | DATA NOT AVAILABLE | DATA NOT AVAILABLE | N | DATA NOT AVAILABLE | DATA NOT AVAILABLE | DATA NOT AVAILABLE | DATA NOT AVAILABLE | DATA NOT AVAILABLE | 2021-02-18
1700052445738 | DATA NOT AVAILABLE | RWE INNOGY UK LIMITED | MALDIE HYDRO SCHEME | DATA NOT AVAILABLE | DATA NOT AVAILABLE | LAIRG | SUTHERLAND | DATA NOT AVAILABLE | SCOTLAND | DATA NOT AVAILABLE | DATA NOT AVAILABLE | CASSLEY | DATA NOT APPLICABLE | CASSLEY GRID | 33 | SCOTTISH HYDRO ELECTRIC POWER DISTRIBUTION PLC | DATA NOT AVAILABLE | DATA NOT AVAILABLE | NO | DATA NOT AVAILABLE | DATA NOT AVAILABLE | DATA NOT AVAILABLE | DATA NOT AVAILABLE | DATA NOT AVAILABLE | DATA NOT AVAILABLE | DATA NOT AVAILABLE | DATA NOT AVAILABLE | DATA NOT AVAILABLE | DATA NOT AVAILABLE | DATA NOT AVAILABLE | DATA NOT AVAILABLE | DATA NOT AVAILABLE | DATA NOT AVAILABLE | DATA NOT AVAILABLE | NO | CONNECTED | 3.8 | 3.8 | 4 | DATA NOT AVAILABLE | DATA NOT AVAILABLE | DATA NOT AVAILABLE | DATA NOT AVAILABLE | DATA NOT AVAILABLE | DATA NOT AVAILABLE | DATA NOT AVAILABLE | DATA NOT AVAILABLE | DATA NOT AVAILABLE | DATA NOT AVAILABLE | N | DATA NOT AVAILABLE | DATA NOT AVAILABLE | DATA NOT AVAILABLE | DATA NOT AVAILABLE | DATA NOT AVAILABLE | 2021-02-18
1700052464759 | DATA NOT AVAILABLE | MORNING FOODS LIMITED | GRAMPIAN OATS | HAMLYN'S OF SCOTLAND | CAIRNTON ROAD | BANFF | ABERDEENSHIRE | AB45 2LR | SCOTLAND | 361646 | 863712 | MACDUFF | DATA NOT APPLICABLE | MACDUFF GRID | 33 | SCOTTISH HYDRO ELECTRIC POWER DISTRIBUTION PLC | DATA NOT AVAILABLE | DATA NOT AVAILABLE | NO | DATA NOT AVAILABLE | DATA NOT AVAILABLE | DATA NOT AVAILABLE | DATA NOT AVAILABLE | DATA NOT AVAILABLE | DATA NOT AVAILABLE | DATA NOT AVAILABLE | DATA NOT AVAILABLE | DATA NOT AVAILABLE | DATA NOT AVAILABLE | DATA NOT AVAILABLE | DATA NOT AVAILABLE | DATA NOT AVAILABLE | DATA NOT AVAILABLE | DATA NOT AVAILABLE | NO | CONNECTED | 21.85 | 21.85 | 23 | DATA NOT AVAILABLE | DATA NOT AVAILABLE | DATA NOT AVAILABLE | DATA NOT AVAILABLE | DATA NOT AVAILABLE | DATA NOT AVAILABLE | DATA NOT AVAILABLE | DATA NOT AVAILABLE | DATA NOT AVAILABLE | DATA NOT AVAILABLE | N | DATA NOT AVAILABLE | DATA NOT AVAILABLE | DATA NOT AVAILABLE | DATA NOT AVAILABLE | DATA NOT AVAILABLE | 2021-02-18
1700052478821 | DATA NOT AVAILABLE | KEITHFIELD ENERGY LIMITED | DENHILL WIND TURBINE | DATA NOT AVAILABLE | DATA NOT AVAILABLE | ST KATHERINES | ABERDEENSHIRE | AB51 8SU | SCOTLAND | 379946 | 835509 | KINTORE | DATA NOT APPLICABLE | KINTORE GRID | 33 | SCOTTISH HYDRO ELECTRIC POWER DISTRIBUTION PLC | WIND | ONSHORE WIND TURBINES | NO | DATA NOT AVAILABLE | DATA NOT AVAILABLE | DATA NOT AVAILABLE | DATA NOT AVAILABLE | DATA NOT AVAILABLE | DATA NOT AVAILABLE | DATA NOT AVAILABLE | DATA NOT AVAILABLE | DATA NOT AVAILABLE | DATA NOT AVAILABLE | DATA NOT AVAILABLE | DATA NOT AVAILABLE | DATA NOT AVAILABLE | DATA NOT AVAILABLE | DATA NOT AVAILABLE | NO | CONNECTED | 2.185 | 2.185 | 2.3 | DATA NOT AVAILABLE | DATA NOT AVAILABLE | DATA NOT AVAILABLE | DATA NOT AVAILABLE | DATA NOT AVAILABLE | DATA NOT AVAILABLE | DATA NOT AVAILABLE | DATA NOT AVAILABLE | DATA NOT AVAILABLE | DATA NOT AVAILABLE | N | DATA NOT AVAILABLE | DATA NOT AVAILABLE | DATA NOT AVAILABLE | DATA NOT AVAILABLE | DATA NOT AVAILABLE | 2021-02-18
1700052478840 | DATA NOT AVAILABLE | KEITHFIELD ENERGY LIMITED | COURTSTONE WINDFARM | DATA NOT AVAILABLE | METHLICK | ELLON | ABERDEENSHIRE | AB41 7HH | SCOTLAND | 384414 | 833545 | KINTORE | DATA NOT APPLICABLE | KINTORE GRID | 33 | SCOTTISH HYDRO ELECTRIC POWER DISTRIBUTION PLC | WIND | ONSHORE WIND TURBINES | NO | DATA NOT AVAILABLE | DATA NOT AVAILABLE | DATA NOT AVAILABLE | DATA NOT AVAILABLE | DATA NOT AVAILABLE | DATA NOT AVAILABLE | DATA NOT AVAILABLE | DATA NOT AVAILABLE | DATA NOT AVAILABLE | DATA NOT AVAILABLE | DATA NOT AVAILABLE | DATA NOT AVAILABLE | DATA NOT AVAILABLE | DATA NOT AVAILABLE | DATA NOT AVAILABLE | NO | CONNECTED | 2.185 | 2.185 | 2.3 | DATA NOT AVAILABLE | DATA NOT AVAILABLE | DATA NOT AVAILABLE | DATA NOT AVAILABLE | DATA NOT AVAILABLE | DATA NOT AVAILABLE | DATA NOT AVAILABLE | DATA NOT AVAILABLE | DATA NOT AVAILABLE | DATA NOT AVAILABLE | N | DATA NOT AVAILABLE | DATA NOT AVAILABLE | DATA NOT AVAILABLE | DATA NOT AVAILABLE | DATA NOT AVAILABLE | 2021-02-18
1700052478877 | DATA NOT AVAILABLE | HADDO ENERGY LIMITED | HADDO WINDFARM | DATA NOT AVAILABLE | METHLICK | ELLON | ABERDEENSHIRE | AB41 7DX | SCOTLAND | 383410 | 837660 | KINTORE | DATA NOT APPLICABLE | KINTORE GRID | 33 | SCOTTISH HYDRO ELECTRIC POWER DISTRIBUTION PLC | WIND | ONSHORE WIND TURBINES | NO | DATA NOT AVAILABLE | DATA NOT AVAILABLE | DATA NOT AVAILABLE | DATA NOT AVAILABLE | DATA NOT AVAILABLE | DATA NOT AVAILABLE | DATA NOT AVAILABLE | DATA NOT AVAILABLE | DATA NOT AVAILABLE | DATA NOT AVAILABLE | DATA NOT AVAILABLE | DATA NOT AVAILABLE | DATA NOT AVAILABLE | DATA NOT AVAILABLE | DATA NOT AVAILABLE | NO | CONNECTED | 4.37 | 4.37 | 4.6 | DATA NOT AVAILABLE | DATA NOT AVAILABLE | DATA NOT AVAILABLE | DATA NOT AVAILABLE | DATA NOT AVAILABLE | DATA NOT AVAILABLE | DATA NOT AVAILABLE | DATA NOT AVAILABLE | DATA NOT AVAILABLE | DATA NOT AVAILABLE | N | DATA NOT AVAILABLE | DATA NOT AVAILABLE | DATA NOT AVAILABLE | DATA NOT AVAILABLE | DATA NOT AVAILABLE | 2021-02-18
1700052479221 | DATA NOT AVAILABLE | WIND ENERGY RENEWABLES LLP | MAINS OF HATTON WINDFARM | DATA NOT AVAILABLE | DATA NOT AVAILABLE | TURRIFF | ABERDEENSHIRE | AB53 8AP | SCOTLAND | 369466 | 843565 | MACDUFF | DATA NOT APPLICABLE | MACDUFF GRID | 33 | SCOTTISH HYDRO ELECTRIC POWER DISTRIBUTION PLC | WIND | ONSHORE WIND TURBINES | NO | DATA NOT AVAILABLE | DATA NOT AVAILABLE | DATA NOT AVAILABLE | DATA NOT AVAILABLE | DATA NOT AVAILABLE | DATA NOT AVAILABLE | DATA NOT AVAILABLE | DATA NOT AVAILABLE | DATA NOT AVAILABLE | DATA NOT AVAILABLE | DATA NOT AVAILABLE | DATA NOT AVAILABLE | DATA NOT AVAILABLE | DATA NOT AVAILABLE | DATA NOT AVAILABLE | NO | CONNECTED | 2.4 | 2.4 | 2.526 | DATA NOT AVAILABLE | DATA NOT AVAILABLE | DATA NOT AVAILABLE | DATA NOT AVAILABLE | DATA NOT AVAILABLE | DATA NOT AVAILABLE | DATA NOT AVAILABLE | DATA NOT AVAILABLE | DATA NOT AVAILABLE | DATA NOT AVAILABLE | N | DATA NOT AVAILABLE | DATA NOT AVAILABLE | DATA NOT AVAILABLE | DATA NOT AVAILABLE | DATA NOT AVAILABLE | 2021-02-18
1700052588296 | DATA NOT AVAILABLE | HELIUS CORDE LIMITED | GENERATING STATION | ROTHES BIOMASS | NORTH STREET | ABERLOUR | BANFFSHIRE | AB38 7BW | SCOTLAND | 327779 | 849726 | KEITH | DATA NOT APPLICABLE | KEITH GRID | 33 | SCOTTISH HYDRO ELECTRIC POWER DISTRIBUTION PLC | BIOMASS | GAS TURBINE (OCGT) | NO | DATA NOT AVAILABLE | DATA NOT AVAILABLE | DATA NOT AVAILABLE | DATA NOT AVAILABLE | DATA NOT AVAILABLE | DATA NOT AVAILABLE | DATA NOT AVAILABLE | DATA NOT AVAILABLE | DATA NOT AVAILABLE | DATA NOT AVAILABLE | DATA NOT AVAILABLE | DATA NOT AVAILABLE | DATA NOT AVAILABLE | DATA NOT AVAILABLE | DATA NOT AVAILABLE | NO | CONNECTED | 7.6 | 7.6 | 8 | DATA NOT AVAILABLE | DATA NOT AVAILABLE | DATA NOT AVAILABLE | DATA NOT AVAILABLE | DATA NOT AVAILABLE | DATA NOT AVAILABLE | DATA NOT AVAILABLE | DATA NOT AVAILABLE | DATA NOT AVAILABLE | DATA NOT AVAILABLE | N | DATA NOT AVAILABLE | DATA NOT AVAILABLE | DATA NOT AVAILABLE | DATA NOT AVAILABLE | DATA NOT AVAILABLE | 2021-02-18
1700052604576 | DATA NOT AVAILABLE | HILL OF BLAIRFOWL WIND FARM LIMITED | PHASE 2 WINDFARM | ST JOHNS WELLS FARM | DATA NOT AVAILABLE | TURRIFF | ABERDEENSHIRE | AB53 8PX | SCOTLAND | 379880 | 836435 | KINTORE | DATA NOT APPLICABLE | KINTORE GRID | 33 | SCOTTISH HYDRO ELECTRIC POWER DISTRIBUTION PLC | WIND | ONSHORE WIND TURBINES | NO | DATA NOT AVAILABLE | DATA NOT AVAILABLE | DATA NOT AVAILABLE | DATA NOT AVAILABLE | DATA NOT AVAILABLE | DATA NOT AVAILABLE | DATA NOT AVAILABLE | DATA NOT AVAILABLE | DATA NOT AVAILABLE | DATA NOT AVAILABLE | DATA NOT AVAILABLE | DATA NOT AVAILABLE | DATA NOT AVAILABLE | DATA NOT AVAILABLE | DATA NOT AVAILABLE | NO | CONNECTED | 2.28 | 2.28 | 2.4 | DATA NOT AVAILABLE | DATA NOT AVAILABLE | DATA NOT AVAILABLE | DATA NOT AVAILABLE | DATA NOT AVAILABLE | DATA NOT AVAILABLE | DATA NOT AVAILABLE | DATA NOT AVAILABLE | DATA NOT AVAILABLE | DATA NOT AVAILABLE | N | DATA NOT AVAILABLE | DATA NOT AVAILABLE | DATA NOT AVAILABLE | DATA NOT AVAILABLE | DATA NOT AVAILABLE | 2021-02-18
1700052616925 | DATA NOT AVAILABLE | GREENCOAT CAPITAL | STROUPSTER WIND FARM | DATA NOT AVAILABLE | DATA NOT AVAILABLE | LYBSTER | CAITHNESS | KW1 4UG | SCOTLAND | 329037 | 965055 | THURSO SOUTH GRID | DATA NOT APPLICABLE | THURSO SOUTH GRID | 33 | SCOTTISH HYDRO ELECTRIC POWER DISTRIBUTION PLC | WIND | ONSHORE WIND TURBINES | NO | DATA NOT AVAILABLE | DATA NOT AVAILABLE | DATA NOT AVAILABLE | DATA NOT AVAILABLE | DATA NOT AVAILABLE | DATA NOT AVAILABLE | DATA NOT AVAILABLE | DATA NOT AVAILABLE | DATA NOT AVAILABLE | DATA NOT AVAILABLE | DATA NOT AVAILABLE | DATA NOT AVAILABLE | DATA NOT AVAILABLE | DATA NOT AVAILABLE | DATA NOT AVAILABLE | NO | CONNECTED | 28.5 | 28.5 | 30 | DATA NOT AVAILABLE | DATA NOT AVAILABLE | DATA NOT AVAILABLE | DATA NOT AVAILABLE | DATA NOT AVAILABLE | DATA NOT AVAILABLE | DATA NOT AVAILABLE | DATA NOT AVAILABLE | DATA NOT AVAILABLE | DATA NOT AVAILABLE | N | DATA NOT AVAILABLE | DATA NOT AVAILABLE | DATA NOT AVAILABLE | DATA NOT AVAILABLE | DATA NOT AVAILABLE | 2021-02-18
1700052621999 | DATA NOT AVAILABLE | MEWSTEAD (FRASERBURGH) LLP | GOWANFOLD WINDFARM | DATA NOT AVAILABLE | DATA NOT AVAILABLE | FRASERBURGH | ABERDEENSHIRE | AB43 8TR | SCOTLAND | 402179 | 863035 | FRASERBURGH | DATA NOT APPLICABLE | FRASERBURGH | 11 | SCOTTISH HYDRO ELECTRIC POWER DISTRIBUTION PLC | WIND | ONSHORE WIND TURBINES | NO | DATA NOT AVAILABLE | DATA NOT AVAILABLE | DATA NOT AVAILABLE | DATA NOT AVAILABLE | DATA NOT AVAILABLE | DATA NOT AVAILABLE | DATA NOT AVAILABLE | DATA NOT AVAILABLE | DATA NOT AVAILABLE | DATA NOT AVAILABLE | DATA NOT AVAILABLE | DATA NOT AVAILABLE | DATA NOT AVAILABLE | DATA NOT AVAILABLE | DATA NOT AVAILABLE | NO | CONNECTED | 1.235 | 1.235 | 1.3 | DATA NOT AVAILABLE | DATA NOT AVAILABLE | DATA NOT AVAILABLE | DATA NOT AVAILABLE | DATA NOT AVAILABLE | DATA NOT AVAILABLE | DATA NOT AVAILABLE | DATA NOT AVAILABLE | DATA NOT AVAILABLE | DATA NOT AVAILABLE | N | DATA NOT AVAILABLE | DATA NOT AVAILABLE | DATA NOT AVAILABLE | DATA NOT AVAILABLE | DATA NOT AVAILABLE | 2021-02-18
1700052632350 | DATA NOT AVAILABLE | KILDRUMMY WIND FARM LIMITED | KILDRUMMY WINDFARM | DATA NOT AVAILABLE | DATA NOT AVAILABLE | STRATHDON | ABERDEENSHIRE | AB54 4LA | SCOTLAND | 345139 | 819455 | TARLAND | DATA NOT APPLICABLE | TARLAND GRID | 33 | SCOTTISH HYDRO ELECTRIC POWER DISTRIBUTION PLC | WIND | ONSHORE WIND TURBINES | NO | DATA NOT AVAILABLE | DATA NOT AVAILABLE | DATA NOT AVAILABLE | DATA NOT AVAILABLE | DATA NOT AVAILABLE | DATA NOT AVAILABLE | DATA NOT AVAILABLE | DATA NOT AVAILABLE | DATA NOT AVAILABLE | DATA NOT AVAILABLE | DATA NOT AVAILABLE | DATA NOT AVAILABLE | DATA NOT AVAILABLE | DATA NOT AVAILABLE | DATA NOT AVAILABLE | NO | CONNECTED | 17.48 | 17.48 | 18.4 | DATA NOT AVAILABLE | DATA NOT AVAILABLE | DATA NOT AVAILABLE | DATA NOT AVAILABLE | DATA NOT AVAILABLE | DATA NOT AVAILABLE | DATA NOT AVAILABLE | DATA NOT AVAILABLE | DATA NOT AVAILABLE | DATA NOT AVAILABLE | N | DATA NOT AVAILABLE | DATA NOT AVAILABLE | DATA NOT AVAILABLE | DATA NOT AVAILABLE | DATA NOT AVAILABLE | 2021-02-18
1700052634311 | DATA NOT AVAILABLE | GREENSPAN ELECTRIC ST FERGUS LTD | BLACKHILLS FARM | ST FERGUS MOSS WINDFARM | DATA NOT AVAILABLE | PETERHEAD | ABERDEENSHIRE | AB42 3LP | SCOTLAND | 408187 | 843184 | ST FERGUS GAS | DATA NOT APPLICABLE | ST FERGUS GAS TERM | 11 | SCOTTISH HYDRO ELECTRIC POWER DISTRIBUTION PLC | WIND | ONSHORE WIND TURBINES | NO | DATA NOT AVAILABLE | DATA NOT AVAILABLE | DATA NOT AVAILABLE | DATA NOT AVAILABLE | DATA NOT AVAILABLE | DATA NOT AVAILABLE | DATA NOT AVAILABLE | DATA NOT AVAILABLE | DATA NOT AVAILABLE | DATA NOT AVAILABLE | DATA NOT AVAILABLE | DATA NOT AVAILABLE | DATA NOT AVAILABLE | DATA NOT AVAILABLE | DATA NOT AVAILABLE | NO | CONNECTED | 6.555 | 6.555 | 6.9 | DATA NOT AVAILABLE | DATA NOT AVAILABLE | DATA NOT AVAILABLE | DATA NOT AVAILABLE | DATA NOT AVAILABLE | DATA NOT AVAILABLE | DATA NOT AVAILABLE | DATA NOT AVAILABLE | DATA NOT AVAILABLE | DATA NOT AVAILABLE | N | DATA NOT AVAILABLE | DATA NOT AVAILABLE | DATA NOT AVAILABLE | DATA NOT AVAILABLE | DATA NOT AVAILABLE | 2021-02-18
1700052636008 | DATA NOT AVAILABLE | ST. JOHNS HILL WIND LTD | WINDFARM | ST JOHN HILL | DATA NOT AVAILABLE | STONEHAVEN | KINCARDINESHIRE | AB39 2UE | SCOTLAND | 383502 | 778054 | FIDDES | DATA NOT APPLICABLE | FIDDES | 33 | SCOTTISH HYDRO ELECTRIC POWER DISTRIBUTION PLC | WIND | ONSHORE WIND TURBINES | NO | DATA NOT AVAILABLE | DATA NOT AVAILABLE | DATA NOT AVAILABLE | DATA NOT AVAILABLE | DATA NOT AVAILABLE | DATA NOT AVAILABLE | DATA NOT AVAILABLE | DATA NOT AVAILABLE | DATA NOT AVAILABLE | DATA NOT AVAILABLE | DATA NOT AVAILABLE | DATA NOT AVAILABLE | DATA NOT AVAILABLE | DATA NOT AVAILABLE | DATA NOT AVAILABLE | NO | CONNECTED | 9.405 | 9.405 | 9.9 | DATA NOT AVAILABLE | DATA NOT AVAILABLE | DATA NOT AVAILABLE | DATA NOT AVAILABLE | DATA NOT AVAILABLE | DATA NOT AVAILABLE | DATA NOT AVAILABLE | DATA NOT AVAILABLE | DATA NOT AVAILABLE | DATA NOT AVAILABLE | N | DATA NOT AVAILABLE | DATA NOT AVAILABLE | DATA NOT AVAILABLE | DATA NOT AVAILABLE | DATA NOT AVAILABLE | 2021-02-18
1700052636160 | DATA NOT AVAILABLE | REDBOG RENEWABLES LTD | REDBOG WINDFARM | DATA NOT AVAILABLE | DATA NOT AVAILABLE | FRASERBURGH | ABERDEENSHIRE | AB43 6RP | SCOTLAND | 398363 | 854311 | STRICHEN | DATA NOT APPLICABLE | STRICHEN GRID | 33 | SCOTTISH HYDRO ELECTRIC POWER DISTRIBUTION PLC | WIND | ONSHORE WIND TURBINES | NO | DATA NOT AVAILABLE | DATA NOT AVAILABLE | DATA NOT AVAILABLE | DATA NOT AVAILABLE | DATA NOT AVAILABLE | DATA NOT AVAILABLE | DATA NOT AVAILABLE | DATA NOT AVAILABLE | DATA NOT AVAILABLE | DATA NOT AVAILABLE | DATA NOT AVAILABLE | DATA NOT AVAILABLE | DATA NOT AVAILABLE | DATA NOT AVAILABLE | DATA NOT AVAILABLE | NO | CONNECTED | 1.52 | 1.52 | 1.6 | DATA NOT AVAILABLE | DATA NOT AVAILABLE | DATA NOT AVAILABLE | DATA NOT AVAILABLE | DATA NOT AVAILABLE | DATA NOT AVAILABLE | DATA NOT AVAILABLE | DATA NOT AVAILABLE | DATA NOT AVAILABLE | DATA NOT AVAILABLE | N | DATA NOT AVAILABLE | DATA NOT AVAILABLE | DATA NOT AVAILABLE | DATA NOT AVAILABLE | DATA NOT AVAILABLE | 2021-02-18
1700052667432 | DATA NOT AVAILABLE | RUBISLAW (XXXI) LIMITED | WIND GENERATING STATION | CASTLE OF AUCHRY | DATA NOT AVAILABLE | TURRIFF | ABERDEENSHIRE | DATA NOT AVAILABLE | SCOTLAND | DATA NOT AVAILABLE | DATA NOT AVAILABLE | STRICHEN | DATA NOT APPLICABLE | STRICHEN GRID | 33 | SCOTTISH HYDRO ELECTRIC POWER DISTRIBUTION PLC | WIND | ONSHORE WIND TURBINES | NO | DATA NOT AVAILABLE | DATA NOT AVAILABLE | DATA NOT AVAILABLE | DATA NOT AVAILABLE | DATA NOT AVAILABLE | DATA NOT AVAILABLE | DATA NOT AVAILABLE | DATA NOT AVAILABLE | DATA NOT AVAILABLE | DATA NOT AVAILABLE | DATA NOT AVAILABLE | DATA NOT AVAILABLE | DATA NOT AVAILABLE | DATA NOT AVAILABLE | DATA NOT AVAILABLE | NO | CONNECTED | 2.28 | 2.28 | 2.4 | DATA NOT AVAILABLE | DATA NOT AVAILABLE | DATA NOT AVAILABLE | DATA NOT AVAILABLE | DATA NOT AVAILABLE | DATA NOT AVAILABLE | DATA NOT AVAILABLE | DATA NOT AVAILABLE | DATA NOT AVAILABLE | DATA NOT AVAILABLE | N | DATA NOT AVAILABLE | DATA NOT AVAILABLE | DATA NOT AVAILABLE | DATA NOT AVAILABLE | DATA NOT AVAILABLE | 2021-02-18
1700052707963 | DATA NOT AVAILABLE | MACPHIE LIMITED | MACPHIES OF GLENBERVIE WIND | DATA NOT AVAILABLE | DATA NOT AVAILABLE | STONEHAVEN | KINCARDINESHIRE | AB39 3YG | SCOTLAND | 376611 | 780613 | FIDDES | DATA NOT APPLICABLE | FIDDES | 33 | SCOTTISH HYDRO ELECTRIC POWER DISTRIBUTION PLC | WIND | ONSHORE WIND TURBINES | NO | DATA NOT AVAILABLE | DATA NOT AVAILABLE | DATA NOT AVAILABLE | DATA NOT AVAILABLE | DATA NOT AVAILABLE | DATA NOT AVAILABLE | DATA NOT AVAILABLE | DATA NOT AVAILABLE | DATA NOT AVAILABLE | DATA NOT AVAILABLE | DATA NOT AVAILABLE | DATA NOT AVAILABLE | DATA NOT AVAILABLE | DATA NOT AVAILABLE | DATA NOT AVAILABLE | NO | CONNECTED | 4.37 | 4.37 | 4.6 | DATA NOT AVAILABLE | DATA NOT AVAILABLE | DATA NOT AVAILABLE | DATA NOT AVAILABLE | DATA NOT AVAILABLE | DATA NOT AVAILABLE | DATA NOT AVAILABLE | DATA NOT AVAILABLE | DATA NOT AVAILABLE | DATA NOT AVAILABLE | N | DATA NOT AVAILABLE | DATA NOT AVAILABLE | DATA NOT AVAILABLE | DATA NOT AVAILABLE | DATA NOT AVAILABLE | 2021-02-18
1700052730865 | DATA NOT AVAILABLE | BLARGHOUR POWER COMPANY LTD | BLARGHOUR FARM | BLARGHOUR HYDRO GEN STN | DATA NOT AVAILABLE | DALMALLY | ARGYLL | PA33 1BW | SCOTLAND | 199707 | 713537 | TAYNUILT | DATA NOT APPLICABLE | TAYNUILT GRID | 33 | SCOTTISH HYDRO ELECTRIC POWER DISTRIBUTION PLC | HYDRO (TO BE CONFIRMED) | HYDRO - OTHER | NO | DATA NOT AVAILABLE | DATA NOT AVAILABLE | DATA NOT AVAILABLE | DATA NOT AVAILABLE | DATA NOT AVAILABLE | DATA NOT AVAILABLE | DATA NOT AVAILABLE | DATA NOT AVAILABLE | DATA NOT AVAILABLE | DATA NOT AVAILABLE | DATA NOT AVAILABLE | DATA NOT AVAILABLE | DATA NOT AVAILABLE | DATA NOT AVAILABLE | DATA NOT AVAILABLE | NO | CONNECTED | 1.686 | 1.686 | 1.775 | DATA NOT AVAILABLE | DATA NOT AVAILABLE | DATA NOT AVAILABLE | DATA NOT AVAILABLE | DATA NOT AVAILABLE | DATA NOT AVAILABLE | DATA NOT AVAILABLE | DATA NOT AVAILABLE | DATA NOT AVAILABLE | DATA NOT AVAILABLE | N | DATA NOT AVAILABLE | DATA NOT AVAILABLE | DATA NOT AVAILABLE | DATA NOT AVAILABLE | DATA NOT AVAILABLE | 2021-02-18
1700052751340 | DATA NOT AVAILABLE | GLEN QUOICH HYDRO LTD | GLEN QUOICH HYDRO | DATA NOT AVAILABLE | DATA NOT AVAILABLE | FORT AUGUSTUS | INVERNESS-SHIRE | DATA NOT AVAILABLE | SCOTLAND | DATA NOT AVAILABLE | DATA NOT AVAILABLE | QUOICH | DATA NOT APPLICABLE | QUIOCH PRIMARY | 33 | SCOTTISH HYDRO ELECTRIC POWER DISTRIBUTION PLC | HYDRO (TO BE CONFIRMED) | HYDRO POWER SYSTEM | NO | DATA NOT AVAILABLE | DATA NOT AVAILABLE | 3.45 | DATA NOT AVAILABLE | DATA NOT AVAILABLE | DATA NOT AVAILABLE | DATA NOT AVAILABLE | DATA NOT AVAILABLE | DATA NOT AVAILABLE | DATA NOT AVAILABLE | DATA NOT AVAILABLE | DATA NOT AVAILABLE | DATA NOT AVAILABLE | DATA NOT AVAILABLE | DATA NOT AVAILABLE | NO | CONNECTED | 3.278 | 3.278 | 3.45 | DATA NOT AVAILABLE | DATA NOT AVAILABLE | 2014-04-15 | DATA NOT AVAILABLE | DATA NOT AVAILABLE | DATA NOT AVAILABLE | DATA NOT AVAILABLE | DATA NOT AVAILABLE | DATA NOT AVAILABLE | DATA NOT AVAILABLE | N | DATA NOT AVAILABLE | DATA NOT AVAILABLE | DATA NOT AVAILABLE | DATA NOT AVAILABLE | DATA NOT AVAILABLE | 2021-02-18
1700052765496 | DATA NOT AVAILABLE | DATA NOT AVAILABLE | YONDERTON WIND | YONDERTON WIND | DATA NOT AVAILABLE | TURRIFF | ABERDEENSHIRE | AB53 5PT | SCOTLAND | 375598 | 855176 | MACDUFF | DATA NOT APPLICABLE | MACDUFF GRID | 33 | SCOTTISH HYDRO ELECTRIC POWER DISTRIBUTION PLC | WIND | ONSHORE WIND TURBINES | NO | DATA NOT AVAILABLE | DATA NOT AVAILABLE | 4.6 | DATA NOT AVAILABLE | DATA NOT AVAILABLE | DATA NOT AVAILABLE | DATA NOT AVAILABLE | DATA NOT AVAILABLE | DATA NOT AVAILABLE | DATA NOT AVAILABLE | DATA NOT AVAILABLE | DATA NOT AVAILABLE | DATA NOT AVAILABLE | DATA NOT AVAILABLE | DATA NOT AVAILABLE | NO | CONNECTED | 4.37 | 4.37 | 4.6 | 0.019 | 0.02 | 2014-12-04 | DATA NOT AVAILABLE | DATA NOT AVAILABLE | DATA NOT AVAILABLE | DATA NOT AVAILABLE | DATA NOT AVAILABLE | DATA NOT AVAILABLE | DATA NOT AVAILABLE | N | DATA NOT AVAILABLE | DATA NOT AVAILABLE | DATA NOT AVAILABLE | DATA NOT AVAILABLE | DATA NOT AVAILABLE | 2021-02-18
1700052767137 | DATA NOT AVAILABLE | CHONAIS HYDRO LTD | CHONAIS HYDRO | DATA NOT AVAILABLE | DATA NOT AVAILABLE | ACHNASHEEN | ROSS-SHIRE | DATA NOT AVAILABLE | SCOTLAND | DATA NOT AVAILABLE | DATA NOT AVAILABLE | GRUDIE BRIDGE | DATA NOT APPLICABLE | GRUDIE BRIDGE | 33 | SCOTTISH HYDRO ELECTRIC POWER DISTRIBUTION PLC | HYDRO (TO BE CONFIRMED) | HYDRO POWER SYSTEM | NO | DATA NOT AVAILABLE | DATA NOT AVAILABLE | 1.999 | DATA NOT AVAILABLE | DATA NOT AVAILABLE | DATA NOT AVAILABLE | DATA NOT AVAILABLE | DATA NOT AVAILABLE | DATA NOT AVAILABLE | DATA NOT AVAILABLE | DATA NOT AVAILABLE | DATA NOT AVAILABLE | DATA NOT AVAILABLE | DATA NOT AVAILABLE | DATA NOT AVAILABLE | NO | CONNECTED | 1.899 | 1.899 | 1.999 | DATA NOT AVAILABLE | DATA NOT AVAILABLE | 2014-11-20 | DATA NOT AVAILABLE | DATA NOT AVAILABLE | DATA NOT AVAILABLE | DATA NOT AVAILABLE | DATA NOT AVAILABLE | DATA NOT AVAILABLE | DATA NOT AVAILABLE | N | DATA NOT AVAILABLE | DATA NOT AVAILABLE | DATA NOT AVAILABLE | DATA NOT AVAILABLE | DATA NOT AVAILABLE | 2021-02-18
1700052772795 | DATA NOT AVAILABLE | AUCHINDERRAN WIND CLUSTER LLP | AUCHINDERRAN WIND FARM | DATA NOT AVAILABLE | DATA NOT AVAILABLE | HUNTLY | ABERDEENSHIRE | DATA NOT AVAILABLE | SCOTLAND | DATA NOT AVAILABLE | DATA NOT AVAILABLE | KEITH | DATA NOT APPLICABLE | MARNOCH | 11 | SCOTTISH HYDRO ELECTRIC POWER DISTRIBUTION PLC | WIND | ONSHORE WIND TURBINES | NO | DATA NOT AVAILABLE | DATA NOT AVAILABLE | 2.4 | DATA NOT AVAILABLE | DATA NOT AVAILABLE | DATA NOT AVAILABLE | DATA NOT AVAILABLE | DATA NOT AVAILABLE | DATA NOT AVAILABLE | DATA NOT AVAILABLE | DATA NOT AVAILABLE | DATA NOT AVAILABLE | DATA NOT AVAILABLE | DATA NOT AVAILABLE | DATA NOT AVAILABLE | NO | CONNECTED | 2.28 | 2.28 | 2.4 | DATA NOT AVAILABLE | DATA NOT AVAILABLE | 2014-10-09 | DATA NOT AVAILABLE | DATA NOT AVAILABLE | DATA NOT AVAILABLE | DATA NOT AVAILABLE | DATA NOT AVAILABLE | DATA NOT AVAILABLE | DATA NOT AVAILABLE | N | DATA NOT AVAILABLE | DATA NOT AVAILABLE | DATA NOT AVAILABLE | DATA NOT AVAILABLE | DATA NOT AVAILABLE | 2021-02-18
1700052867523 | DATA NOT AVAILABLE | OSPREY GREEN POWER LTD | EAS A' GHAILL HYDRO | DATA NOT AVAILABLE | DATA NOT AVAILABLE | DALMALLY | ARGYLL | PA33 1AY | SCOTLAND | 216724 | 727280 | TAYNUILT | DATA NOT APPLICABLE | TAYNUILT GRID | 33 | SCOTTISH HYDRO ELECTRIC POWER DISTRIBUTION PLC | HYDRO (TO BE CONFIRMED) | HYDRO - OTHER | NO | DATA NOT AVAILABLE | DATA NOT AVAILABLE | DATA NOT AVAILABLE | DATA NOT AVAILABLE | DATA NOT AVAILABLE | DATA NOT AVAILABLE | DATA NOT AVAILABLE | DATA NOT AVAILABLE | DATA NOT AVAILABLE | DATA NOT AVAILABLE | DATA NOT AVAILABLE | DATA NOT AVAILABLE | DATA NOT AVAILABLE | DATA NOT AVAILABLE | DATA NOT AVAILABLE | NO | CONNECTED | 4.275 | 4.275 | 4.5 | DATA NOT AVAILABLE | DATA NOT AVAILABLE | DATA NOT AVAILABLE | DATA NOT AVAILABLE | DATA NOT AVAILABLE | DATA NOT AVAILABLE | DATA NOT AVAILABLE | DATA NOT AVAILABLE | DATA NOT AVAILABLE | DATA NOT AVAILABLE | N | DATA NOT AVAILABLE | DATA NOT AVAILABLE | DATA NOT AVAILABLE | DATA NOT AVAILABLE | DATA NOT AVAILABLE | 2021-02-18
1700052967974 | 1700052967965 | BADACHRO HYDRO LIMITED | BADACHRO HYDRO | DATA NOT AVAILABLE | CAMMASSIE WOOD | STRATHCARRON | ROSS-SHIRE | IV21 2AN | SCOTLAND | 180338 | 872669 | GRUDIE BRIDGE | DATA NOT APPLICABLE | KERRY FALLS | 11 | SCOTTISH HYDRO ELECTRIC POWER DISTRIBUTION PLC | HYDRO (TO BE CONFIRMED) | HYDRO POWER SYSTEM | NO | DATA NOT AVAILABLE | DATA NOT AVAILABLE | 1.5 | DATA NOT AVAILABLE | DATA NOT AVAILABLE | DATA NOT AVAILABLE | DATA NOT AVAILABLE | DATA NOT AVAILABLE | DATA NOT AVAILABLE | DATA NOT AVAILABLE | DATA NOT AVAILABLE | DATA NOT AVAILABLE | DATA NOT AVAILABLE | DATA NOT AVAILABLE | DATA NOT AVAILABLE | YES | CONNECTED | 1.425 | 1.425 | 1.5 | 0.048 | 0.05 | 2016-08-31 | DATA NOT AVAILABLE | DATA NOT AVAILABLE | DATA NOT AVAILABLE | DATA NOT AVAILABLE | DATA NOT AVAILABLE | DATA NOT AVAILABLE | DATA NOT AVAILABLE | Y | DATA NOT AVAILABLE | DATA NOT AVAILABLE | DATA NOT AVAILABLE | DATA NOT AVAILABLE | DATA NOT AVAILABLE | 2021-02-18
1700052968870 | DATA NOT AVAILABLE | BROADLAND ENERGY (DONICH) LIMITED | DONICH HYDRO SCHEME | DATA NOT AVAILABLE | DATA NOT AVAILABLE | LOCHGILPHEAD | ARGYLL | PA24 8AL | SCOTLAND | 220344 | 702168 | CLACHAN | DATA NOT APPLICABLE | LOCHGOILHEAD | 11 | SCOTTISH HYDRO ELECTRIC POWER DISTRIBUTION PLC | HYDRO (TO BE CONFIRMED) | HYDRO POWER SYSTEM | NO | DATA NOT AVAILABLE | DATA NOT AVAILABLE | 1.35 | DATA NOT AVAILABLE | DATA NOT AVAILABLE | DATA NOT AVAILABLE | DATA NOT AVAILABLE | DATA NOT AVAILABLE | DATA NOT AVAILABLE | DATA NOT AVAILABLE | DATA NOT AVAILABLE | DATA NOT AVAILABLE | DATA NOT AVAILABLE | DATA NOT AVAILABLE | DATA NOT AVAILABLE | NO | CONNECTED | 1.283 | 1.283 | 1.35 | 0.01 | 0.01 | 2016-08-12 | DATA NOT AVAILABLE | DATA NOT AVAILABLE | DATA NOT AVAILABLE | DATA NOT AVAILABLE | DATA NOT AVAILABLE | DATA NOT AVAILABLE | DATA NOT AVAILABLE | N | DATA NOT AVAILABLE | DATA NOT AVAILABLE | DATA NOT AVAILABLE | DATA NOT AVAILABLE | DATA NOT AVAILABLE | 2021-02-18
1700052976808 | DATA NOT AVAILABLE | GARBHAIG HYDROPOWER COMPANY LTD | GARBHAIG HYDRO AUXILIARY | DATA NOT AVAILABLE | LOCH GARBHAIG | ACHNASHEEN | ROSS-SHIRE | IV22 2HW | SCOTLAND | 188837 | 871961 | GRUDIE BRIDGE | DATA NOT APPLICABLE | GRUDIE BRIDGE | 33 | SCOTTISH HYDRO ELECTRIC POWER DISTRIBUTION PLC | HYDRO (TO BE CONFIRMED) | HYDRO POWER SYSTEM | NO | DATA NOT AVAILABLE | DATA NOT AVAILABLE | 1 | DATA NOT AVAILABLE | DATA NOT AVAILABLE | DATA NOT AVAILABLE | DATA NOT AVAILABLE | DATA NOT AVAILABLE | DATA NOT AVAILABLE | DATA NOT AVAILABLE | DATA NOT AVAILABLE | DATA NOT AVAILABLE | DATA NOT AVAILABLE | DATA NOT AVAILABLE | DATA NOT AVAILABLE | NO | CONNECTED | 1.9 | 1.9 | 2 | 0.01 | 0.01 | 2016-09-05 | DATA NOT AVAILABLE | DATA NOT AVAILABLE | DATA NOT AVAILABLE | DATA NOT AVAILABLE | DATA NOT AVAILABLE | DATA NOT AVAILABLE | DATA NOT AVAILABLE | N | DATA NOT AVAILABLE | DATA NOT AVAILABLE | DATA NOT AVAILABLE | DATA NOT AVAILABLE | DATA NOT AVAILABLE | 2021-02-18
1700052983406 | DATA NOT AVAILABLE | INNOGY RENEWABLES UK LIMITED | GRUDIE HYDRO | DATA NOT AVAILABLE | DATA NOT AVAILABLE | ACHNASHEEN | ROSS-SHIRE | IV22 2PD | SCOTLAND | 202455 | 862971 | GRUDIE BRIDGE | DATA NOT APPLICABLE | GRUDIE BRIDGE | 33 | SCOTTISH HYDRO ELECTRIC POWER DISTRIBUTION PLC | HYDRO (TO BE CONFIRMED) | HYDRO POWER SYSTEM | NO | DATA NOT AVAILABLE | DATA NOT AVAILABLE | 2 | DATA NOT AVAILABLE | DATA NOT AVAILABLE | DATA NOT AVAILABLE | DATA NOT AVAILABLE | DATA NOT AVAILABLE | DATA NOT AVAILABLE | DATA NOT AVAILABLE | DATA NOT AVAILABLE | DATA NOT AVAILABLE | DATA NOT AVAILABLE | DATA NOT AVAILABLE | DATA NOT AVAILABLE | NO | CONNECTED | 1.9 | 1.9 | 2 | 0.019 | 0.02 | 2017-03-22 | DATA NOT AVAILABLE | DATA NOT AVAILABLE | DATA NOT AVAILABLE | DATA NOT AVAILABLE | DATA NOT AVAILABLE | DATA NOT AVAILABLE | DATA NOT AVAILABLE | N | DATA NOT AVAILABLE | DATA NOT AVAILABLE | DATA NOT AVAILABLE | DATA NOT AVAILABLE | DATA NOT AVAILABLE | 2021-02-18
1700053065057 | DATA NOT AVAILABLE | BROADLAND ENERGY (KIACHNISH) LTD | KIACHNISH HYDRO GENERATING STATION | DATA NOT AVAILABLE | DATA NOT AVAILABLE | FORT WILLIAM | INVERNESS | DATA NOT AVAILABLE | SCOTLAND | DATA NOT AVAILABLE | DATA NOT AVAILABLE | FORT WILLIAM | DATA NOT APPLICABLE | FORT WILLIAM GRID | 33 | SCOTTISH HYDRO ELECTRIC POWER DISTRIBUTION PLC | HYDRO (TO BE CONFIRMED) | HYDRO POWER SYSTEM | NO | DATA NOT AVAILABLE | DATA NOT AVAILABLE | 2 | DATA NOT AVAILABLE | DATA NOT AVAILABLE | DATA NOT AVAILABLE | DATA NOT AVAILABLE | DATA NOT AVAILABLE | DATA NOT AVAILABLE | DATA NOT AVAILABLE | DATA NOT AVAILABLE | DATA NOT AVAILABLE | DATA NOT AVAILABLE | DATA NOT AVAILABLE | DATA NOT AVAILABLE | NO | CONNECTED | 1.9 | 1.9 | 2 | 0.01 | 0.01 | 2017-08-18 | DATA NOT AVAILABLE | DATA NOT AVAILABLE | DATA NOT AVAILABLE | DATA NOT AVAILABLE | DATA NOT AVAILABLE | DATA NOT AVAILABLE | DATA NOT AVAILABLE | N | DATA NOT AVAILABLE | DATA NOT AVAILABLE | DATA NOT AVAILABLE | DATA NOT AVAILABLE | DATA NOT AVAILABLE | 2021-02-18
1700053280191 | DATA NOT AVAILABLE | MVV ENVIRONMENT BALDOVIE LIMITED | BALDOVIE EFW LINE 3 | DATA NOT AVAILABLE | FORTIES ROAD | DUNDEE | ANGUS | DD4 0NS | SCOTLAND | 344498 | 733038 | MILTON OF CRAIGIE | DATA NOT APPLICABLE | MILTON OF CRAIGIE GRID | 33 | SCOTTISH HYDRO ELECTRIC POWER DISTRIBUTION PLC | WASTE | DATA NOT AVAILABLE | NO | DATA NOT AVAILABLE | DATA NOT AVAILABLE | 10.95 | DATA NOT AVAILABLE | DATA NOT AVAILABLE | DATA NOT AVAILABLE | DATA NOT AVAILABLE | DATA NOT AVAILABLE | DATA NOT AVAILABLE | DATA NOT AVAILABLE | DATA NOT AVAILABLE | DATA NOT AVAILABLE | DATA NOT AVAILABLE | DATA NOT AVAILABLE | DATA NOT AVAILABLE | NO | CONNECTED | 9.499 | 9.499 | 9.999 | 3.325 | 3.5 | 2020-06-19 | DATA NOT AVAILABLE | DATA NOT AVAILABLE | DATA NOT AVAILABLE | DATA NOT AVAILABLE | DATA NOT AVAILABLE | DATA NOT AVAILABLE | DATA NOT AVAILABLE | N | DATA NOT AVAILABLE | DATA NOT AVAILABLE | DATA NOT AVAILABLE | DATA NOT AVAILABLE | DATA NOT AVAILABLE | 2021-02-18
2000055969265 | DATA NOT AVAILABLE | STEVENTON SOLAR LIMITED | STEVENTON FIELDS | STEVENTON PV GENERATION | HANNEY ROAD | ABINGDON | OXFORDSHIRE | OX13 6DJ | ENGLAND | 444864 | 191748 | COWLEY GSP | DRAYTON | STEVENTON PV | 33 | SOUTHERN ELECTRIC POWER DISTRIBUTION PLC | SOLAR | PHOTOVOLTAIC | NO | DATA NOT AVAILABLE | DATA NOT AVAILABLE | DATA NOT AVAILABLE | DATA NOT AVAILABLE | DATA NOT AVAILABLE | DATA NOT AVAILABLE | DATA NOT AVAILABLE | DATA NOT AVAILABLE | DATA NOT AVAILABLE | DATA NOT AVAILABLE | DATA NOT AVAILABLE | DATA NOT AVAILABLE | DATA NOT AVAILABLE | DATA NOT AVAILABLE | DATA NOT AVAILABLE | NO | CONNECTED | 9.5 | 9.5 | 10 | DATA NOT AVAILABLE | DATA NOT AVAILABLE | DATA NOT AVAILABLE | DATA NOT AVAILABLE | DATA NOT AVAILABLE | DATA NOT AVAILABLE | DATA NOT AVAILABLE | DATA NOT AVAILABLE | DATA NOT AVAILABLE | DATA NOT AVAILABLE | N | DATA NOT AVAILABLE | DATA NOT AVAILABLE | DATA NOT AVAILABLE | DATA NOT AVAILABLE | DATA NOT AVAILABLE | 2021-02-18
2000056202425 | DATA NOT AVAILABLE | FIELD HOUSE SOLAR LIMITED | FIELD HOUSE PV GENERATION | DATA NOT AVAILABLE | LANDWELL HURSLEY | WINCHESTER | HAMPSHIRE | SO21 2LE | ENGLAND | 442784 | 123897 | NURSLING GSP | ROWNHAMS | FIELD HOUSE HURSLEY PV | 33 | SOUTHERN ELECTRIC POWER DISTRIBUTION PLC | SOLAR | PHOTOVOLTAIC | NO | DATA NOT AVAILABLE | DATA NOT AVAILABLE | 5 | DATA NOT AVAILABLE | DATA NOT AVAILABLE | DATA NOT AVAILABLE | DATA NOT AVAILABLE | DATA NOT AVAILABLE | DATA NOT AVAILABLE | DATA NOT AVAILABLE | DATA NOT AVAILABLE | DATA NOT AVAILABLE | DATA NOT AVAILABLE | DATA NOT AVAILABLE | DATA NOT AVAILABLE | NO | CONNECTED | 4.75 | 4.75 | 5 | DATA NOT AVAILABLE | DATA NOT AVAILABLE | 2015-03-12 | DATA NOT AVAILABLE | DATA NOT AVAILABLE | DATA NOT AVAILABLE | DATA NOT AVAILABLE | DATA NOT AVAILABLE | DATA NOT AVAILABLE | DATA NOT AVAILABLE | N | DATA NOT AVAILABLE | DATA NOT AVAILABLE | DATA NOT AVAILABLE | DATA NOT AVAILABLE | DATA NOT AVAILABLE | 2021-02-18
2000056420348 | DATA NOT AVAILABLE | SHEEPBRIDGE SOLAR LIMITED | SHEEPBRIDGE COURT FARM | SHEEPBRIDGE PV | DATA NOT AVAILABLE | BASINGSTOKE | HAMPSHIRE | RG7 1PX | ENGLAND | 472091 | 165553 | BRAMLEY (FLEE) | READING | SHEEPBRIDGE PV | 33 | SOUTHERN ELECTRIC POWER DISTRIBUTION PLC | SOLAR | PHOTOVOLTAIC | NO | DATA NOT AVAILABLE | DATA NOT AVAILABLE | 9 | DATA NOT AVAILABLE | DATA NOT AVAILABLE | DATA NOT AVAILABLE | DATA NOT AVAILABLE | DATA NOT AVAILABLE | DATA NOT AVAILABLE | DATA NOT AVAILABLE | DATA NOT AVAILABLE | DATA NOT AVAILABLE | DATA NOT AVAILABLE | DATA NOT AVAILABLE | DATA NOT AVAILABLE | NO | CONNECTED | 3.876 | 3.876 | 4.08 | DATA NOT AVAILABLE | DATA NOT AVAILABLE | 2015-12-04 | DATA NOT AVAILABLE | DATA NOT AVAILABLE | DATA NOT AVAILABLE | DATA NOT AVAILABLE | DATA NOT AVAILABLE | DATA NOT AVAILABLE | DATA NOT AVAILABLE | N | DATA NOT AVAILABLE | DATA NOT AVAILABLE | DATA NOT AVAILABLE | DATA NOT AVAILABLE | DATA NOT AVAILABLE | 2021-02-18
2000056666629 | DATA NOT AVAILABLE | SOUTHILL SOLAR LIMITED | SOUTHILL PV | DATA NOT AVAILABLE | FAWLER ROAD | CHIPPING NORTON | OXFORDSHIRE | OX7 3EW | ENGLAND | 435833 | 217915 | COWLEY GSP | YARNTON | CHARLBURY | 11 | SOUTHERN ELECTRIC POWER DISTRIBUTION PLC | SOLAR | PHOTOVOLTAIC | NO | DATA NOT AVAILABLE | DATA NOT AVAILABLE | 4.3 | DATA NOT AVAILABLE | DATA NOT AVAILABLE | DATA NOT AVAILABLE | DATA NOT AVAILABLE | DATA NOT AVAILABLE | DATA NOT AVAILABLE | DATA NOT AVAILABLE | DATA NOT AVAILABLE | DATA NOT AVAILABLE | DATA NOT AVAILABLE | DATA NOT AVAILABLE | DATA NOT AVAILABLE | NO | CONNECTED | 4.085 | 4.085 | 4.3 | DATA NOT AVAILABLE | DATA NOT AVAILABLE | DATA NOT AVAILABLE | DATA NOT AVAILABLE | DATA NOT AVAILABLE | DATA NOT AVAILABLE | DATA NOT AVAILABLE | DATA NOT AVAILABLE | DATA NOT AVAILABLE | DATA NOT AVAILABLE | N | DATA NOT AVAILABLE | DATA NOT AVAILABLE | DATA NOT AVAILABLE | DATA NOT AVAILABLE | DATA NOT AVAILABLE | 2021-02-18
1700051822559 | DATA NOT AVAILABLE | DATA NOT AVAILABLE | DATA NOT AVAILABLE | DATA NOT AVAILABLE | DATA NOT AVAILABLE | DATA NOT AVAILABLE | DATA NOT AVAILABLE | DATA NOT AVAILABLE | SCOTLAND | DATA NOT AVAILABLE | DATA NOT AVAILABLE | DATA NOT AVAILABLE | DATA NOT APPLICABLE | DATA NOT AVAILABLE | DATA NOT AVAILABLE | SCOTTISH HYDRO ELECTRIC POWER DISTRIBUTION PLC | DATA NOT AVAILABLE | DATA NOT AVAILABLE | NO | DATA NOT AVAILABLE | DATA NOT AVAILABLE | DATA NOT AVAILABLE | DATA NOT AVAILABLE | DATA NOT AVAILABLE | DATA NOT AVAILABLE | DATA NOT AVAILABLE | DATA NOT AVAILABLE | DATA NOT AVAILABLE | DATA NOT AVAILABLE | DATA NOT AVAILABLE | DATA NOT AVAILABLE | DATA NOT AVAILABLE | DATA NOT AVAILABLE | DATA NOT AVAILABLE | NO | CONNECTED | 19.95 | 19.95 | 21 | DATA NOT AVAILABLE | DATA NOT AVAILABLE | DATA NOT AVAILABLE | DATA NOT AVAILABLE | DATA NOT AVAILABLE | DATA NOT AVAILABLE | DATA NOT AVAILABLE | DATA NOT AVAILABLE | DATA NOT AVAILABLE | DATA NOT AVAILABLE | N | DATA NOT AVAILABLE | DATA NOT AVAILABLE | DATA NOT AVAILABLE | DATA NOT AVAILABLE | DATA NOT AVAILABLE | 2021-04-08
1700053292285 | DATA NOT AVAILABLE | RWE GENERATION UK PLC | EXPORT | DATA NOT AVAILABLE | GLEN NOE HYDRO | TAYNUILT | ARGYLL AND BUTE | PA35 1JT | SCOTLAND | 206775 | 735875 | DATA NOT AVAILABLE | DATA NOT APPLICABLE | DATA NOT AVAILABLE | EHV | SCOTTISH HYDRO ELECTRIC POWER DISTRIBUTION PLC | HYDRO (TO BE CONFIRMED) | HYDRO POWER SYSTEM | NO | DATA NOT AVAILABLE | DATA NOT AVAILABLE | 2 | DATA NOT AVAILABLE | DATA NOT AVAILABLE | DATA NOT AVAILABLE | DATA NOT AVAILABLE | DATA NOT AVAILABLE | DATA NOT AVAILABLE | DATA NOT AVAILABLE | DATA NOT AVAILABLE | DATA NOT AVAILABLE | DATA NOT AVAILABLE | DATA NOT AVAILABLE | DATA NOT AVAILABLE | NO | CONNECTED | 1.9 | 1.9 | 2 | 0.029 | 0.03 | 2021-02-05 | DATA NOT AVAILABLE | DATA NOT AVAILABLE | DATA NOT AVAILABLE | DATA NOT AVAILABLE | DATA NOT AVAILABLE | DATA NOT AVAILABLE | DATA NOT AVAILABLE | N | DATA NOT AVAILABLE | DATA NOT AVAILABLE | DATA NOT AVAILABLE | DATA NOT AVAILABLE | DATA NOT AVAILABLE | 2021-04-08
2000057172278 | DATA NOT AVAILABLE | INFINIS | TRUMPS FARM GENERATION PROJECT | DATA NOT AVAILABLE | DATA NOT AVAILABLE | CHERTSEY | BERKSHIRE | KT16 0EF | ENGLAND | 499646 | 166095 | BRAMLEY (FLEE) | BRACKNELL RESERVE | MVEE | 11 | SOUTHERN ELECTRIC POWER DISTRIBUTION PLC | BIOFUEL - LANDFILL GAS | ENGINE (COMBUSTION / RECIPROCATING) | NO | DATA NOT AVAILABLE | DATA NOT AVAILABLE | DATA NOT AVAILABLE | DATA NOT AVAILABLE | DATA NOT AVAILABLE | DATA NOT AVAILABLE | DATA NOT AVAILABLE | DATA NOT AVAILABLE | DATA NOT AVAILABLE | DATA NOT AVAILABLE | DATA NOT AVAILABLE | DATA NOT AVAILABLE | DATA NOT AVAILABLE | DATA NOT AVAILABLE | DATA NOT AVAILABLE | NO | CONNECTED | 2.09 | 2.09 | 2.2 | DATA NOT AVAILABLE | DATA NOT AVAILABLE | DATA NOT AVAILABLE | DATA NOT AVAILABLE | DATA NOT AVAILABLE | DATA NOT AVAILABLE | DATA NOT AVAILABLE | DATA NOT AVAILABLE | DATA NOT AVAILABLE | DATA NOT AVAILABLE | N | DATA NOT AVAILABLE | DATA NOT AVAILABLE | DATA NOT AVAILABLE | DATA NOT AVAILABLE | DATA NOT AVAILABLE | 2021-04-08
1700053292090 | DATA NOT AVAILABLE | AVIVA CENTRAL SERVICES UK LIMITED | PITHEAVLIS | DATA NOT AVAILABLE | DATA NOT AVAILABLE | PERTH | DATA NOT AVAILABLE | PH2 0NH | SCOTLAND | 309820 | 722215 | BURGHMUIR | DATA NOT APPLICABLE | BURGHMUIR | 11 | SCOTTISH HYDRO ELECTRIC POWER DISTRIBUTION PLC | DATA NOT AVAILABLE | DATA NOT AVAILABLE | NO | DATA NOT AVAILABLE | DATA NOT AVAILABLE | DATA NOT AVAILABLE | DATA NOT AVAILABLE | DATA NOT AVAILABLE | DATA NOT AVAILABLE | DATA NOT AVAILABLE | DATA NOT AVAILABLE | DATA NOT AVAILABLE | DATA NOT AVAILABLE | DATA NOT AVAILABLE | DATA NOT AVAILABLE | DATA NOT AVAILABLE | DATA NOT AVAILABLE | DATA NOT AVAILABLE | NO | CONNECTED | 1.393 | 1.393 | 1.466 | DATA NOT AVAILABLE | DATA NOT AVAILABLE | DATA NOT AVAILABLE | DATA NOT AVAILABLE | DATA NOT AVAILABLE | DATA NOT AVAILABLE | DATA NOT AVAILABLE | DATA NOT AVAILABLE | DATA NOT AVAILABLE | DATA NOT AVAILABLE | N | DATA NOT AVAILABLE | DATA NOT AVAILABLE | DATA NOT AVAILABLE | DATA NOT AVAILABLE | DATA NOT AVAILABLE | 2021-06-30
2000055927238 | DATA NOT AVAILABLE | COOP PPA SITES | SOLAR FARM | WEST SOLENT | ILEY LANE | LYMINGTON | DATA NOT AVAILABLE | SO41 8AL | ENGLAND | 431705 | 93624 | MANNINGTON GSP | ARNEWOOD | LYMINGTON | 11 | SOUTHERN ELECTRIC POWER DISTRIBUTION PLC | SOLAR | PHOTOVOLTAIC | NO | DATA NOT AVAILABLE | DATA NOT AVAILABLE | 2.5 | DATA NOT AVAILABLE | DATA NOT AVAILABLE | DATA NOT AVAILABLE | DATA NOT AVAILABLE | DATA NOT AVAILABLE | DATA NOT AVAILABLE | DATA NOT AVAILABLE | DATA NOT AVAILABLE | DATA NOT AVAILABLE | DATA NOT AVAILABLE | DATA NOT AVAILABLE | DATA NOT AVAILABLE | NO | CONNECTED | 1.9 | 1.9 | 2 | DATA NOT AVAILABLE | DATA NOT AVAILABLE | DATA NOT AVAILABLE | DATA NOT AVAILABLE | DATA NOT AVAILABLE | DATA NOT AVAILABLE | DATA NOT AVAILABLE | DATA NOT AVAILABLE | DATA NOT AVAILABLE | DATA NOT AVAILABLE | N | DATA NOT AVAILABLE | DATA NOT AVAILABLE | DATA NOT AVAILABLE | DATA NOT AVAILABLE | DATA NOT AVAILABLE | 2021-06-30
2000057829825 | DATA NOT AVAILABLE | VELOX POWER LIMITED | ALLINGTON LANE | ITCHEN PW DIESEL | DATA NOT AVAILABLE | EASTLEIGH | HAMPSHIRE | SO18 3NE | ENGLAND | 445724 | 115396 | NURSLING GSP | VELMORE | DATA NOT AVAILABLE | DATA NOT AVAILABLE | SOUTHERN ELECTRIC POWER DISTRIBUTION PLC | DATA NOT AVAILABLE | DATA NOT AVAILABLE | NO | DATA NOT AVAILABLE | DATA NOT AVAILABLE | DATA NOT AVAILABLE | DATA NOT AVAILABLE | DATA NOT AVAILABLE | DATA NOT AVAILABLE | DATA NOT AVAILABLE | DATA NOT AVAILABLE | DATA NOT AVAILABLE | DATA NOT AVAILABLE | DATA NOT AVAILABLE | DATA NOT AVAILABLE | DATA NOT AVAILABLE | DATA NOT AVAILABLE | DATA NOT AVAILABLE | NO | CONNECTED | 19 | 19 | 20 | DATA NOT AVAILABLE | DATA NOT AVAILABLE | DATA NOT AVAILABLE | DATA NOT AVAILABLE | DATA NOT AVAILABLE | DATA NOT AVAILABLE | DATA NOT AVAILABLE | DATA NOT AVAILABLE | DATA NOT AVAILABLE | DATA NOT AVAILABLE | N | DATA NOT AVAILABLE | DATA NOT AVAILABLE | DATA NOT AVAILABLE | DATA NOT AVAILABLE | DATA NOT AVAILABLE | 2021-09-01
1700053298905 | DATA NOT AVAILABLE | MORVOLTS LIMITED | BARR RIVER HYDRO | BARR RIVER HYDRO | DATA NOT AVAILABLE | MORVERN | HIGHLAND | PA80 5XT | SCOTLAND | 167738 | 744912 | FORT WILLIAM | DATA NOT APPLICABLE | FORT WILLIAM GRID | 33 | SCOTTISH HYDRO ELECTRIC POWER DISTRIBUTION PLC | HYDRO (TO BE CONFIRMED) | HYDRO POWER SYSTEM | NO | DATA NOT AVAILABLE | DATA NOT AVAILABLE | 0.012 | DATA NOT AVAILABLE | DATA NOT AVAILABLE | DATA NOT AVAILABLE | DATA NOT AVAILABLE | DATA NOT AVAILABLE | DATA NOT AVAILABLE | DATA NOT AVAILABLE | DATA NOT AVAILABLE | DATA NOT AVAILABLE | DATA NOT AVAILABLE | DATA NOT AVAILABLE | DATA NOT AVAILABLE | NO | CONNECTED | 1.045 | 1.045 | 1.1 | 0 | 0 | 2021-07-26 | DATA NOT AVAILABLE | DATA NOT AVAILABLE | DATA NOT AVAILABLE | DATA NOT AVAILABLE | DATA NOT AVAILABLE | DATA NOT AVAILABLE | DATA NOT AVAILABLE | N | DATA NOT AVAILABLE | DATA NOT AVAILABLE | DATA NOT AVAILABLE | DATA NOT AVAILABLE | DATA NOT AVAILABLE | 2021-12-02
2000056644680 | DATA NOT AVAILABLE | DATA NOT AVAILABLE | DATA NOT AVAILABLE | DATA NOT AVAILABLE | DATA NOT AVAILABLE | DATA NOT AVAILABLE | DATA NOT AVAILABLE | DATA NOT AVAILABLE | ENGLAND | DATA NOT AVAILABLE | DATA NOT AVAILABLE | DATA NOT AVAILABLE | DATA NOT AVAILABLE | DATA NOT AVAILABLE | DATA NOT AVAILABLE | SOUTHERN ELECTRIC POWER DISTRIBUTION PLC | DATA NOT AVAILABLE | DATA NOT AVAILABLE | NO | DATA NOT AVAILABLE | DATA NOT AVAILABLE | DATA NOT AVAILABLE | DATA NOT AVAILABLE | DATA NOT AVAILABLE | DATA NOT AVAILABLE | DATA NOT AVAILABLE | DATA NOT AVAILABLE | DATA NOT AVAILABLE | DATA NOT AVAILABLE | DATA NOT AVAILABLE | DATA NOT AVAILABLE | DATA NOT AVAILABLE | DATA NOT AVAILABLE | DATA NOT AVAILABLE | NO | CONNECTED | 4.394 | 4.394 | 4.625 | DATA NOT AVAILABLE | DATA NOT AVAILABLE | DATA NOT AVAILABLE | DATA NOT AVAILABLE | DATA NOT AVAILABLE | DATA NOT AVAILABLE | DATA NOT AVAILABLE | DATA NOT AVAILABLE | DATA NOT AVAILABLE | DATA NOT AVAILABLE | N | DATA NOT AVAILABLE | DATA NOT AVAILABLE | DATA NOT AVAILABLE | DATA NOT AVAILABLE | DATA NOT AVAILABLE | 2021-12-02
1700053289877 | DATA NOT AVAILABLE | EVITE GRIDCO LTD | LOCH ETIVE HYDRO | DATA NOT AVAILABLE | DATA NOT AVAILABLE | TAYNUILT | ARGYLL | PA35 1JT | SCOTLAND | 206775 | 735875 | TAYNUILT | DATA NOT APPLICABLE | DATA NOT AVAILABLE | EHV | SCOTTISH HYDRO ELECTRIC POWER DISTRIBUTION PLC | HYDRO (TO BE CONFIRMED) | HYDRO POWER SYSTEM | NO | DATA NOT AVAILABLE | DATA NOT AVAILABLE | 2 | DATA NOT AVAILABLE | DATA NOT AVAILABLE | DATA NOT AVAILABLE | DATA NOT AVAILABLE | DATA NOT AVAILABLE | DATA NOT AVAILABLE | DATA NOT AVAILABLE | DATA NOT AVAILABLE | DATA NOT AVAILABLE | DATA NOT AVAILABLE | DATA NOT AVAILABLE | DATA NOT AVAILABLE | NO | CONNECTED | 6.46 | 6.46 | 6.8 | 0.029 | 0.03 | DATA NOT AVAILABLE | DATA NOT AVAILABLE | DATA NOT AVAILABLE | DATA NOT AVAILABLE | DATA NOT AVAILABLE | DATA NOT AVAILABLE | DATA NOT AVAILABLE | DATA NOT AVAILABLE | N | DATA NOT AVAILABLE | DATA NOT AVAILABLE | DATA NOT AVAILABLE | DATA NOT AVAILABLE | DATA NOT AVAILABLE | 2022-01-27
2000057985409 | DATA NOT AVAILABLE | FAREHAM | DATA NOT AVAILABLE | FAREHAM BATTERY STORAGE | TANNERS LANE | FAREHAM | HAMPSHIRE | PO14 2HS | ENGLAND | 455854 | 104351 | LOVEDEAN GSP | FAREHAM | FAREHAM BATTERY STORAGE | 33 | SOUTHERN ELECTRIC POWER DISTRIBUTION PLC | DATA NOT AVAILABLE | DATA NOT AVAILABLE | NO | DATA NOT AVAILABLE | DATA NOT AVAILABLE | DATA NOT AVAILABLE | DATA NOT AVAILABLE | DATA NOT AVAILABLE | DATA NOT AVAILABLE | DATA NOT AVAILABLE | DATA NOT AVAILABLE | DATA NOT AVAILABLE | DATA NOT AVAILABLE | DATA NOT AVAILABLE | DATA NOT AVAILABLE | DATA NOT AVAILABLE | DATA NOT AVAILABLE | DATA NOT AVAILABLE | DATA NOT AVAILABLE | CONNECTED | 38 | 38 | 40 | DATA NOT AVAILABLE | DATA NOT AVAILABLE | DATA NOT AVAILABLE | DATA NOT AVAILABLE | DATA NOT AVAILABLE | DATA NOT AVAILABLE | DATA NOT AVAILABLE | DATA NOT AVAILABLE | DATA NOT AVAILABLE | DATA NOT AVAILABLE | N | DATA NOT AVAILABLE | DATA NOT AVAILABLE | DATA NOT AVAILABLE | DATA NOT AVAILABLE | DATA NOT AVAILABLE | 2022-02-25
1700053343433 | DATA NOT AVAILABLE | BRADLEY WIND ENERGY 2 LIMITED | DATA NOT AVAILABLE | DEUCHRIES EXTENSION WIND FARM | ABERCHIRDER | HUNTLEY | ABERDEENSHIRE | AB54 7TX | SCOTLAND | 363791 | 853250 | KEITH | DATA NOT APPLICABLE | KEITH GRID | 33 | SCOTTISH HYDRO ELECTRIC POWER DISTRIBUTION PLC | DATA NOT AVAILABLE | DATA NOT AVAILABLE | NO | DATA NOT AVAILABLE | DATA NOT AVAILABLE | DATA NOT AVAILABLE | DATA NOT AVAILABLE | DATA NOT AVAILABLE | DATA NOT AVAILABLE | DATA NOT AVAILABLE | DATA NOT AVAILABLE | DATA NOT AVAILABLE | DATA NOT AVAILABLE | DATA NOT AVAILABLE | DATA NOT AVAILABLE | DATA NOT AVAILABLE | DATA NOT AVAILABLE | DATA NOT AVAILABLE | NO | CONNECTED | 4.465 | 4.465 | 4.7 | DATA NOT AVAILABLE | DATA NOT AVAILABLE | DATA NOT AVAILABLE | DATA NOT AVAILABLE | DATA NOT AVAILABLE | DATA NOT AVAILABLE | DATA NOT AVAILABLE | DATA NOT AVAILABLE | DATA NOT AVAILABLE | DATA NOT AVAILABLE | N | DATA NOT AVAILABLE | DATA NOT AVAILABLE | DATA NOT AVAILABLE | DATA NOT AVAILABLE | DATA NOT AVAILABLE | 2022-06-07
2000055603901 | DATA NOT AVAILABLE | ANDOVER AIRFIELD SOLAR DEVELOPMENTS LIMITED | FORMER ANDOVER AIRFIELD | DATA NOT AVAILABLE | RED POST LANE | ANDOVER | HAMPSHIRE | SP11 8DB | ENGLAND | 432315 | 145623 | MELKSHAM GSP | ANDOVER | PORTWAY | 11 | SOUTHERN ELECTRIC POWER DISTRIBUTION PLC | DATA NOT AVAILABLE | DATA NOT AVAILABLE | NO | DATA NOT AVAILABLE | DATA NOT AVAILABLE | DATA NOT AVAILABLE | DATA NOT AVAILABLE | DATA NOT AVAILABLE | DATA NOT AVAILABLE | DATA NOT AVAILABLE | DATA NOT AVAILABLE | DATA NOT AVAILABLE | DATA NOT AVAILABLE | DATA NOT AVAILABLE | DATA NOT AVAILABLE | DATA NOT AVAILABLE | DATA NOT AVAILABLE | DATA NOT AVAILABLE | NO | CONNECTED | 3.5625 | 3.5625 | 3.75 | DATA NOT AVAILABLE | DATA NOT AVAILABLE | DATA NOT AVAILABLE | DATA NOT AVAILABLE | DATA NOT AVAILABLE | DATA NOT AVAILABLE | DATA NOT AVAILABLE | DATA NOT AVAILABLE | DATA NOT AVAILABLE | DATA NOT AVAILABLE | N | DATA NOT AVAILABLE | DATA NOT AVAILABLE | DATA NOT AVAILABLE | DATA NOT AVAILABLE | DATA NOT AVAILABLE | 2022-06-07
2000055872917 | DATA NOT AVAILABLE | STEADFAST MARSH SOLAR LTD | MARSH FARM B PV | DATA NOT AVAILABLE | DATA NOT AVAILABLE | MALMESBURY | WILTSHIRE | SN16 9SR | ENGLAND | 392813 | 191282 | MELKSHAM GSP | CHIPPENHAM | MARSH FARM B PV GEN | 33 | SOUTHERN ELECTRIC POWER DISTRIBUTION PLC | SOLAR | PHOTOVOLTAIC | NO | DATA NOT AVAILABLE | DATA NOT AVAILABLE | DATA NOT AVAILABLE | DATA NOT AVAILABLE | DATA NOT AVAILABLE | DATA NOT AVAILABLE | DATA NOT AVAILABLE | DATA NOT AVAILABLE | DATA NOT AVAILABLE | DATA NOT AVAILABLE | DATA NOT AVAILABLE | DATA NOT AVAILABLE | DATA NOT AVAILABLE | DATA NOT AVAILABLE | DATA NOT AVAILABLE | NO | CONNECTED | 11.4 | 11.4 | 12 | DATA NOT AVAILABLE | DATA NOT AVAILABLE | DATA NOT AVAILABLE | DATA NOT AVAILABLE | DATA NOT AVAILABLE | DATA NOT AVAILABLE | DATA NOT AVAILABLE | DATA NOT AVAILABLE | DATA NOT AVAILABLE | DATA NOT AVAILABLE | N | DATA NOT AVAILABLE | DATA NOT AVAILABLE | DATA NOT AVAILABLE | DATA NOT AVAILABLE | DATA NOT AVAILABLE | 2022-06-07
2000055875003 | DATA NOT AVAILABLE | GREENACRE REDBRIDGE LIMITED | REDBRIDGE FARM | DATA NOT AVAILABLE | DATA NOT AVAILABLE | POOLE | DORSET | BH16 6HP | ENGLAND | 393114 | 95116 | MANNINGTON GSP | WAREHAM | REDBRIDGE PV FARM | 33 | SOUTHERN ELECTRIC POWER DISTRIBUTION PLC | SOLAR | PHOTOVOLTAIC | NO | DATA NOT AVAILABLE | DATA NOT AVAILABLE | 5 | DATA NOT AVAILABLE | DATA NOT AVAILABLE | DATA NOT AVAILABLE | DATA NOT AVAILABLE | DATA NOT AVAILABLE | DATA NOT AVAILABLE | DATA NOT AVAILABLE | DATA NOT AVAILABLE | DATA NOT AVAILABLE | DATA NOT AVAILABLE | DATA NOT AVAILABLE | DATA NOT AVAILABLE | NO | CONNECTED | 3.344 | 3.344 | 3.52 | 0 | 0 | 2014-03-06 | DATA NOT AVAILABLE | DATA NOT AVAILABLE | DATA NOT AVAILABLE | DATA NOT AVAILABLE | DATA NOT AVAILABLE | DATA NOT AVAILABLE | DATA NOT AVAILABLE | N | DATA NOT AVAILABLE | DATA NOT AVAILABLE | DATA NOT AVAILABLE | DATA NOT AVAILABLE | DATA NOT AVAILABLE | 2022-06-07
2000055894948 | DATA NOT AVAILABLE | SUNSAVE 1DATA NOT AVAILABLE (FAREHAM) LTD | NEWLANDS FARM | FAREHAM PV | DATA NOT AVAILABLE | FAREHAM | HAMPSHIRE | PO14 2HT | ENGLAND | 456100 | 104426 | LOVEDEAN GSP | FAREHAM | FAREHAM PV FARM | 33 | SOUTHERN ELECTRIC POWER DISTRIBUTION PLC | SOLAR | PHOTOVOLTAIC | NO | DATA NOT AVAILABLE | DATA NOT AVAILABLE | 36 | DATA NOT AVAILABLE | DATA NOT AVAILABLE | DATA NOT AVAILABLE | DATA NOT AVAILABLE | DATA NOT AVAILABLE | DATA NOT AVAILABLE | DATA NOT AVAILABLE | DATA NOT AVAILABLE | DATA NOT AVAILABLE | DATA NOT AVAILABLE | DATA NOT AVAILABLE | DATA NOT AVAILABLE | NO | CONNECTED | 16.6725 | 16.6725 | 17.55 | 0.06175 | 0.065 | DATA NOT AVAILABLE | DATA NOT AVAILABLE | DATA NOT AVAILABLE | DATA NOT AVAILABLE | DATA NOT AVAILABLE | DATA NOT AVAILABLE | DATA NOT AVAILABLE | DATA NOT AVAILABLE | N | DATA NOT AVAILABLE | DATA NOT AVAILABLE | DATA NOT AVAILABLE | DATA NOT AVAILABLE | DATA NOT AVAILABLE | 2022-06-07
2000055901300 | DATA NOT AVAILABLE | EQUITIX SOLAR (3) LIMITED | PV GENERATION | LEES ESTATE | DATA NOT AVAILABLE | POOLE | DORSET | BH16 6EH | ENGLAND | 394286 | 94275 | MANNINGTON GSP | WAREHAM | LEES ESTATE PV | 33 | SOUTHERN ELECTRIC POWER DISTRIBUTION PLC | SOLAR | PHOTOVOLTAIC | NO | DATA NOT AVAILABLE | DATA NOT AVAILABLE | 7.2 | DATA NOT AVAILABLE | DATA NOT AVAILABLE | DATA NOT AVAILABLE | DATA NOT AVAILABLE | DATA NOT AVAILABLE | DATA NOT AVAILABLE | DATA NOT AVAILABLE | DATA NOT AVAILABLE | DATA NOT AVAILABLE | DATA NOT AVAILABLE | DATA NOT AVAILABLE | DATA NOT AVAILABLE | NO | CONNECTED | 6.84 | 6.84 | 7.2 | 0.19 | 0.2 | 2014-03-21 | DATA NOT AVAILABLE | DATA NOT AVAILABLE | DATA NOT AVAILABLE | DATA NOT AVAILABLE | DATA NOT AVAILABLE | DATA NOT AVAILABLE | DATA NOT AVAILABLE | N | DATA NOT AVAILABLE | DATA NOT AVAILABLE | DATA NOT AVAILABLE | DATA NOT AVAILABLE | DATA NOT AVAILABLE | 2022-06-07
2000055901355 | DATA NOT AVAILABLE | EQUITIX SOLAR (2) LIMITED | PV GENERATION | NEWTON FARM | DATA NOT AVAILABLE | POOLE | DORSET | BH16 6AP | ENGLAND | 395744 | 93441 | MANNINGTON GSP | WAREHAM | NEWTON FARM PV GEN | 33 | SOUTHERN ELECTRIC POWER DISTRIBUTION PLC | SOLAR | PHOTOVOLTAIC | NO | DATA NOT AVAILABLE | DATA NOT AVAILABLE | 12.8 | DATA NOT AVAILABLE | DATA NOT AVAILABLE | DATA NOT AVAILABLE | DATA NOT AVAILABLE | DATA NOT AVAILABLE | DATA NOT AVAILABLE | DATA NOT AVAILABLE | DATA NOT AVAILABLE | DATA NOT AVAILABLE | DATA NOT AVAILABLE | DATA NOT AVAILABLE | DATA NOT AVAILABLE | NO | CONNECTED | 12.16 | 12.16 | 12.8 | 0.19 | 0.2 | 2014-03-18 | DATA NOT AVAILABLE | DATA NOT AVAILABLE | DATA NOT AVAILABLE | DATA NOT AVAILABLE | DATA NOT AVAILABLE | DATA NOT AVAILABLE | DATA NOT AVAILABLE | N | DATA NOT AVAILABLE | DATA NOT AVAILABLE | DATA NOT AVAILABLE | DATA NOT AVAILABLE | DATA NOT AVAILABLE | 2022-06-07
2000055924032 | DATA NOT AVAILABLE | HOMELAND SOLAR LIMITED | PV GENERATION | HOMELAND | DATA NOT AVAILABLE | WIMBORNE | DORSET | BH21 6QZ | ENGLAND | 409492 | 105152 | MANNINGTON GSP | MANNINGTON | HOMELAND PV FARM | 33 | SOUTHERN ELECTRIC POWER DISTRIBUTION PLC | SOLAR | PHOTOVOLTAIC | NO | DATA NOT AVAILABLE | DATA NOT AVAILABLE | 11.2 | DATA NOT AVAILABLE | DATA NOT AVAILABLE | DATA NOT AVAILABLE | DATA NOT AVAILABLE | DATA NOT AVAILABLE | DATA NOT AVAILABLE | DATA NOT AVAILABLE | DATA NOT AVAILABLE | DATA NOT AVAILABLE | DATA NOT AVAILABLE | DATA NOT AVAILABLE | DATA NOT AVAILABLE | NO | CONNECTED | 10.64 | 10.64 | 11.2 | 0.1995 | 0.21 | 2014-03-26 | DATA NOT AVAILABLE | DATA NOT AVAILABLE | DATA NOT AVAILABLE | DATA NOT AVAILABLE | DATA NOT AVAILABLE | DATA NOT AVAILABLE | DATA NOT AVAILABLE | N | DATA NOT AVAILABLE | DATA NOT AVAILABLE | DATA NOT AVAILABLE | DATA NOT AVAILABLE | DATA NOT AVAILABLE | 2022-06-07
2000055926128 | DATA NOT AVAILABLE | LIGHTSOURCE | NORRINGTON PV GENERATION | DATA NOT AVAILABLE | DATA NOT AVAILABLE | MELKSHAM | WILTSHIRE | SN12 8LR | ENGLAND | 388164 | 164878 | MELKSHAM GSP | NORRINGTON | NORRINGTON PV | 33 | SOUTHERN ELECTRIC POWER DISTRIBUTION PLC | SOLAR | PHOTOVOLTAIC | NO | DATA NOT AVAILABLE | DATA NOT AVAILABLE | DATA NOT AVAILABLE | DATA NOT AVAILABLE | DATA NOT AVAILABLE | DATA NOT AVAILABLE | DATA NOT AVAILABLE | DATA NOT AVAILABLE | DATA NOT AVAILABLE | DATA NOT AVAILABLE | DATA NOT AVAILABLE | DATA NOT AVAILABLE | DATA NOT AVAILABLE | DATA NOT AVAILABLE | DATA NOT AVAILABLE | NO | CONNECTED | 9.5 | 9.5 | 10 | DATA NOT AVAILABLE | DATA NOT AVAILABLE | DATA NOT AVAILABLE | DATA NOT AVAILABLE | DATA NOT AVAILABLE | DATA NOT AVAILABLE | DATA NOT AVAILABLE | DATA NOT AVAILABLE | DATA NOT AVAILABLE | DATA NOT AVAILABLE | N | DATA NOT AVAILABLE | DATA NOT AVAILABLE | DATA NOT AVAILABLE | DATA NOT AVAILABLE | DATA NOT AVAILABLE | 2022-06-07
2000055932238 | DATA NOT AVAILABLE | SUNE PROJECT1 LTD | CRUCIS PARK PV FARM | DATA NOT AVAILABLE | OFF B4425 | CIRENCESTER | GLOUCESTERSHIRE | GL7 5DX | ENGLAND | 406007 | 202873 | MINETY GSP | CIRENCESTER | CRUCIS PV FARM | 33 | SOUTHERN ELECTRIC POWER DISTRIBUTION PLC | SOLAR | PHOTOVOLTAIC | NO | DATA NOT AVAILABLE | DATA NOT AVAILABLE | DATA NOT AVAILABLE | DATA NOT AVAILABLE | DATA NOT AVAILABLE | DATA NOT AVAILABLE | DATA NOT AVAILABLE | DATA NOT AVAILABLE | DATA NOT AVAILABLE | DATA NOT AVAILABLE | DATA NOT AVAILABLE | DATA NOT AVAILABLE | DATA NOT AVAILABLE | DATA NOT AVAILABLE | DATA NOT AVAILABLE | NO | CONNECTED | 14.25 | 14.25 | 15 | DATA NOT AVAILABLE | DATA NOT AVAILABLE | DATA NOT AVAILABLE | DATA NOT AVAILABLE | DATA NOT AVAILABLE | DATA NOT AVAILABLE | DATA NOT AVAILABLE | DATA NOT AVAILABLE | DATA NOT AVAILABLE | DATA NOT AVAILABLE | N | DATA NOT AVAILABLE | DATA NOT AVAILABLE | DATA NOT AVAILABLE | DATA NOT AVAILABLE | DATA NOT AVAILABLE | 2022-06-07
2000056063718 | DATA NOT AVAILABLE | IOW SOLAR LIMITED | FAIRLEE FARM PV GENERATION | DATA NOT AVAILABLE | FAIRLEE ROAD | NEWPORT | ISLE OF WIGHT | PO30 2JU | ENGLAND | 451235 | 91058 | FAWLEY GSP | COWES & WOOTTON COMMON | FAIRLEE PV FARM | 33 | SOUTHERN ELECTRIC POWER DISTRIBUTION PLC | SOLAR | PHOTOVOLTAIC | NO | DATA NOT AVAILABLE | DATA NOT AVAILABLE | DATA NOT AVAILABLE | DATA NOT AVAILABLE | DATA NOT AVAILABLE | DATA NOT AVAILABLE | DATA NOT AVAILABLE | DATA NOT AVAILABLE | DATA NOT AVAILABLE | DATA NOT AVAILABLE | DATA NOT AVAILABLE | DATA NOT AVAILABLE | DATA NOT AVAILABLE | DATA NOT AVAILABLE | DATA NOT AVAILABLE | NO | CONNECTED | 6.5455 | 6.5455 | 6.89 | DATA NOT AVAILABLE | DATA NOT AVAILABLE | DATA NOT AVAILABLE | DATA NOT AVAILABLE | DATA NOT AVAILABLE | DATA NOT AVAILABLE | DATA NOT AVAILABLE | DATA NOT AVAILABLE | DATA NOT AVAILABLE | DATA NOT AVAILABLE | N | DATA NOT AVAILABLE | DATA NOT AVAILABLE | DATA NOT AVAILABLE | DATA NOT AVAILABLE | DATA NOT AVAILABLE | 2022-06-07
2000056098827 | DATA NOT AVAILABLE | BOURNE PARK SOLAR LIMITED | BOURNE PARK PV GENERATION | DATA NOT AVAILABLE | DATA NOT AVAILABLE | DORCHESTER | DORSET | DT2 7TU | ENGLAND | 372335 | 97529 | CHICKERELL GSP | CHICKERELL | BOURNE PARK PV GEN | 11 | SOUTHERN ELECTRIC POWER DISTRIBUTION PLC | SOLAR | PHOTOVOLTAIC | NO | DATA NOT AVAILABLE | DATA NOT AVAILABLE | 7.5 | DATA NOT AVAILABLE | DATA NOT AVAILABLE | DATA NOT AVAILABLE | DATA NOT AVAILABLE | DATA NOT AVAILABLE | DATA NOT AVAILABLE | DATA NOT AVAILABLE | DATA NOT AVAILABLE | DATA NOT AVAILABLE | DATA NOT AVAILABLE | DATA NOT AVAILABLE | DATA NOT AVAILABLE | NO | CONNECTED | 4.75 | 4.75 | 5 | 0 | 0 | 2015-03-18 | DATA NOT AVAILABLE | DATA NOT AVAILABLE | DATA NOT AVAILABLE | DATA NOT AVAILABLE | DATA NOT AVAILABLE | DATA NOT AVAILABLE | DATA NOT AVAILABLE | N | DATA NOT AVAILABLE | DATA NOT AVAILABLE | DATA NOT AVAILABLE | DATA NOT AVAILABLE | DATA NOT AVAILABLE | 2022-06-07
2000056113963 | DATA NOT AVAILABLE | DATA NOT AVAILABLE | DATA NOT AVAILABLE | HILPERTON | DATA NOT AVAILABLE | TROWBRIDGE | WILTSHIRE | BA14 9PJ | ENGLAND | 383634 | 154882 | MELKSHAM GSP | NORRINGTON | TROWBRIDGE TOWN | 11 | SOUTHERN ELECTRIC POWER DISTRIBUTION PLC | DATA NOT AVAILABLE | DATA NOT AVAILABLE | NO | DATA NOT AVAILABLE | DATA NOT AVAILABLE | DATA NOT AVAILABLE | DATA NOT AVAILABLE | DATA NOT AVAILABLE | DATA NOT AVAILABLE | DATA NOT AVAILABLE | DATA NOT AVAILABLE | DATA NOT AVAILABLE | DATA NOT AVAILABLE | DATA NOT AVAILABLE | DATA NOT AVAILABLE | DATA NOT AVAILABLE | DATA NOT AVAILABLE | DATA NOT AVAILABLE | NO | CONNECTED | 7.2675 | 7.2675 | 7.65 | DATA NOT AVAILABLE | DATA NOT AVAILABLE | DATA NOT AVAILABLE | DATA NOT AVAILABLE | DATA NOT AVAILABLE | DATA NOT AVAILABLE | DATA NOT AVAILABLE | DATA NOT AVAILABLE | DATA NOT AVAILABLE | DATA NOT AVAILABLE | N | DATA NOT AVAILABLE | DATA NOT AVAILABLE | DATA NOT AVAILABLE | DATA NOT AVAILABLE | DATA NOT AVAILABLE | 2022-06-07
2000056127292 | DATA NOT AVAILABLE | SUTTON BRIDGE SOLAR FARM | SUTTON BRIDGE PV | DATA NOT AVAILABLE | SUTTON BRIDGE | YEOVIL | SOMERSET | BA22 7HT | ENGLAND | 361041 | 124810 | AXMINSTER | YEOVIL | SUTTON BRIDGE PV | 33 | SOUTHERN ELECTRIC POWER DISTRIBUTION PLC | SOLAR | PHOTOVOLTAIC | NO | DATA NOT AVAILABLE | DATA NOT AVAILABLE | DATA NOT AVAILABLE | DATA NOT AVAILABLE | DATA NOT AVAILABLE | DATA NOT AVAILABLE | DATA NOT AVAILABLE | DATA NOT AVAILABLE | DATA NOT AVAILABLE | DATA NOT AVAILABLE | DATA NOT AVAILABLE | DATA NOT AVAILABLE | DATA NOT AVAILABLE | DATA NOT AVAILABLE | DATA NOT AVAILABLE | NO | CONNECTED | 5.2725 | 5.2725 | 5.55 | DATA NOT AVAILABLE | DATA NOT AVAILABLE | DATA NOT AVAILABLE | DATA NOT AVAILABLE | DATA NOT AVAILABLE | DATA NOT AVAILABLE | DATA NOT AVAILABLE | DATA NOT AVAILABLE | DATA NOT AVAILABLE | DATA NOT AVAILABLE | N | DATA NOT AVAILABLE | DATA NOT AVAILABLE | DATA NOT AVAILABLE | DATA NOT AVAILABLE | DATA NOT AVAILABLE | 2022-06-07
2000056148804 | DATA NOT AVAILABLE | ROWLES SOLAR PARK LTD | ROWLES FARM PV | DATA NOT AVAILABLE | CHARLTON ON OTMOOR | OXFORD | OXFORDSHIRE | OX5 2UW | ENGLAND | 453672 | 216161 | COWLEY GSP | HEADINGTON | ROWLES PV | 33 | SOUTHERN ELECTRIC POWER DISTRIBUTION PLC | SOLAR | PHOTOVOLTAIC | NO | DATA NOT AVAILABLE | DATA NOT AVAILABLE | 10 | DATA NOT AVAILABLE | DATA NOT AVAILABLE | DATA NOT AVAILABLE | DATA NOT AVAILABLE | DATA NOT AVAILABLE | DATA NOT AVAILABLE | DATA NOT AVAILABLE | DATA NOT AVAILABLE | DATA NOT AVAILABLE | DATA NOT AVAILABLE | DATA NOT AVAILABLE | DATA NOT AVAILABLE | NO | CONNECTED | 9.5 | 9.5 | 10 | 0 | 0 | 2015-03-11 | DATA NOT AVAILABLE | DATA NOT AVAILABLE | DATA NOT AVAILABLE | DATA NOT AVAILABLE | DATA NOT AVAILABLE | DATA NOT AVAILABLE | DATA NOT AVAILABLE | N | DATA NOT AVAILABLE | DATA NOT AVAILABLE | DATA NOT AVAILABLE | DATA NOT AVAILABLE | DATA NOT AVAILABLE | 2022-06-07
2000056167922 | DATA NOT AVAILABLE | SUNE GREEN ENERGY LTD | BROOK FARM PV | DATA NOT AVAILABLE | DATA NOT AVAILABLE | BICESTER | OXFORDSHIRE | OX25 1NZ | ENGLAND | 461103 | 217442 | COWLEY GSP | HEADINGTON | BROOK FARM ARNCOTT PV | 33 | SOUTHERN ELECTRIC POWER DISTRIBUTION PLC | SOLAR | PHOTOVOLTAIC | NO | DATA NOT AVAILABLE | DATA NOT AVAILABLE | 8 | DATA NOT AVAILABLE | DATA NOT AVAILABLE | DATA NOT AVAILABLE | DATA NOT AVAILABLE | DATA NOT AVAILABLE | DATA NOT AVAILABLE | DATA NOT AVAILABLE | DATA NOT AVAILABLE | DATA NOT AVAILABLE | DATA NOT AVAILABLE | DATA NOT AVAILABLE | DATA NOT AVAILABLE | NO | CONNECTED | 6.84 | 6.84 | 7.2 | 0 | 0 | 2015-03-27 | DATA NOT AVAILABLE | DATA NOT AVAILABLE | DATA NOT AVAILABLE | DATA NOT AVAILABLE | DATA NOT AVAILABLE | DATA NOT AVAILABLE | DATA NOT AVAILABLE | N | DATA NOT AVAILABLE | DATA NOT AVAILABLE | DATA NOT AVAILABLE | DATA NOT AVAILABLE | DATA NOT AVAILABLE | 2022-06-07
2000056169822 | DATA NOT AVAILABLE | GREENCOAT SOLAR ASSETS II LIMITED | FLIT FARM PV | DATA NOT AVAILABLE | WOODSTOCK ROAD | KIDLINGTON | OXFORDSHIRE | OX5 1PH | ENGLAND | 448859 | 211698 | COWLEY GSP | YARNTON | FLIT FARM PV GEN | 33 | SOUTHERN ELECTRIC POWER DISTRIBUTION PLC | SOLAR | PHOTOVOLTAIC | NO | DATA NOT AVAILABLE | DATA NOT AVAILABLE | 20 | DATA NOT AVAILABLE | DATA NOT AVAILABLE | DATA NOT AVAILABLE | DATA NOT AVAILABLE | DATA NOT AVAILABLE | DATA NOT AVAILABLE | DATA NOT AVAILABLE | DATA NOT AVAILABLE | DATA NOT AVAILABLE | DATA NOT AVAILABLE | DATA NOT AVAILABLE | DATA NOT AVAILABLE | NO | CONNECTED | 9.5 | 9.5 | 10 | 0 | 0 | 2015-03-25 | DATA NOT AVAILABLE | DATA NOT AVAILABLE | DATA NOT AVAILABLE | DATA NOT AVAILABLE | DATA NOT AVAILABLE | DATA NOT AVAILABLE | DATA NOT AVAILABLE | N | DATA NOT AVAILABLE | DATA NOT AVAILABLE | DATA NOT AVAILABLE | DATA NOT AVAILABLE | DATA NOT AVAILABLE | 2022-06-07
2000056188300 | DATA NOT AVAILABLE | STANTON SOLAR LIMITED | STANTON WATERS PV | DATA NOT AVAILABLE | DATA NOT AVAILABLE | SWINDON | SWINDON | SN6 7RY | ENGLAND | 417339 | 191571 | MINETY GSP | STRATTON | STANTON FITZWARREN | 11 | SOUTHERN ELECTRIC POWER DISTRIBUTION PLC | SOLAR | PHOTOVOLTAIC | NO | DATA NOT AVAILABLE | DATA NOT AVAILABLE | 4 | DATA NOT AVAILABLE | DATA NOT AVAILABLE | DATA NOT AVAILABLE | DATA NOT AVAILABLE | DATA NOT AVAILABLE | DATA NOT AVAILABLE | DATA NOT AVAILABLE | DATA NOT AVAILABLE | DATA NOT AVAILABLE | DATA NOT AVAILABLE | DATA NOT AVAILABLE | DATA NOT AVAILABLE | NO | CONNECTED | 3.8 | 3.8 | 4 | 0 | 0 | 2015-03-12 | DATA NOT AVAILABLE | DATA NOT AVAILABLE | DATA NOT AVAILABLE | DATA NOT AVAILABLE | DATA NOT AVAILABLE | DATA NOT AVAILABLE | DATA NOT AVAILABLE | N | DATA NOT AVAILABLE | DATA NOT AVAILABLE | DATA NOT AVAILABLE | DATA NOT AVAILABLE | DATA NOT AVAILABLE | 2022-06-07
2000056212628 | DATA NOT AVAILABLE | SIDLESHAM RENEWABLES LIMITED | BAKERS FARM | SIDLESHAM PV | DATA NOT AVAILABLE | CHICHESTER | WEST SUSSEX | PO20 7NE | ENGLAND | 485613 | 96759 | LOVEDEAN GSP | CHICHESTER | SIDLESHAM FARM PV | 33 | SOUTHERN ELECTRIC POWER DISTRIBUTION PLC | SOLAR | PHOTOVOLTAIC | NO | DATA NOT AVAILABLE | DATA NOT AVAILABLE | 10 | DATA NOT AVAILABLE | DATA NOT AVAILABLE | DATA NOT AVAILABLE | DATA NOT AVAILABLE | DATA NOT AVAILABLE | DATA NOT AVAILABLE | DATA NOT AVAILABLE | DATA NOT AVAILABLE | DATA NOT AVAILABLE | DATA NOT AVAILABLE | DATA NOT AVAILABLE | DATA NOT AVAILABLE | NO | CONNECTED | 9.5 | 9.5 | 10 | 0.095 | 0.1 | 2015-03-27 | DATA NOT AVAILABLE | DATA NOT AVAILABLE | DATA NOT AVAILABLE | DATA NOT AVAILABLE | DATA NOT AVAILABLE | DATA NOT AVAILABLE | DATA NOT AVAILABLE | N | DATA NOT AVAILABLE | DATA NOT AVAILABLE | DATA NOT AVAILABLE | DATA NOT AVAILABLE | DATA NOT AVAILABLE | 2022-06-07
2000056413768 | DATA NOT AVAILABLE | HALE | HALE SOLAR | EXPORT | CHAPEL LANE | CHRISTCHURCH | DORSET | BH23 6BG | ENGLAND | 409981 | 99040 | MANNINGTON GSP | REDHILL | REDHILL | 11 | SOUTHERN ELECTRIC POWER DISTRIBUTION PLC | SOLAR | PHOTOVOLTAIC | NO | DATA NOT AVAILABLE | DATA NOT AVAILABLE | 4.98 | DATA NOT AVAILABLE | DATA NOT AVAILABLE | DATA NOT AVAILABLE | DATA NOT AVAILABLE | DATA NOT AVAILABLE | DATA NOT AVAILABLE | DATA NOT AVAILABLE | DATA NOT AVAILABLE | DATA NOT AVAILABLE | DATA NOT AVAILABLE | DATA NOT AVAILABLE | DATA NOT AVAILABLE | NO | CONNECTED | 4.731 | 4.731 | 4.98 | 0 | 0 | 2015-12-22 | DATA NOT AVAILABLE | DATA NOT AVAILABLE | DATA NOT AVAILABLE | DATA NOT AVAILABLE | DATA NOT AVAILABLE | DATA NOT AVAILABLE | DATA NOT AVAILABLE | N | DATA NOT AVAILABLE | DATA NOT AVAILABLE | DATA NOT AVAILABLE | DATA NOT AVAILABLE | DATA NOT AVAILABLE | 2022-06-07
2000056421323 | DATA NOT AVAILABLE | TGC SOLAR OAKFIELD LTD | OAKFIELD FARM PV | DATA NOT AVAILABLE | TAPLINS FARM LANE | BASINGSTOKE | HAMPSHIRE | RG27 8SH | ENGLAND | 477391 | 155131 | BRAMLEY (FLEE) | COXMOOR WOOD | HITCHES LANE | 11 | SOUTHERN ELECTRIC POWER DISTRIBUTION PLC | SOLAR | PHOTOVOLTAIC | NO | DATA NOT AVAILABLE | DATA NOT AVAILABLE | 4.26 | DATA NOT AVAILABLE | DATA NOT AVAILABLE | DATA NOT AVAILABLE | DATA NOT AVAILABLE | DATA NOT AVAILABLE | DATA NOT AVAILABLE | DATA NOT AVAILABLE | DATA NOT AVAILABLE | DATA NOT AVAILABLE | DATA NOT AVAILABLE | DATA NOT AVAILABLE | DATA NOT AVAILABLE | NO | CONNECTED | 4.047 | 4.047 | 4.26 | 0.07125 | 0.075 | DATA NOT AVAILABLE | DATA NOT AVAILABLE | DATA NOT AVAILABLE | DATA NOT AVAILABLE | DATA NOT AVAILABLE | DATA NOT AVAILABLE | DATA NOT AVAILABLE | DATA NOT AVAILABLE | N | DATA NOT AVAILABLE | DATA NOT AVAILABLE | DATA NOT AVAILABLE | DATA NOT AVAILABLE | DATA NOT AVAILABLE | 2022-06-07
2000056443220 | DATA NOT AVAILABLE | WOODTOWN SOLAR LIMITED | DATA NOT AVAILABLE | WOODTOWN SOLAR PV LIMITED | CHAPEL LANE | CHRISTCHURCH | DORSET | BH22 8SW | ENGLAND | 409156 | 97807 | MANNINGTON GSP | REDHILL | REDHILL | 11 | SOUTHERN ELECTRIC POWER DISTRIBUTION PLC | SOLAR | PHOTOVOLTAIC | NO | DATA NOT AVAILABLE | DATA NOT AVAILABLE | 3.81 | DATA NOT AVAILABLE | DATA NOT AVAILABLE | DATA NOT AVAILABLE | DATA NOT AVAILABLE | DATA NOT AVAILABLE | DATA NOT AVAILABLE | DATA NOT AVAILABLE | DATA NOT AVAILABLE | DATA NOT AVAILABLE | DATA NOT AVAILABLE | DATA NOT AVAILABLE | DATA NOT AVAILABLE | NO | CONNECTED | 3.6195 | 3.6195 | 3.81 | 0 | 0 | 2015-12-22 | DATA NOT AVAILABLE | DATA NOT AVAILABLE | DATA NOT AVAILABLE | DATA NOT AVAILABLE | DATA NOT AVAILABLE | DATA NOT AVAILABLE | DATA NOT AVAILABLE | N | DATA NOT AVAILABLE | DATA NOT AVAILABLE | DATA NOT AVAILABLE | DATA NOT AVAILABLE | DATA NOT AVAILABLE | 2022-06-07
2000056469185 | DATA NOT AVAILABLE | ANESCO BERRY COURT LIMITED | BERRY COURT PV | DATA NOT AVAILABLE | DATA NOT AVAILABLE | TADLEY | HAMPSHIRE | RG26 5EU | ENGLAND | 461938 | 159221 | BRAMLEY (BASI) | BASINGSTOKE | BERRY COURT FARM PV | 33 | SOUTHERN ELECTRIC POWER DISTRIBUTION PLC | SOLAR | PHOTOVOLTAIC | NO | DATA NOT AVAILABLE | DATA NOT AVAILABLE | 4 | DATA NOT AVAILABLE | DATA NOT AVAILABLE | DATA NOT AVAILABLE | DATA NOT AVAILABLE | DATA NOT AVAILABLE | DATA NOT AVAILABLE | DATA NOT AVAILABLE | DATA NOT AVAILABLE | DATA NOT AVAILABLE | DATA NOT AVAILABLE | DATA NOT AVAILABLE | DATA NOT AVAILABLE | NO | CONNECTED | 3.8 | 3.8 | 4 | 0.095 | 0.1 | 2015-12-16 | DATA NOT AVAILABLE | DATA NOT AVAILABLE | DATA NOT AVAILABLE | DATA NOT AVAILABLE | DATA NOT AVAILABLE | DATA NOT AVAILABLE | DATA NOT AVAILABLE | N | DATA NOT AVAILABLE | DATA NOT AVAILABLE | DATA NOT AVAILABLE | DATA NOT AVAILABLE | DATA NOT AVAILABLE | 2022-06-07
2000056477682 | DATA NOT AVAILABLE | TROWLE SOLAR LIMITED | MANOR COURT FARM PV | DATA NOT AVAILABLE | DATA NOT AVAILABLE | TROWBRIDGE | WILTSHIRE | BA14 9BR | ENGLAND | 383893 | 158353 | MELKSHAM GSP | NORRINGTON | MANOR COURT TROWBRIDGE | 33 | SOUTHERN ELECTRIC POWER DISTRIBUTION PLC | SOLAR | PHOTOVOLTAIC | NO | DATA NOT AVAILABLE | DATA NOT AVAILABLE | 4.4 | DATA NOT AVAILABLE | DATA NOT AVAILABLE | DATA NOT AVAILABLE | DATA NOT AVAILABLE | DATA NOT AVAILABLE | DATA NOT AVAILABLE | DATA NOT AVAILABLE | DATA NOT AVAILABLE | DATA NOT AVAILABLE | DATA NOT AVAILABLE | DATA NOT AVAILABLE | DATA NOT AVAILABLE | NO | CONNECTED | 4.18 | 4.18 | 4.4 | 0.0475 | 0.05 | 2016-01-14 | DATA NOT AVAILABLE | DATA NOT AVAILABLE | DATA NOT AVAILABLE | DATA NOT AVAILABLE | DATA NOT AVAILABLE | DATA NOT AVAILABLE | DATA NOT AVAILABLE | N | DATA NOT AVAILABLE | DATA NOT AVAILABLE | DATA NOT AVAILABLE | DATA NOT AVAILABLE | DATA NOT AVAILABLE | 2022-06-07
2000056520957 | DATA NOT AVAILABLE | TILLINGHAM EXPORT | TILLINGHAM POWER | DATA NOT AVAILABLE | OLD IVELY ROAD | FARNBOROUGH | HAMPSHIRE | GU14 0FE | ENGLAND | 483669 | 154049 | BRAMLEY (FLEE) | PYESTOCK | VICTOR WAY GENERATION | 33 | SOUTHERN ELECTRIC POWER DISTRIBUTION PLC | DATA NOT AVAILABLE | DATA NOT AVAILABLE | NO | DATA NOT AVAILABLE | DATA NOT AVAILABLE | 16 | DATA NOT AVAILABLE | DATA NOT AVAILABLE | DATA NOT AVAILABLE | DATA NOT AVAILABLE | DATA NOT AVAILABLE | DATA NOT AVAILABLE | DATA NOT AVAILABLE | DATA NOT AVAILABLE | DATA NOT AVAILABLE | DATA NOT AVAILABLE | DATA NOT AVAILABLE | DATA NOT AVAILABLE | NO | CONNECTED | 15.2 | 15.2 | 16 | 0 | 0 | 2016-10-29 | DATA NOT AVAILABLE | DATA NOT AVAILABLE | DATA NOT AVAILABLE | DATA NOT AVAILABLE | DATA NOT AVAILABLE | DATA NOT AVAILABLE | DATA NOT AVAILABLE | N | DATA NOT AVAILABLE | DATA NOT AVAILABLE | DATA NOT AVAILABLE | DATA NOT AVAILABLE | DATA NOT AVAILABLE | 2022-06-07
2000056522332 | DATA NOT AVAILABLE | INRG (SOLAR PARKS) 15 LIMITED | LAINS FARM PV | DATA NOT AVAILABLE | DATA NOT AVAILABLE | ANDOVER | HAMPSHIRE | SP11 8PU | ENGLAND | 427233 | 144461 | MELKSHAM GSP | ANDOVER | LAINS FARM PV GEN | 33 | SOUTHERN ELECTRIC POWER DISTRIBUTION PLC | SOLAR | PHOTOVOLTAIC | NO | DATA NOT AVAILABLE | DATA NOT AVAILABLE | 3.5 | DATA NOT AVAILABLE | DATA NOT AVAILABLE | DATA NOT AVAILABLE | DATA NOT AVAILABLE | DATA NOT AVAILABLE | DATA NOT AVAILABLE | DATA NOT AVAILABLE | DATA NOT AVAILABLE | DATA NOT AVAILABLE | DATA NOT AVAILABLE | DATA NOT AVAILABLE | DATA NOT AVAILABLE | NO | CONNECTED | 3.325 | 3.325 | 3.5 | 0.05225 | 0.055 | 2016-03-23 | DATA NOT AVAILABLE | DATA NOT AVAILABLE | DATA NOT AVAILABLE | DATA NOT AVAILABLE | DATA NOT AVAILABLE | DATA NOT AVAILABLE | DATA NOT AVAILABLE | N | DATA NOT AVAILABLE | DATA NOT AVAILABLE | DATA NOT AVAILABLE | DATA NOT AVAILABLE | DATA NOT AVAILABLE | 2022-06-07
2000056527562 | DATA NOT AVAILABLE | COWDOWN RENEWABLES LTD | DATA NOT AVAILABLE | COWDOWN LANE | DATA NOT AVAILABLE | ANDOVER | HAMPSHIRE | SP11 6LE | ENGLAND | 438471 | 144096 | MELKSHAM GSP | ANDOVER | WHERWELL PV GEN | 33 | SOUTHERN ELECTRIC POWER DISTRIBUTION PLC | SOLAR | PHOTOVOLTAIC | NO | DATA NOT AVAILABLE | DATA NOT AVAILABLE | 45 | DATA NOT AVAILABLE | DATA NOT AVAILABLE | DATA NOT AVAILABLE | DATA NOT AVAILABLE | DATA NOT AVAILABLE | DATA NOT AVAILABLE | DATA NOT AVAILABLE | DATA NOT AVAILABLE | DATA NOT AVAILABLE | DATA NOT AVAILABLE | DATA NOT AVAILABLE | DATA NOT AVAILABLE | NO | CONNECTED | 30.4 | 30.4 | 32 | 0 | 0 | 2016-03-22 | DATA NOT AVAILABLE | DATA NOT AVAILABLE | DATA NOT AVAILABLE | DATA NOT AVAILABLE | DATA NOT AVAILABLE | DATA NOT AVAILABLE | DATA NOT AVAILABLE | N | DATA NOT AVAILABLE | DATA NOT AVAILABLE | DATA NOT AVAILABLE | DATA NOT AVAILABLE | DATA NOT AVAILABLE | 2022-06-07
2000056537222 | DATA NOT AVAILABLE | FIVE OAKS SOLAR FARM LIMITED | DATA NOT AVAILABLE | DATA NOT AVAILABLE | DATA NOT AVAILABLE | BILLINGSHURST | WEST SUSSEX | RH14 9AG | ENGLAND | 509724 | 128247 | BRAMLEY (FLEE) | FERNHURST | FIVE OAKS FARM PV | 33 | SOUTHERN ELECTRIC POWER DISTRIBUTION PLC | SOLAR | PHOTOVOLTAIC | NO | DATA NOT AVAILABLE | DATA NOT AVAILABLE | 5 | DATA NOT AVAILABLE | DATA NOT AVAILABLE | DATA NOT AVAILABLE | DATA NOT AVAILABLE | DATA NOT AVAILABLE | DATA NOT AVAILABLE | DATA NOT AVAILABLE | DATA NOT AVAILABLE | DATA NOT AVAILABLE | DATA NOT AVAILABLE | DATA NOT AVAILABLE | DATA NOT AVAILABLE | NO | CONNECTED | 3.9045 | 3.9045 | 4.11 | 0 | 0 | 2016-03-31 | DATA NOT AVAILABLE | DATA NOT AVAILABLE | DATA NOT AVAILABLE | DATA NOT AVAILABLE | DATA NOT AVAILABLE | DATA NOT AVAILABLE | DATA NOT AVAILABLE | N | DATA NOT AVAILABLE | DATA NOT AVAILABLE | DATA NOT AVAILABLE | DATA NOT AVAILABLE | DATA NOT AVAILABLE | 2022-06-07
2000056705144 | DATA NOT AVAILABLE | WARREN SOLAR LIMITED | WARREN FARM PV | DATA NOT AVAILABLE | HIGHWOOD | ROMSEY | HAMPSHIRE | SO51 9AG | ENGLAND | 437906 | 121342 | DATA NOT AVAILABLE | DATA NOT AVAILABLE | WARREN FARM NORTH BAD PV | 33 | SOUTHERN ELECTRIC POWER DISTRIBUTION PLC | SOLAR | PHOTOVOLTAIC | NO | DATA NOT AVAILABLE | DATA NOT AVAILABLE | 4.999 | DATA NOT AVAILABLE | DATA NOT AVAILABLE | DATA NOT AVAILABLE | DATA NOT AVAILABLE | DATA NOT AVAILABLE | DATA NOT AVAILABLE | DATA NOT AVAILABLE | DATA NOT AVAILABLE | DATA NOT AVAILABLE | DATA NOT AVAILABLE | DATA NOT AVAILABLE | DATA NOT AVAILABLE | NO | CONNECTED | 4.7491 | 4.7491 | 4.999 | 0 | 0 | 2016-08-31 | DATA NOT AVAILABLE | DATA NOT AVAILABLE | DATA NOT AVAILABLE | DATA NOT AVAILABLE | DATA NOT AVAILABLE | DATA NOT AVAILABLE | DATA NOT AVAILABLE | N | DATA NOT AVAILABLE | DATA NOT AVAILABLE | DATA NOT AVAILABLE | DATA NOT AVAILABLE | DATA NOT AVAILABLE | 2022-06-07
2000056792661 | DATA NOT AVAILABLE | BISHOPS WALTHAM | DATA NOT AVAILABLE | DATA NOT AVAILABLE | DATA NOT AVAILABLE | SOUTHAMPTON | HAMPSHIRE | SO32 2LN | ENGLAND | 455838 | 115834 | BOTLEY WOOD GSP | NETLEY COMMON | BISHOPS WALTHAM PV | 33 | SOUTHERN ELECTRIC POWER DISTRIBUTION PLC | DATA NOT AVAILABLE | DATA NOT AVAILABLE | NO | DATA NOT AVAILABLE | DATA NOT AVAILABLE | DATA NOT AVAILABLE | DATA NOT AVAILABLE | DATA NOT AVAILABLE | DATA NOT AVAILABLE | DATA NOT AVAILABLE | DATA NOT AVAILABLE | DATA NOT AVAILABLE | DATA NOT AVAILABLE | DATA NOT AVAILABLE | DATA NOT AVAILABLE | DATA NOT AVAILABLE | DATA NOT AVAILABLE | DATA NOT AVAILABLE | NO | CONNECTED | 11.4 | 11.4 | 12 | DATA NOT AVAILABLE | DATA NOT AVAILABLE | DATA NOT AVAILABLE | DATA NOT AVAILABLE | DATA NOT AVAILABLE | DATA NOT AVAILABLE | DATA NOT AVAILABLE | DATA NOT AVAILABLE | DATA NOT AVAILABLE | DATA NOT AVAILABLE | N | DATA NOT AVAILABLE | DATA NOT AVAILABLE | DATA NOT AVAILABLE | DATA NOT AVAILABLE | DATA NOT AVAILABLE | 2022-06-07
2000056873498 | DATA NOT AVAILABLE | BROOK HALL FARM BATTERY | BROOK FARM PV | DATA NOT AVAILABLE | DATA NOT AVAILABLE | TROWBRIDGE | WILTSHIRE | BA14 9BT | ENGLAND | 383864 | 156722 | MELKSHAM GSP | FROME | DATA NOT AVAILABLE | DATA NOT AVAILABLE | SOUTHERN ELECTRIC POWER DISTRIBUTION PLC | SOLAR | PHOTOVOLTAIC | NO | DATA NOT AVAILABLE | DATA NOT AVAILABLE | DATA NOT AVAILABLE | STORED ENERGY (ALL STORED ENERGY IRRESPECTVE OF THE ORIGINAL ENERGY SOURCE) | STORAGE - ELECTROCHEMICAL (BATTERIES) | DATA NOT AVAILABLE | DATA NOT AVAILABLE | DATA NOT AVAILABLE | DATA NOT AVAILABLE | DATA NOT AVAILABLE | DATA NOT AVAILABLE | DATA NOT AVAILABLE | DATA NOT AVAILABLE | DATA NOT AVAILABLE | DATA NOT AVAILABLE | NO | CONNECTED | 3.8 | 3.8 | 4 | DATA NOT AVAILABLE | DATA NOT AVAILABLE | DATA NOT AVAILABLE | DATA NOT AVAILABLE | DATA NOT AVAILABLE | DATA NOT AVAILABLE | DATA NOT AVAILABLE | DATA NOT AVAILABLE | DATA NOT AVAILABLE | DATA NOT AVAILABLE | N | DATA NOT AVAILABLE | DATA NOT AVAILABLE | DATA NOT AVAILABLE | DATA NOT AVAILABLE | DATA NOT AVAILABLE | 2022-06-07
2000056873530 | DATA NOT AVAILABLE | HUNGERFORD SOLAR PROJECTS LIMITED | HUNGERFORD FARM PV | DATA NOT AVAILABLE | DATA NOT AVAILABLE | HOOK | HAMPSHIRE | RG27 8SW | ENGLAND | 478178 | 153999 | BRAMLEY (FLEE) | COXMOOR WOOD | HUNGERFORD PV | 33 | SOUTHERN ELECTRIC POWER DISTRIBUTION PLC | SOLAR | PHOTOVOLTAIC | NO | DATA NOT AVAILABLE | DATA NOT AVAILABLE | DATA NOT AVAILABLE | DATA NOT AVAILABLE | DATA NOT AVAILABLE | DATA NOT AVAILABLE | DATA NOT AVAILABLE | DATA NOT AVAILABLE | DATA NOT AVAILABLE | DATA NOT AVAILABLE | DATA NOT AVAILABLE | DATA NOT AVAILABLE | DATA NOT AVAILABLE | DATA NOT AVAILABLE | DATA NOT AVAILABLE | NO | CONNECTED | 4.75 | 4.75 | 5 | DATA NOT AVAILABLE | DATA NOT AVAILABLE | DATA NOT AVAILABLE | DATA NOT AVAILABLE | DATA NOT AVAILABLE | DATA NOT AVAILABLE | DATA NOT AVAILABLE | DATA NOT AVAILABLE | DATA NOT AVAILABLE | DATA NOT AVAILABLE | N | DATA NOT AVAILABLE | DATA NOT AVAILABLE | DATA NOT AVAILABLE | DATA NOT AVAILABLE | DATA NOT AVAILABLE | 2022-06-07
2000057777371 | DATA NOT AVAILABLE | CENTRIC POWER IMPORT | UNIT 2 | DATA NOT AVAILABLE | DATA NOT AVAILABLE | ANDOVER | HAMPSHIRE | SP11 8BF | ENGLAND | 433671 | 145786 | MELKSHAM GSP | ANDOVER | PORTWAY | 11 | SOUTHERN ELECTRIC POWER DISTRIBUTION PLC | DATA NOT AVAILABLE | DATA NOT AVAILABLE | NO | DATA NOT AVAILABLE | DATA NOT AVAILABLE | 4 | DATA NOT AVAILABLE | DATA NOT AVAILABLE | DATA NOT AVAILABLE | DATA NOT AVAILABLE | DATA NOT AVAILABLE | DATA NOT AVAILABLE | DATA NOT AVAILABLE | DATA NOT AVAILABLE | DATA NOT AVAILABLE | DATA NOT AVAILABLE | DATA NOT AVAILABLE | DATA NOT AVAILABLE | NO | CONNECTED | 3.8494 | 3.8494 | 4.052 | 0.4218 | 0.444 | DATA NOT AVAILABLE | DATA NOT AVAILABLE | DATA NOT AVAILABLE | DATA NOT AVAILABLE | DATA NOT AVAILABLE | DATA NOT AVAILABLE | DATA NOT AVAILABLE | DATA NOT AVAILABLE | N | DATA NOT AVAILABLE | DATA NOT AVAILABLE | DATA NOT AVAILABLE | DATA NOT AVAILABLE | DATA NOT AVAILABLE | 2022-06-07
2000057983847 | DATA NOT AVAILABLE | MINETY SOUTH STORAGE EXPORT | PURLIEUS BATTERY STORAGE | IMPORT/EXPORT | PURLIEUS FARM | MALMESBURY | WILTSHIRE | SN16 9PL | ENGLAND | 401398 | 190946 | MINETY GSP | DATA NOT APPLICABLE | MINETY BATTERY STORAGE | 132 | SOUTHERN ELECTRIC POWER DISTRIBUTION PLC | STORED ENERGY (ALL STORED ENERGY IRRESPECTVE OF THE ORIGINAL ENERGY SOURCE) | STORAGE - ELECTROCHEMICAL (BATTERIES) | NO | DATA NOT AVAILABLE | DATA NOT AVAILABLE | 105.2 | DATA NOT AVAILABLE | DATA NOT AVAILABLE | DATA NOT AVAILABLE | DATA NOT AVAILABLE | DATA NOT AVAILABLE | DATA NOT AVAILABLE | DATA NOT AVAILABLE | DATA NOT AVAILABLE | DATA NOT AVAILABLE | DATA NOT AVAILABLE | DATA NOT AVAILABLE | DATA NOT AVAILABLE | NO | CONNECTED | 94.9905 | 94.9905 | 99.99 | 99.94 | 105.2 | 2022-01-07 | DATA NOT AVAILABLE | DATA NOT AVAILABLE | DATA NOT AVAILABLE | DATA NOT AVAILABLE | DATA NOT AVAILABLE | DATA NOT AVAILABLE | DATA NOT AVAILABLE | N | DATA NOT AVAILABLE | DATA NOT AVAILABLE | DATA NOT AVAILABLE | DATA NOT AVAILABLE | DATA NOT AVAILABLE | 2022-06-07
2000058016515 | DATA NOT AVAILABLE | FRIMLEY HEALTH NHS FOUNDATION TRUST | DATA NOT AVAILABLE | WEXHAM PARK HOSPITAL IMPORT/EXPORT | WEXHAM STREET | SLOUGH | SLOUGH | SL2 4HL | ENGLAND | 499011 | 182419 | IVER 132KV | CHALVEY | PETERSFIELD AVENUE | 11 | SOUTHERN ELECTRIC POWER DISTRIBUTION PLC | DATA NOT AVAILABLE | DATA NOT AVAILABLE | NO | DATA NOT AVAILABLE | DATA NOT AVAILABLE | DATA NOT AVAILABLE | DATA NOT AVAILABLE | DATA NOT AVAILABLE | DATA NOT AVAILABLE | DATA NOT AVAILABLE | DATA NOT AVAILABLE | DATA NOT AVAILABLE | DATA NOT AVAILABLE | DATA NOT AVAILABLE | DATA NOT AVAILABLE | DATA NOT AVAILABLE | DATA NOT AVAILABLE | DATA NOT AVAILABLE | NO | CONNECTED | 1.9 | 1.9 | 2 | DATA NOT AVAILABLE | DATA NOT AVAILABLE | DATA NOT AVAILABLE | DATA NOT AVAILABLE | DATA NOT AVAILABLE | DATA NOT AVAILABLE | DATA NOT AVAILABLE | DATA NOT AVAILABLE | DATA NOT AVAILABLE | DATA NOT AVAILABLE | N | DATA NOT AVAILABLE | DATA NOT AVAILABLE | DATA NOT AVAILABLE | DATA NOT AVAILABLE | DATA NOT AVAILABLE | 2022-06-07
2000057906657 | DATA NOT AVAILABLE | RAY VALLEY SOLAR LIMITED | CALCUTT SOLAR PV | DATA NOT AVAILABLE | DATA NOT AVAILABLE | ARNCOTT | BICESTER | OX25 1NX | ENGLAND | 460684 | 218133 | COWLEY GSP | HEADINGTON | CALCUTT PV GENERATION | 33 | SOUTHERN ELECTRIC POWER DISTRIBUTION PLC | DATA NOT AVAILABLE | DATA NOT AVAILABLE | NO | DATA NOT AVAILABLE | DATA NOT AVAILABLE | DATA NOT AVAILABLE | DATA NOT AVAILABLE | DATA NOT AVAILABLE | DATA NOT AVAILABLE | DATA NOT AVAILABLE | DATA NOT AVAILABLE | DATA NOT AVAILABLE | DATA NOT AVAILABLE | DATA NOT AVAILABLE | DATA NOT AVAILABLE | DATA NOT AVAILABLE | DATA NOT AVAILABLE | DATA NOT AVAILABLE | NO | CONNECTED | 12.35 | 12.35 | 13 | DATA NOT AVAILABLE | DATA NOT AVAILABLE | DATA NOT AVAILABLE | DATA NOT AVAILABLE | DATA NOT AVAILABLE | DATA NOT AVAILABLE | DATA NOT AVAILABLE | DATA NOT AVAILABLE | DATA NOT AVAILABLE | DATA NOT AVAILABLE | N | DATA NOT AVAILABLE | DATA NOT AVAILABLE | DATA NOT AVAILABLE | DATA NOT AVAILABLE | DATA NOT AVAILABLE | 2022-09-07
2000060019385 | DATA NOT AVAILABLE | CIRENCESTER SOLAR FARM EXPORT | CIRENCESTER PV | DATA NOT AVAILABLE | WITPIT LANE | CIRENCESTER | GLOUCESTERSHIRE | GL7 5RP | ENGLAND | 405926 | 201833 | MINETY GSP | CIRENCESTER | CIRENCESTER PV GENERATION | 33 | SOUTHERN ELECTRIC POWER DISTRIBUTION PLC | DATA NOT AVAILABLE | DATA NOT AVAILABLE | NO | DATA NOT AVAILABLE | DATA NOT AVAILABLE | DATA NOT AVAILABLE | DATA NOT AVAILABLE | DATA NOT AVAILABLE | DATA NOT AVAILABLE | DATA NOT AVAILABLE | DATA NOT AVAILABLE | DATA NOT AVAILABLE | DATA NOT AVAILABLE | DATA NOT AVAILABLE | DATA NOT AVAILABLE | DATA NOT AVAILABLE | DATA NOT AVAILABLE | DATA NOT AVAILABLE | NO | CONNECTED | 9.5 | 9.5 | 10 | DATA NOT AVAILABLE | DATA NOT AVAILABLE | DATA NOT AVAILABLE | DATA NOT AVAILABLE | DATA NOT AVAILABLE | DATA NOT AVAILABLE | DATA NOT AVAILABLE | DATA NOT AVAILABLE | DATA NOT AVAILABLE | DATA NOT AVAILABLE | N | DATA NOT AVAILABLE | DATA NOT AVAILABLE | DATA NOT AVAILABLE | DATA NOT AVAILABLE | DATA NOT AVAILABLE | 2022-09-07
1700053366421 | DATA NOT AVAILABLE | CHAORAINN HYDRO LTD | IMPORT/EXPORT | DATA NOT AVAILABLE | ALLT A CHAORAINN HYDRO | BALLACHULISH | INVERNESS | PH49 4JA | SCOTLAND | 214306 | 748322 | KINLOCHLEVEN | DATA NOT APPLICABLE | KINLOCHLEVEN | 11 | SCOTTISH HYDRO ELECTRIC POWER DISTRIBUTION PLC | HYDRO (TO BE CONFIRMED) | HYDRO POWER SYSTEM | NO | DATA NOT AVAILABLE | DATA NOT AVAILABLE | 1.36 | DATA NOT AVAILABLE | DATA NOT AVAILABLE | DATA NOT AVAILABLE | DATA NOT AVAILABLE | DATA NOT AVAILABLE | DATA NOT AVAILABLE | DATA NOT AVAILABLE | DATA NOT AVAILABLE | DATA NOT AVAILABLE | DATA NOT AVAILABLE | DATA NOT AVAILABLE | DATA NOT AVAILABLE | DATA NOT AVAILABLE | CONNECTED | 1.292 | 1.292 | 1.36 | 0.01425 | 0.015 | DATA NOT AVAILABLE | DATA NOT AVAILABLE | DATA NOT AVAILABLE | DATA NOT AVAILABLE | DATA NOT AVAILABLE | DATA NOT AVAILABLE | DATA NOT AVAILABLE | DATA NOT AVAILABLE | N | DATA NOT AVAILABLE | DATA NOT AVAILABLE | DATA NOT AVAILABLE | DATA NOT AVAILABLE | DATA NOT AVAILABLE | 2022-12-06
1700053366468 | DATA NOT AVAILABLE | MHEURAN HYDRO LTD | IMPORT/EXPORT | DATA NOT AVAILABLE | ALLT MHEURAN HYDRO | BALLACHULISH | INVERNESS | PH49 4JA | SCOTLAND | 214306 | 748322 | KINLOCHLEVEN | DATA NOT APPLICABLE | KINLOCHLEVEN | 11 | SCOTTISH HYDRO ELECTRIC POWER DISTRIBUTION PLC | HYDRO (TO BE CONFIRMED) | HYDRO POWER SYSTEM | NO | DATA NOT AVAILABLE | DATA NOT AVAILABLE | 1.36 | DATA NOT AVAILABLE | DATA NOT AVAILABLE | DATA NOT AVAILABLE | DATA NOT AVAILABLE | DATA NOT AVAILABLE | DATA NOT AVAILABLE | DATA NOT AVAILABLE | DATA NOT AVAILABLE | DATA NOT AVAILABLE | DATA NOT AVAILABLE | DATA NOT AVAILABLE | DATA NOT AVAILABLE | DATA NOT AVAILABLE | CONNECTED | 1.292 | 1.292 | 1.36 | 0.01425 | 0.015 | DATA NOT AVAILABLE | DATA NOT AVAILABLE | DATA NOT AVAILABLE | DATA NOT AVAILABLE | DATA NOT AVAILABLE | DATA NOT AVAILABLE | DATA NOT AVAILABLE | DATA NOT AVAILABLE | N | DATA NOT AVAILABLE | DATA NOT AVAILABLE | DATA NOT AVAILABLE | DATA NOT AVAILABLE | DATA NOT AVAILABLE | 2022-12-06
1700060004314 | DATA NOT AVAILABLE | SUSI EELPOWER DUNSINANE LIMITED | DUNSINANE BATTERY | DATA NOT AVAILABLE | LAND OFF DUNSINMORE AVENUE | DUNDEE | DUNDEE | DD2 3ED | SCOTLAND | 337824 | 732514 | LYNDHURST | DATA NOT APPLICABLE | LYNDHURST GRID | 33 | SCOTTISH HYDRO ELECTRIC POWER DISTRIBUTION PLC | STORED ENERGY (ALL STORED ENERGY IRRESPECTVE OF THE ORIGINAL ENERGY SOURCE) | STORAGE - ELECTROCHEMICAL (BATTERIES) | NO | DATA NOT AVAILABLE | DATA NOT AVAILABLE | 49.9 | DATA NOT AVAILABLE | DATA NOT AVAILABLE | DATA NOT AVAILABLE | DATA NOT AVAILABLE | DATA NOT AVAILABLE | DATA NOT AVAILABLE | DATA NOT AVAILABLE | DATA NOT AVAILABLE | DATA NOT AVAILABLE | DATA NOT AVAILABLE | DATA NOT AVAILABLE | DATA NOT AVAILABLE | DATA NOT AVAILABLE | CONNECTED | 47.405 | 47.405 | 49.9 | 47.405 | 49.9 | DATA NOT AVAILABLE | DATA NOT AVAILABLE | DATA NOT AVAILABLE | DATA NOT AVAILABLE | DATA NOT AVAILABLE | DATA NOT AVAILABLE | DATA NOT AVAILABLE | DATA NOT AVAILABLE | N | DATA NOT AVAILABLE | DATA NOT AVAILABLE | DATA NOT AVAILABLE | DATA NOT AVAILABLE | DATA NOT AVAILABLE | 2022-12-06
2000055415277 | DATA NOT AVAILABLE | LORA SOLAR LIMITED C/O LIGHTSOURCE ASSET MANAGEMENT LIMITED | LANGLEY SOLAR PARK | DATA NOT AVAILABLE | DATA NOT AVAILABLE | SOUTHAMPTON | HAMPSHIRE | SO45 1YH | ENGLAND | 445476 | 101557 | FAWLEY GSP | LANGLEY | LANGLEY | 11 | SOUTHERN ELECTRIC POWER DISTRIBUTION PLC | SOLAR | PHOTOVOLTAIC | NO | DATA NOT AVAILABLE | DATA NOT AVAILABLE | DATA NOT AVAILABLE | DATA NOT AVAILABLE | DATA NOT AVAILABLE | DATA NOT AVAILABLE | DATA NOT AVAILABLE | DATA NOT AVAILABLE | DATA NOT AVAILABLE | DATA NOT AVAILABLE | DATA NOT AVAILABLE | DATA NOT AVAILABLE | DATA NOT AVAILABLE | DATA NOT AVAILABLE | DATA NOT AVAILABLE | DATA NOT AVAILABLE | CONNECTED | 4.75 | 4.75 | 5 | DATA NOT AVAILABLE | DATA NOT AVAILABLE | DATA NOT AVAILABLE | DATA NOT AVAILABLE | DATA NOT AVAILABLE | DATA NOT AVAILABLE | DATA NOT AVAILABLE | DATA NOT AVAILABLE | DATA NOT AVAILABLE | DATA NOT AVAILABLE | N | DATA NOT AVAILABLE | DATA NOT AVAILABLE | DATA NOT AVAILABLE | DATA NOT AVAILABLE | DATA NOT AVAILABLE | 2022-12-06
2000060002034 | DATA NOT AVAILABLE | CONRAD (YEOVIL) LIMITED | DATA NOT AVAILABLE | YEOVIL FLEXIBLE GAS GENERATING PLANT | OXFORD ROAD | YEOVIL | SOMERSET | BA21 5HA | ENGLAND | 357498 | 116653 | AXMINSTER | YEOVIL | YEOVIL | 11 | SOUTHERN ELECTRIC POWER DISTRIBUTION PLC | DATA NOT AVAILABLE | DATA NOT AVAILABLE | NO | DATA NOT AVAILABLE | DATA NOT AVAILABLE | 16.01 | DATA NOT AVAILABLE | DATA NOT AVAILABLE | DATA NOT AVAILABLE | DATA NOT AVAILABLE | DATA NOT AVAILABLE | DATA NOT AVAILABLE | DATA NOT AVAILABLE | DATA NOT AVAILABLE | DATA NOT AVAILABLE | DATA NOT AVAILABLE | DATA NOT AVAILABLE | DATA NOT AVAILABLE | DATA NOT AVAILABLE | CONNECTED | 15.2095 | 15.2095 | 16.01 | 0.3325 | 0.35 | DATA NOT AVAILABLE | DATA NOT AVAILABLE | DATA NOT AVAILABLE | DATA NOT AVAILABLE | DATA NOT AVAILABLE | DATA NOT AVAILABLE | DATA NOT AVAILABLE | DATA NOT AVAILABLE | N | DATA NOT AVAILABLE | DATA NOT AVAILABLE | DATA NOT AVAILABLE | DATA NOT AVAILABLE | DATA NOT AVAILABLE | 2022-12-06
2000060018150 | DATA NOT AVAILABLE | WSE ARBORFIELD LIMITED | ARBORFIELD PV | DATA NOT AVAILABLE | SWALLOWFIELD ROAD | WOKINGHAM | BERKSHIRE | RG2 9JX | ENGLAND | 475283 | 166175 | BRAMLEY (FLEE) | READING | ARBORFIELD PV | 33 | SOUTHERN ELECTRIC POWER DISTRIBUTION PLC | SOLAR | PHOTOVOLTAIC | NO | DATA NOT AVAILABLE | DATA NOT AVAILABLE | DATA NOT AVAILABLE | DATA NOT AVAILABLE | DATA NOT AVAILABLE | DATA NOT AVAILABLE | DATA NOT AVAILABLE | DATA NOT AVAILABLE | DATA NOT AVAILABLE | DATA NOT AVAILABLE | DATA NOT AVAILABLE | DATA NOT AVAILABLE | DATA NOT AVAILABLE | DATA NOT AVAILABLE | DATA NOT AVAILABLE | DATA NOT AVAILABLE | CONNECTED | 10.45 | 10.45 | 11 | DATA NOT AVAILABLE | DATA NOT AVAILABLE | DATA NOT AVAILABLE | DATA NOT AVAILABLE | DATA NOT AVAILABLE | DATA NOT AVAILABLE | DATA NOT AVAILABLE | DATA NOT AVAILABLE | DATA NOT AVAILABLE | DATA NOT AVAILABLE | N | DATA NOT AVAILABLE | DATA NOT AVAILABLE | DATA NOT AVAILABLE | DATA NOT AVAILABLE | DATA NOT AVAILABLE | 2022-12-06
1700060022759 | DATA NOT AVAILABLE | ALLT NA MOINE HYDRO LIMITED | DATA NOT AVAILABLE | ALLT NA MOINE HYDRO | KALNAKIL | ROSS-SHIRE | ARGYLL | IV54 8XL | SCOTLAND | 169259 | 854598 | BROADFORD | DATA NOT APPLICABLE | BROADFORD | 11 | SCOTTISH HYDRO ELECTRIC POWER DISTRIBUTION PLC | HYDRO (TO BE CONFIRMED) | HYDRO POWER SYSTEM | NO | DATA NOT AVAILABLE | DATA NOT AVAILABLE | 1.99 | DATA NOT AVAILABLE | DATA NOT AVAILABLE | DATA NOT AVAILABLE | DATA NOT AVAILABLE | DATA NOT AVAILABLE | DATA NOT AVAILABLE | DATA NOT AVAILABLE | DATA NOT AVAILABLE | DATA NOT AVAILABLE | DATA NOT AVAILABLE | DATA NOT AVAILABLE | DATA NOT AVAILABLE | DATA NOT AVAILABLE | CONNECTED | 1.8905 | 1.8905 | 1.99 | 0.0095 | 0.01 | 2022-12-12 | DATA NOT AVAILABLE | DATA NOT AVAILABLE | DATA NOT AVAILABLE | DATA NOT AVAILABLE | DATA NOT AVAILABLE | DATA NOT AVAILABLE | DATA NOT AVAILABLE | N | DATA NOT AVAILABLE | DATA NOT AVAILABLE | DATA NOT AVAILABLE | DATA NOT AVAILABLE | DATA NOT AVAILABLE | 2023-03-08
1700060033281 | DATA NOT AVAILABLE | COOP PPA SITES | DRAGON HALL FARM PV | IMPORT/EXPORT | PADANARAM | ANGUS | ARGYLL | DD8 1PT | SCOTLAND | 342848 | 751479 | LUNANHEAD | DATA NOT APPLICABLE | LUNANHEAD | 11 | SCOTTISH HYDRO ELECTRIC POWER DISTRIBUTION PLC | SOLAR | PHOTOVOLTAIC | NO | DATA NOT AVAILABLE | DATA NOT AVAILABLE | 5 | DATA NOT AVAILABLE | DATA NOT AVAILABLE | DATA NOT AVAILABLE | DATA NOT AVAILABLE | DATA NOT AVAILABLE | DATA NOT AVAILABLE | DATA NOT AVAILABLE | DATA NOT AVAILABLE | DATA NOT AVAILABLE | DATA NOT AVAILABLE | DATA NOT AVAILABLE | DATA NOT AVAILABLE | DATA NOT AVAILABLE | CONNECTED | 4.75 | 4.75 | 5 | 0.0475 | 0.05 | 2023-01-06 | DATA NOT AVAILABLE | DATA NOT AVAILABLE | DATA NOT AVAILABLE | DATA NOT AVAILABLE | DATA NOT AVAILABLE | DATA NOT AVAILABLE | DATA NOT AVAILABLE | N | DATA NOT AVAILABLE | DATA NOT AVAILABLE | DATA NOT AVAILABLE | DATA NOT AVAILABLE | DATA NOT AVAILABLE | 2023-03-08
2000060051342 | DATA NOT AVAILABLE | DAVE KING | NEWLANDS FARM | DATA NOT AVAILABLE | TANNERS LANE | FAREHAM | HAMPSHIRE | PO14 2HT | ENGLAND | 456100 | 104426 | LOVEDEAN GSP | FAREHAM | NEWLANDS FARM BATTERY STORAGE | 33 | SOUTHERN ELECTRIC POWER DISTRIBUTION PLC | DATA NOT AVAILABLE | DATA NOT AVAILABLE | NO | DATA NOT AVAILABLE | DATA NOT AVAILABLE | DATA NOT AVAILABLE | DATA NOT AVAILABLE | DATA NOT AVAILABLE | DATA NOT AVAILABLE | DATA NOT AVAILABLE | DATA NOT AVAILABLE | DATA NOT AVAILABLE | DATA NOT AVAILABLE | DATA NOT AVAILABLE | DATA NOT AVAILABLE | DATA NOT AVAILABLE | DATA NOT AVAILABLE | DATA NOT AVAILABLE | DATA NOT AVAILABLE | CONNECTED | 19.9975 | 19.9975 | 21.05 | DATA NOT AVAILABLE | DATA NOT AVAILABLE | DATA NOT AVAILABLE | DATA NOT AVAILABLE | DATA NOT AVAILABLE | DATA NOT AVAILABLE | DATA NOT AVAILABLE | DATA NOT AVAILABLE | DATA NOT AVAILABLE | DATA NOT AVAILABLE | N | DATA NOT AVAILABLE | DATA NOT AVAILABLE | DATA NOT AVAILABLE | DATA NOT AVAILABLE | DATA NOT AVAILABLE | 2023-03-08
2000060085731 | DATA NOT AVAILABLE | THREE MAIDS RENEWABLE ENERGY LIMITED | THREE MAIDS HILL PV | IMPORT/EXPORT | DATA NOT AVAILABLE | WINCHESTER | HAMPSHIRE | S021 2QU | ENGLAND | 446198 | 135133 | NURSLING GSP | WINCHESTER | THREE MAIDS HILL PV | 33 | SOUTHERN ELECTRIC POWER DISTRIBUTION PLC | SOLAR | PHOTOVOLTAIC | NO | DATA NOT AVAILABLE | DATA NOT AVAILABLE | DATA NOT AVAILABLE | DATA NOT AVAILABLE | DATA NOT AVAILABLE | DATA NOT AVAILABLE | DATA NOT AVAILABLE | DATA NOT AVAILABLE | DATA NOT AVAILABLE | DATA NOT AVAILABLE | DATA NOT AVAILABLE | DATA NOT AVAILABLE | DATA NOT AVAILABLE | DATA NOT AVAILABLE | DATA NOT AVAILABLE | DATA NOT AVAILABLE | CONNECTED | 23.75 | 23.75 | 25 | DATA NOT AVAILABLE | DATA NOT AVAILABLE | DATA NOT AVAILABLE | DATA NOT AVAILABLE | DATA NOT AVAILABLE | DATA NOT AVAILABLE | DATA NOT AVAILABLE | DATA NOT AVAILABLE | DATA NOT AVAILABLE | DATA NOT AVAILABLE | N | DATA NOT AVAILABLE | DATA NOT AVAILABLE | DATA NOT AVAILABLE | DATA NOT AVAILABLE | DATA NOT AVAILABLE | 2023-03-08
2000060127123 | DATA NOT AVAILABLE | SUSI EELPOWER WINCHESTER LIMITED | ST LAND ADJ | TO B3DATA NOT AVAILABLE49 | DATA NOT AVAILABLE | STOCKBRIDGE ROAD | ARGYLL | DATA NOT AVAILABLE | ENGLAND | 446000 | 128600 | NURSLING GSP | WINCHESTER | HARESTOCK BATTERY STORAGE | 132 | SOUTHERN ELECTRIC POWER DISTRIBUTION PLC | DATA NOT AVAILABLE | DATA NOT AVAILABLE | NO | DATA NOT AVAILABLE | DATA NOT AVAILABLE | DATA NOT AVAILABLE | DATA NOT AVAILABLE | DATA NOT AVAILABLE | DATA NOT AVAILABLE | DATA NOT AVAILABLE | DATA NOT AVAILABLE | DATA NOT AVAILABLE | DATA NOT AVAILABLE | DATA NOT AVAILABLE | DATA NOT AVAILABLE | DATA NOT AVAILABLE | DATA NOT AVAILABLE | DATA NOT AVAILABLE | DATA NOT AVAILABLE | CONNECTED | 9.5 | 9.5 | 10 | DATA NOT AVAILABLE | DATA NOT AVAILABLE | DATA NOT AVAILABLE | DATA NOT AVAILABLE | DATA NOT AVAILABLE | DATA NOT AVAILABLE | DATA NOT AVAILABLE | DATA NOT AVAILABLE | DATA NOT AVAILABLE | DATA NOT AVAILABLE | N | DATA NOT AVAILABLE | DATA NOT AVAILABLE | DATA NOT AVAILABLE | DATA NOT AVAILABLE | DATA NOT AVAILABLE | 2023-03-08
2000060138091 | DATA NOT AVAILABLE | CITY OF LONDON | SOUTH SOLAR FARM | DATA NOT AVAILABLE | SPETISBURY | BOURNEMOUTH | DORSET | DATA NOT AVAILABLE | ENGLAND | DATA NOT AVAILABLE | DATA NOT AVAILABLE | MANNINGTON GSP | DATA NOT APPLICABLE | SOUTH FARM PV GENERATION | 33 | SOUTHERN ELECTRIC POWER DISTRIBUTION PLC | SOLAR | PHOTOVOLTAIC | NO | DATA NOT AVAILABLE | DATA NOT AVAILABLE | 40 | DATA NOT AVAILABLE | DATA NOT AVAILABLE | DATA NOT AVAILABLE | DATA NOT AVAILABLE | DATA NOT AVAILABLE | DATA NOT AVAILABLE | DATA NOT AVAILABLE | DATA NOT AVAILABLE | DATA NOT AVAILABLE | DATA NOT AVAILABLE | DATA NOT AVAILABLE | DATA NOT AVAILABLE | DATA NOT AVAILABLE | CONNECTED | 38 | 38 | 40 | 19 | 20 | 2022-11-25 | DATA NOT AVAILABLE | DATA NOT AVAILABLE | DATA NOT AVAILABLE | DATA NOT AVAILABLE | DATA NOT AVAILABLE | DATA NOT AVAILABLE | DATA NOT AVAILABLE | N | DATA NOT AVAILABLE | DATA NOT AVAILABLE | DATA NOT AVAILABLE | DATA NOT AVAILABLE | DATA NOT AVAILABLE | 2023-03-08
2000060144129 | DATA NOT AVAILABLE | CBS SOLAR ASSETS UK LIMITED | EAST FARM | EAST FARM SOLAR | DATA NOT AVAILABLE | CODFORD | WILTSHIRE | BA12 0PJ | ENGLAND | 397428 | 139771 | NURSLING GSP | SALISBURY | FOXHOLE BOTTOM PV | 33 | SOUTHERN ELECTRIC POWER DISTRIBUTION PLC | DATA NOT AVAILABLE | DATA NOT AVAILABLE | NO | DATA NOT AVAILABLE | DATA NOT AVAILABLE | DATA NOT AVAILABLE | DATA NOT AVAILABLE | DATA NOT AVAILABLE | DATA NOT AVAILABLE | DATA NOT AVAILABLE | DATA NOT AVAILABLE | DATA NOT AVAILABLE | DATA NOT AVAILABLE | DATA NOT AVAILABLE | DATA NOT AVAILABLE | DATA NOT AVAILABLE | DATA NOT AVAILABLE | DATA NOT AVAILABLE | DATA NOT AVAILABLE | CONNECTED | 11.875 | 11.875 | 12.5 | DATA NOT AVAILABLE | DATA NOT AVAILABLE | DATA NOT AVAILABLE | DATA NOT AVAILABLE | DATA NOT AVAILABLE | DATA NOT AVAILABLE | DATA NOT AVAILABLE | DATA NOT AVAILABLE | DATA NOT AVAILABLE | DATA NOT AVAILABLE | N | DATA NOT AVAILABLE | DATA NOT AVAILABLE | DATA NOT AVAILABLE | DATA NOT AVAILABLE | DATA NOT AVAILABLE | 2023-03-08
2000060045126 | DATA NOT AVAILABLE | EPG NETLEY SOLAR NORTH LIMITED | NETLEY PV | DATA NOT AVAILABLE | DATA NOT AVAILABLE | SOUTHAMPTON | HAMPSHIRE | SO31 | ENGLAND | DATA NOT AVAILABLE | DATA NOT AVAILABLE | BOTLEY WOOD GSP | NETLEY COMMON | DATA NOT AVAILABLE | DATA NOT AVAILABLE | SOUTHERN ELECTRIC POWER DISTRIBUTION PLC | SOLAR | PHOTOVOLTAIC | NO | DATA NOT AVAILABLE | DATA NOT AVAILABLE | DATA NOT AVAILABLE | DATA NOT AVAILABLE | DATA NOT AVAILABLE | DATA NOT AVAILABLE | DATA NOT AVAILABLE | DATA NOT AVAILABLE | DATA NOT AVAILABLE | DATA NOT AVAILABLE | DATA NOT AVAILABLE | DATA NOT AVAILABLE | DATA NOT AVAILABLE | DATA NOT AVAILABLE | DATA NOT AVAILABLE | DATA NOT AVAILABLE | CONNECTED | 4.3937 | 4.3937 | 4.625 | DATA NOT AVAILABLE | DATA NOT AVAILABLE | DATA NOT AVAILABLE | DATA NOT AVAILABLE | DATA NOT AVAILABLE | DATA NOT AVAILABLE | DATA NOT AVAILABLE | DATA NOT AVAILABLE | DATA NOT AVAILABLE | DATA NOT AVAILABLE | N | DATA NOT AVAILABLE | DATA NOT AVAILABLE | DATA NOT AVAILABLE | DATA NOT AVAILABLE | DATA NOT AVAILABLE | 2023-03-09
1700051734024 | DATA NOT AVAILABLE | DATA NOT AVAILABLE | DATA NOT AVAILABLE | DATA NOT AVAILABLE | DATA NOT AVAILABLE | DATA NOT AVAILABLE | DATA NOT AVAILABLE | DATA NOT AVAILABLE | SCOTLAND | DATA NOT AVAILABLE | DATA NOT AVAILABLE | DATA NOT AVAILABLE | DATA NOT APPLICABLE | DATA NOT AVAILABLE | DATA NOT AVAILABLE | SCOTTISH HYDRO ELECTRIC POWER DISTRIBUTION PLC | HYDRO (TO BE CONFIRMED) | HYDRO POWER SYSTEM | NO | DATA NOT AVAILABLE | DATA NOT AVAILABLE | DATA NOT AVAILABLE | DATA NOT AVAILABLE | DATA NOT AVAILABLE | DATA NOT AVAILABLE | DATA NOT AVAILABLE | DATA NOT AVAILABLE | DATA NOT AVAILABLE | DATA NOT AVAILABLE | DATA NOT AVAILABLE | DATA NOT AVAILABLE | DATA NOT AVAILABLE | DATA NOT AVAILABLE | DATA NOT AVAILABLE | DATA NOT AVAILABLE | CONNECTED | 2.09 | 2.09 | 2.2 | DATA NOT AVAILABLE | DATA NOT AVAILABLE | DATA NOT AVAILABLE | DATA NOT AVAILABLE | DATA NOT AVAILABLE | DATA NOT AVAILABLE | DATA NOT AVAILABLE | DATA NOT AVAILABLE | DATA NOT AVAILABLE | DATA NOT AVAILABLE | N | DATA NOT AVAILABLE | DATA NOT AVAILABLE | DATA NOT AVAILABLE | DATA NOT AVAILABLE | DATA NOT AVAILABLE | 2023-09-07
1700052750694 | DATA NOT AVAILABLE | BARRAN CALTUM CO-OPERATIVE WIND LIMITED | BARRAN CALTUM WIND | DATA NOT AVAILABLE | DATA NOT AVAILABLE | APPIN | ARGYLL AND BUTE | PA38 4BB | SCOTLAND | 193596 | 747037 | TAYNUILT | DATA NOT APPLICABLE | TAYNUILT GRID | 33 | SCOTTISH HYDRO ELECTRIC POWER DISTRIBUTION PLC | WIND | ONSHORE WIND TURBINES | NO | DATA NOT AVAILABLE | DATA NOT AVAILABLE | 0.6 | DATA NOT AVAILABLE | DATA NOT AVAILABLE | DATA NOT AVAILABLE | DATA NOT AVAILABLE | DATA NOT AVAILABLE | DATA NOT AVAILABLE | DATA NOT AVAILABLE | DATA NOT AVAILABLE | DATA NOT AVAILABLE | DATA NOT AVAILABLE | DATA NOT AVAILABLE | DATA NOT AVAILABLE | DATA NOT AVAILABLE | CONNECTED | 1.14 | 1.14 | 1.2 | 0.01425 | 0.015 | 2014-05-30 | DATA NOT AVAILABLE | DATA NOT AVAILABLE | DATA NOT AVAILABLE | DATA NOT AVAILABLE | DATA NOT AVAILABLE | DATA NOT AVAILABLE | DATA NOT AVAILABLE | N | DATA NOT AVAILABLE | DATA NOT AVAILABLE | DATA NOT AVAILABLE | DATA NOT AVAILABLE | DATA NOT AVAILABLE | 2023-09-07
1700052887706 | DATA NOT AVAILABLE | ASTEL LIMITED | ALLT SHALLAIN HYDRO | DATA NOT AVAILABLE | DATA NOT AVAILABLE | PITLOCHRY | PITLOCHRY | PH17 2QL | SCOTLAND | 263570 | 759378 | RANNOCH | DATA NOT APPLICABLE | RANNOCH GRID | 33 | SCOTTISH HYDRO ELECTRIC POWER DISTRIBUTION PLC | HYDRO (TO BE CONFIRMED) | HYDRO POWER SYSTEM | NO | DATA NOT AVAILABLE | DATA NOT AVAILABLE | 1 | DATA NOT AVAILABLE | DATA NOT AVAILABLE | DATA NOT AVAILABLE | DATA NOT AVAILABLE | DATA NOT AVAILABLE | DATA NOT AVAILABLE | DATA NOT AVAILABLE | DATA NOT AVAILABLE | DATA NOT AVAILABLE | DATA NOT AVAILABLE | DATA NOT AVAILABLE | DATA NOT AVAILABLE | DATA NOT AVAILABLE | CONNECTED | 1.0003 | 1.0003 | 1.053 | 0 | 0 | 2016-09-09 | DATA NOT AVAILABLE | DATA NOT AVAILABLE | DATA NOT AVAILABLE | DATA NOT AVAILABLE | DATA NOT AVAILABLE | DATA NOT AVAILABLE | DATA NOT AVAILABLE | N | DATA NOT AVAILABLE | DATA NOT AVAILABLE | DATA NOT AVAILABLE | DATA NOT AVAILABLE | DATA NOT AVAILABLE | 2023-09-07
1700052944540 | DATA NOT AVAILABLE | LOCHABER HYDRO LIMITED | ABHAINN RATH & ALLT NA LAIRIGE HYDRO | DATA NOT AVAILABLE | WEST HIGHLAND WAY | KINLOCHLEVEN | HIGHLAND | PH50 4SF | SCOTLAND | 219047 | 761819 | KINLOCHLEVEN | DATA NOT APPLICABLE | KINLOCHLEVEN | 11 | SCOTTISH HYDRO ELECTRIC POWER DISTRIBUTION PLC | WIND | ONSHORE WIND TURBINES | NO | DATA NOT AVAILABLE | DATA NOT AVAILABLE | 4 | DATA NOT AVAILABLE | DATA NOT AVAILABLE | DATA NOT AVAILABLE | DATA NOT AVAILABLE | DATA NOT AVAILABLE | DATA NOT AVAILABLE | DATA NOT AVAILABLE | DATA NOT AVAILABLE | DATA NOT AVAILABLE | DATA NOT AVAILABLE | DATA NOT AVAILABLE | DATA NOT AVAILABLE | DATA NOT AVAILABLE | CONNECTED | 4.7491 | 4.7491 | 4.999 | 0.19 | 0.2 | 2017-05-10 | DATA NOT AVAILABLE | DATA NOT AVAILABLE | DATA NOT AVAILABLE | DATA NOT AVAILABLE | DATA NOT AVAILABLE | DATA NOT AVAILABLE | DATA NOT AVAILABLE | N | DATA NOT AVAILABLE | DATA NOT AVAILABLE | DATA NOT AVAILABLE | DATA NOT AVAILABLE | DATA NOT AVAILABLE | 2023-09-07
1700052988886 | DATA NOT AVAILABLE | ALLT GARBH HYDRO LTD | GLEN AFRIC HYDRO | DATA NOT AVAILABLE | TOMICH | BEAULY | HIGHLAND | IV4 7NB | SCOTLAND | 231116 | 828818 | FASNAKYLE | DATA NOT APPLICABLE | FASNAKYLE GRID | 33 | SCOTTISH HYDRO ELECTRIC POWER DISTRIBUTION PLC | HYDRO (TO BE CONFIRMED) | HYDRO POWER SYSTEM | NO | DATA NOT AVAILABLE | DATA NOT AVAILABLE | 3.7 | DATA NOT AVAILABLE | DATA NOT AVAILABLE | DATA NOT AVAILABLE | DATA NOT AVAILABLE | DATA NOT AVAILABLE | DATA NOT AVAILABLE | DATA NOT AVAILABLE | DATA NOT AVAILABLE | DATA NOT AVAILABLE | DATA NOT AVAILABLE | DATA NOT AVAILABLE | DATA NOT AVAILABLE | DATA NOT AVAILABLE | CONNECTED | 3.7003 | 3.7003 | 3.895 | 0.095 | 0.1 | 2017-06-16 | DATA NOT AVAILABLE | DATA NOT AVAILABLE | DATA NOT AVAILABLE | DATA NOT AVAILABLE | DATA NOT AVAILABLE | DATA NOT AVAILABLE | DATA NOT AVAILABLE | N | DATA NOT AVAILABLE | DATA NOT AVAILABLE | DATA NOT AVAILABLE | DATA NOT AVAILABLE | DATA NOT AVAILABLE | 2023-09-07
1700053029253 | DATA NOT AVAILABLE | RENEWABLE ENERGY VENTURES (GEVENS) LTD | BROTHERTON WIND GENERATING STATION | DATA NOT AVAILABLE | JOHNSHAVEN | MONTROSE | ANGUS | DD10 0HZ | SCOTLAND | 378324 | 769108 | FIDDES | DATA NOT APPLICABLE | FIDDES | 33 | SCOTTISH HYDRO ELECTRIC POWER DISTRIBUTION PLC | WIND | ONSHORE WIND TURBINES | NO | DATA NOT AVAILABLE | DATA NOT AVAILABLE | 4.6 | DATA NOT AVAILABLE | DATA NOT AVAILABLE | DATA NOT AVAILABLE | DATA NOT AVAILABLE | DATA NOT AVAILABLE | DATA NOT AVAILABLE | DATA NOT AVAILABLE | DATA NOT AVAILABLE | DATA NOT AVAILABLE | DATA NOT AVAILABLE | DATA NOT AVAILABLE | DATA NOT AVAILABLE | DATA NOT AVAILABLE | CONNECTED | 4.5999 | 4.5999 | 4.842 | 0.0475 | 0.05 | 2017-05-09 | DATA NOT AVAILABLE | DATA NOT AVAILABLE | DATA NOT AVAILABLE | DATA NOT AVAILABLE | DATA NOT AVAILABLE | DATA NOT AVAILABLE | DATA NOT AVAILABLE | N | DATA NOT AVAILABLE | DATA NOT AVAILABLE | DATA NOT AVAILABLE | DATA NOT AVAILABLE | DATA NOT AVAILABLE | 2023-09-07
1700053048089 | DATA NOT AVAILABLE | HONISTER ENERGY LIMITED | ATTADALE HYDRO GENERATING STATION | DATA NOT AVAILABLE | ACHINTEE | STRATHCARRON | HIGHLAND | IV54 8YX | SCOTLAND | 192967 | 840414 | GRUDIE BRIDGE | DATA NOT APPLICABLE | GRUDIE BRIDGE | 33 | SCOTTISH HYDRO ELECTRIC POWER DISTRIBUTION PLC | WIND | ONSHORE WIND TURBINES | NO | DATA NOT AVAILABLE | DATA NOT AVAILABLE | 3.5 | DATA NOT AVAILABLE | DATA NOT AVAILABLE | DATA NOT AVAILABLE | DATA NOT AVAILABLE | DATA NOT AVAILABLE | DATA NOT AVAILABLE | DATA NOT AVAILABLE | DATA NOT AVAILABLE | DATA NOT AVAILABLE | DATA NOT AVAILABLE | DATA NOT AVAILABLE | DATA NOT AVAILABLE | DATA NOT AVAILABLE | CONNECTED | 3.4998 | 3.4998 | 3.684 | 0.0285 | 0.03 | 2017-06-12 | DATA NOT AVAILABLE | DATA NOT AVAILABLE | DATA NOT AVAILABLE | DATA NOT AVAILABLE | DATA NOT AVAILABLE | DATA NOT AVAILABLE | DATA NOT AVAILABLE | N | DATA NOT AVAILABLE | DATA NOT AVAILABLE | DATA NOT AVAILABLE | DATA NOT AVAILABLE | DATA NOT AVAILABLE | 2023-09-07
1700053058802 | DATA NOT AVAILABLE | WATHERGAR 2 WIND FARM | DATA NOT AVAILABLE | WATHEGAR 2 WIND FARM | DATA NOT AVAILABLE | WICK | HIGHLAND | KW1 5TA | SCOTLAND | 329066 | 952437 | MYBSTER | DATA NOT APPLICABLE | MYBSTER GRID | 33 | SCOTTISH HYDRO ELECTRIC POWER DISTRIBUTION PLC | WIND | ONSHORE WIND TURBINES | NO | DATA NOT AVAILABLE | DATA NOT AVAILABLE | 22.5 | DATA NOT AVAILABLE | DATA NOT AVAILABLE | DATA NOT AVAILABLE | DATA NOT AVAILABLE | DATA NOT AVAILABLE | DATA NOT AVAILABLE | DATA NOT AVAILABLE | DATA NOT AVAILABLE | DATA NOT AVAILABLE | DATA NOT AVAILABLE | DATA NOT AVAILABLE | DATA NOT AVAILABLE | DATA NOT AVAILABLE | CONNECTED | 22.4998 | 22.4998 | 23.684 | 0.475 | 0.5 | 2018-11-20 | DATA NOT AVAILABLE | DATA NOT AVAILABLE | DATA NOT AVAILABLE | DATA NOT AVAILABLE | DATA NOT AVAILABLE | DATA NOT AVAILABLE | DATA NOT AVAILABLE | N | DATA NOT AVAILABLE | DATA NOT AVAILABLE | DATA NOT AVAILABLE | DATA NOT AVAILABLE | DATA NOT AVAILABLE | 2023-09-07
1700053104974 | DATA NOT AVAILABLE | BRADLEY WIND ENERGY | NORTH CRANNA FARM | DEUCHRIES WIND GENERATING STATION | DATA NOT AVAILABLE | HUNTLY | ABERDEENSHIRE | AB54 7TX | SCOTLAND | 363529 | 852965 | KEITH | DATA NOT APPLICABLE | KEITH GRID | 33 | SCOTTISH HYDRO ELECTRIC POWER DISTRIBUTION PLC | OTHER | OTHER | NO | DATA NOT AVAILABLE | DATA NOT AVAILABLE | 6 | DATA NOT AVAILABLE | DATA NOT AVAILABLE | DATA NOT AVAILABLE | DATA NOT AVAILABLE | DATA NOT AVAILABLE | DATA NOT AVAILABLE | DATA NOT AVAILABLE | DATA NOT AVAILABLE | DATA NOT AVAILABLE | DATA NOT AVAILABLE | DATA NOT AVAILABLE | DATA NOT AVAILABLE | DATA NOT AVAILABLE | CONNECTED | 5.7 | 5.7 | 6 | 0.57 | 0.6 | 2018-01-11 | DATA NOT AVAILABLE | DATA NOT AVAILABLE | DATA NOT AVAILABLE | DATA NOT AVAILABLE | DATA NOT AVAILABLE | DATA NOT AVAILABLE | DATA NOT AVAILABLE | N | DATA NOT AVAILABLE | DATA NOT AVAILABLE | DATA NOT AVAILABLE | DATA NOT AVAILABLE | DATA NOT AVAILABLE | 2023-09-07
1700053106838 | DATA NOT AVAILABLE | WELTON OF CREUCHIES WIND FARM | WELTON OF CREUCHIES WIND FARM S2 | DATA NOT AVAILABLE | ALYTH | PERTHSHIRE | ARGYLL | PH11 8LB | SCOTLAND | 321925 | 750199 | COUPAR ANGUS | DATA NOT APPLICABLE | COUPAR ANGUS GRID | 33 | SCOTTISH HYDRO ELECTRIC POWER DISTRIBUTION PLC | WIND | ONSHORE WIND TURBINES | NO | DATA NOT AVAILABLE | DATA NOT AVAILABLE | DATA NOT AVAILABLE | DATA NOT AVAILABLE | DATA NOT AVAILABLE | DATA NOT AVAILABLE | DATA NOT AVAILABLE | DATA NOT AVAILABLE | DATA NOT AVAILABLE | DATA NOT AVAILABLE | DATA NOT AVAILABLE | DATA NOT AVAILABLE | DATA NOT AVAILABLE | DATA NOT AVAILABLE | DATA NOT AVAILABLE | DATA NOT AVAILABLE | CONNECTED | 8.74 | 8.74 | 9.2 | 0 | 0 | DATA NOT AVAILABLE | DATA NOT AVAILABLE | DATA NOT AVAILABLE | DATA NOT AVAILABLE | DATA NOT AVAILABLE | DATA NOT AVAILABLE | DATA NOT AVAILABLE | DATA NOT AVAILABLE | N | DATA NOT AVAILABLE | DATA NOT AVAILABLE | DATA NOT AVAILABLE | DATA NOT AVAILABLE | DATA NOT AVAILABLE | 2023-09-07
1700053152408 | DATA NOT AVAILABLE | ABERDEEN CITY COUNCIL | DATA NOT AVAILABLE | BUCKSBURN | DATA NOT AVAILABLE | ABERDEEN | ABERDEEN | AB21 9JR | SCOTLAND | 388933 | 810998 | DYCE | DATA NOT APPLICABLE | AECC | 33 | SCOTTISH HYDRO ELECTRIC POWER DISTRIBUTION PLC | DATA NOT AVAILABLE | DATA NOT AVAILABLE | NO | DATA NOT AVAILABLE | DATA NOT AVAILABLE | DATA NOT AVAILABLE | DATA NOT AVAILABLE | DATA NOT AVAILABLE | DATA NOT AVAILABLE | DATA NOT AVAILABLE | DATA NOT AVAILABLE | DATA NOT AVAILABLE | DATA NOT AVAILABLE | DATA NOT AVAILABLE | DATA NOT AVAILABLE | DATA NOT AVAILABLE | DATA NOT AVAILABLE | DATA NOT AVAILABLE | DATA NOT AVAILABLE | CONNECTED | 2.85 | 2.85 | 3 | 11.4 | 12 | 2018-11-16 | DATA NOT AVAILABLE | DATA NOT AVAILABLE | DATA NOT AVAILABLE | DATA NOT AVAILABLE | DATA NOT AVAILABLE | DATA NOT AVAILABLE | DATA NOT AVAILABLE | N | DATA NOT AVAILABLE | DATA NOT AVAILABLE | DATA NOT AVAILABLE | DATA NOT AVAILABLE | DATA NOT AVAILABLE | 2023-09-07
1700060029684 | DATA NOT AVAILABLE | EFW NESS LTD | GREENBANK CRESCENT | IMPORT/EXPORT | EAST TULLOS INDUSTRIAL ESTATE | ABERDEEN | ABERDEEN | DATA NOT AVAILABLE | SCOTLAND | DATA NOT AVAILABLE | DATA NOT AVAILABLE | REDMOSS | DATA NOT APPLICABLE | REDMOSS | 11 | SCOTTISH HYDRO ELECTRIC POWER DISTRIBUTION PLC | DATA NOT AVAILABLE | DATA NOT AVAILABLE | NO | DATA NOT AVAILABLE | DATA NOT AVAILABLE | DATA NOT AVAILABLE | DATA NOT AVAILABLE | DATA NOT AVAILABLE | DATA NOT AVAILABLE | DATA NOT AVAILABLE | DATA NOT AVAILABLE | DATA NOT AVAILABLE | DATA NOT AVAILABLE | DATA NOT AVAILABLE | DATA NOT AVAILABLE | DATA NOT AVAILABLE | DATA NOT AVAILABLE | DATA NOT AVAILABLE | DATA NOT AVAILABLE | CONNECTED | 15.2 | 15.2 | 16 | DATA NOT AVAILABLE | DATA NOT AVAILABLE | DATA NOT AVAILABLE | DATA NOT AVAILABLE | DATA NOT AVAILABLE | DATA NOT AVAILABLE | DATA NOT AVAILABLE | DATA NOT AVAILABLE | DATA NOT AVAILABLE | DATA NOT AVAILABLE | N | DATA NOT AVAILABLE | DATA NOT AVAILABLE | DATA NOT AVAILABLE | DATA NOT AVAILABLE | DATA NOT AVAILABLE | 2023-09-07
1700060031860 | DATA NOT AVAILABLE | FS WEST GOURDIE LIMITED | WEST GOURDIE BESS | IMPORT/EXPORT | SOUTH ROAD | DUNDEE | DUNDEE | DD2 5JW | SCOTLAND | 335151 | 731537 | CHARLESTON | DATA NOT APPLICABLE | CHARLESTON GRID | 33 | SCOTTISH HYDRO ELECTRIC POWER DISTRIBUTION PLC | STORED ENERGY (ALL STORED ENERGY IRRESPECTVE OF THE ORIGINAL ENERGY SOURCE) | STORAGE - ELECTROCHEMICAL (BATTERIES) | NO | DATA NOT AVAILABLE | DATA NOT AVAILABLE | 49.9 | DATA NOT AVAILABLE | DATA NOT AVAILABLE | DATA NOT AVAILABLE | DATA NOT AVAILABLE | DATA NOT AVAILABLE | DATA NOT AVAILABLE | DATA NOT AVAILABLE | DATA NOT AVAILABLE | DATA NOT AVAILABLE | DATA NOT AVAILABLE | DATA NOT AVAILABLE | DATA NOT AVAILABLE | DATA NOT AVAILABLE | CONNECTED | 47.405 | 47.405 | 49.9 | 47.405 | 49.9 | 2022-11-24 | DATA NOT AVAILABLE | DATA NOT AVAILABLE | DATA NOT AVAILABLE | DATA NOT AVAILABLE | DATA NOT AVAILABLE | DATA NOT AVAILABLE | DATA NOT AVAILABLE | N | DATA NOT AVAILABLE | DATA NOT AVAILABLE | DATA NOT AVAILABLE | DATA NOT AVAILABLE | DATA NOT AVAILABLE | 2023-09-07
2000056212186 | DATA NOT AVAILABLE | DATA NOT AVAILABLE | DATA NOT AVAILABLE | DATA NOT AVAILABLE | DATA NOT AVAILABLE | DATA NOT AVAILABLE | DATA NOT AVAILABLE | DATA NOT AVAILABLE | ENGLAND | DATA NOT AVAILABLE | DATA NOT AVAILABLE | MELKSHAM GSP | ANDOVER | WESTOVER PV FARM | 33 | SOUTHERN ELECTRIC POWER DISTRIBUTION PLC | DATA NOT AVAILABLE | DATA NOT AVAILABLE | NO | DATA NOT AVAILABLE | DATA NOT AVAILABLE | DATA NOT AVAILABLE | DATA NOT AVAILABLE | DATA NOT AVAILABLE | DATA NOT AVAILABLE | DATA NOT AVAILABLE | DATA NOT AVAILABLE | DATA NOT AVAILABLE | DATA NOT AVAILABLE | DATA NOT AVAILABLE | DATA NOT AVAILABLE | DATA NOT AVAILABLE | DATA NOT AVAILABLE | DATA NOT AVAILABLE | DATA NOT AVAILABLE | CONNECTED | 7.5525 | 7.5525 | 7.95 | DATA NOT AVAILABLE | DATA NOT AVAILABLE | DATA NOT AVAILABLE | DATA NOT AVAILABLE | DATA NOT AVAILABLE | DATA NOT AVAILABLE | DATA NOT AVAILABLE | DATA NOT AVAILABLE | DATA NOT AVAILABLE | DATA NOT AVAILABLE | N | DATA NOT AVAILABLE | DATA NOT AVAILABLE | DATA NOT AVAILABLE | DATA NOT AVAILABLE | DATA NOT AVAILABLE | 2023-09-07
2000056643695 | DATA NOT AVAILABLE | DATA NOT AVAILABLE | DATA NOT AVAILABLE | DATA NOT AVAILABLE | DATA NOT AVAILABLE | DATA NOT AVAILABLE | DATA NOT AVAILABLE | DATA NOT AVAILABLE | ENGLAND | DATA NOT AVAILABLE | DATA NOT AVAILABLE | LOVEDEAN GSP | WYMERING | GAMBLE ROAD | 11 | SOUTHERN ELECTRIC POWER DISTRIBUTION PLC | OTHER | OTHER | NO | DATA NOT AVAILABLE | DATA NOT AVAILABLE | DATA NOT AVAILABLE | DATA NOT AVAILABLE | DATA NOT AVAILABLE | DATA NOT AVAILABLE | DATA NOT AVAILABLE | DATA NOT AVAILABLE | DATA NOT AVAILABLE | DATA NOT AVAILABLE | DATA NOT AVAILABLE | DATA NOT AVAILABLE | DATA NOT AVAILABLE | DATA NOT AVAILABLE | DATA NOT AVAILABLE | DATA NOT AVAILABLE | CONNECTED | 2.0121 | 2.0121 | 2.118 | DATA NOT AVAILABLE | DATA NOT AVAILABLE | DATA NOT AVAILABLE | DATA NOT AVAILABLE | DATA NOT AVAILABLE | DATA NOT AVAILABLE | DATA NOT AVAILABLE | DATA NOT AVAILABLE | DATA NOT AVAILABLE | DATA NOT AVAILABLE | N | DATA NOT AVAILABLE | DATA NOT AVAILABLE | DATA NOT AVAILABLE | DATA NOT AVAILABLE | DATA NOT AVAILABLE | 2023-09-07
2000056839901 | DATA NOT AVAILABLE | BOWDEN LANE SOLAR PARK LIMITED | DATA NOT AVAILABLE | BOWDEN LANE PV GENERATION | HENSTRIDGE | TEMPLECOMBE | ARGYLL | BA8 0PF | ENGLAND | 371182 | 120203 | AXMINSTER | YEOVIL | BOWDEN LANE PV FARM | 33 | SOUTHERN ELECTRIC POWER DISTRIBUTION PLC | SOLAR | PHOTOVOLTAIC | NO | DATA NOT AVAILABLE | DATA NOT AVAILABLE | DATA NOT AVAILABLE | DATA NOT AVAILABLE | DATA NOT AVAILABLE | DATA NOT AVAILABLE | DATA NOT AVAILABLE | DATA NOT AVAILABLE | DATA NOT AVAILABLE | DATA NOT AVAILABLE | DATA NOT AVAILABLE | DATA NOT AVAILABLE | DATA NOT AVAILABLE | DATA NOT AVAILABLE | DATA NOT AVAILABLE | DATA NOT AVAILABLE | CONNECTED | 3.9235 | 3.9235 | 4.13 | DATA NOT AVAILABLE | DATA NOT AVAILABLE | DATA NOT AVAILABLE | DATA NOT AVAILABLE | DATA NOT AVAILABLE | DATA NOT AVAILABLE | DATA NOT AVAILABLE | DATA NOT AVAILABLE | DATA NOT AVAILABLE | DATA NOT AVAILABLE | N | DATA NOT AVAILABLE | DATA NOT AVAILABLE | DATA NOT AVAILABLE | DATA NOT AVAILABLE | DATA NOT AVAILABLE | 2023-09-07
2000056860090 | DATA NOT AVAILABLE | UK POWER RESERVE WESTERN ROAD | DATA NOT AVAILABLE | DATA NOT AVAILABLE | WESTERN ROAD GENERATION | BRACKNELL | BERKSHIRE | RG12 1RE | ENGLAND | 485837 | 169257 | BRAMLEY (FLEE) | BRACKNELL MAIN | WESTERN ROAD GENERATION | 33 | SOUTHERN ELECTRIC POWER DISTRIBUTION PLC | OTHER | OTHER | NO | DATA NOT AVAILABLE | DATA NOT AVAILABLE | 20 | DATA NOT AVAILABLE | DATA NOT AVAILABLE | DATA NOT AVAILABLE | DATA NOT AVAILABLE | DATA NOT AVAILABLE | DATA NOT AVAILABLE | DATA NOT AVAILABLE | DATA NOT AVAILABLE | DATA NOT AVAILABLE | DATA NOT AVAILABLE | DATA NOT AVAILABLE | DATA NOT AVAILABLE | DATA NOT AVAILABLE | CONNECTED | 19 | 19 | 20 | 0 | 0 | 2017-06-22 | DATA NOT AVAILABLE | DATA NOT AVAILABLE | DATA NOT AVAILABLE | DATA NOT AVAILABLE | DATA NOT AVAILABLE | DATA NOT AVAILABLE | DATA NOT AVAILABLE | N | DATA NOT AVAILABLE | DATA NOT AVAILABLE | DATA NOT AVAILABLE | DATA NOT AVAILABLE | DATA NOT AVAILABLE | 2023-09-07
2000056873540 | DATA NOT AVAILABLE | DATA NOT AVAILABLE | HUNGERFORD FARM PV | DATA NOT AVAILABLE | DATA NOT AVAILABLE | HOOK | HAMPSHIRE | RG27 8SW | ENGLAND | 478178 | 153999 | BRAMLEY (FLEE) | COXMOOR WOOD | HUNGERFORD FARM WINCHFIELD PV GENERATION | 33 | SOUTHERN ELECTRIC POWER DISTRIBUTION PLC | SOLAR | PHOTOVOLTAIC | NO | DATA NOT AVAILABLE | DATA NOT AVAILABLE | DATA NOT AVAILABLE | DATA NOT AVAILABLE | DATA NOT AVAILABLE | DATA NOT AVAILABLE | DATA NOT AVAILABLE | DATA NOT AVAILABLE | DATA NOT AVAILABLE | DATA NOT AVAILABLE | DATA NOT AVAILABLE | DATA NOT AVAILABLE | DATA NOT AVAILABLE | DATA NOT AVAILABLE | DATA NOT AVAILABLE | DATA NOT AVAILABLE | CONNECTED | 1.14 | 1.14 | 1.2 | DATA NOT AVAILABLE | DATA NOT AVAILABLE | DATA NOT AVAILABLE | DATA NOT AVAILABLE | DATA NOT AVAILABLE | DATA NOT AVAILABLE | DATA NOT AVAILABLE | DATA NOT AVAILABLE | DATA NOT AVAILABLE | DATA NOT AVAILABLE | N | DATA NOT AVAILABLE | DATA NOT AVAILABLE | DATA NOT AVAILABLE | DATA NOT AVAILABLE | DATA NOT AVAILABLE | 2023-09-07
2000056951269 | DATA NOT AVAILABLE | CRAPPER & SONS LANDFILL LIMITED | PARK GROUNDS | CRAPPER & SONS LANDFILL LTD | BRINKWORTH ROAD | SWINDON | WILTSHIRE | SN4 8DW | ENGLAND | 405117 | 183986 | MINETY GSP | SWINDON | PARK GROUNDS GENERATION | 33 | SOUTHERN ELECTRIC POWER DISTRIBUTION PLC | DATA NOT AVAILABLE | DATA NOT AVAILABLE | NO | DATA NOT AVAILABLE | DATA NOT AVAILABLE | DATA NOT AVAILABLE | DATA NOT AVAILABLE | DATA NOT AVAILABLE | DATA NOT AVAILABLE | DATA NOT AVAILABLE | DATA NOT AVAILABLE | DATA NOT AVAILABLE | DATA NOT AVAILABLE | DATA NOT AVAILABLE | DATA NOT AVAILABLE | DATA NOT AVAILABLE | DATA NOT AVAILABLE | DATA NOT AVAILABLE | DATA NOT AVAILABLE | CONNECTED | 5.7 | 5.7 | 6 | 0.6175 | 0.65 | 2017-09-21 | DATA NOT AVAILABLE | DATA NOT AVAILABLE | DATA NOT AVAILABLE | DATA NOT AVAILABLE | DATA NOT AVAILABLE | DATA NOT AVAILABLE | DATA NOT AVAILABLE | N | DATA NOT AVAILABLE | DATA NOT AVAILABLE | DATA NOT AVAILABLE | DATA NOT AVAILABLE | DATA NOT AVAILABLE | 2023-09-07
2000057382890 | DATA NOT AVAILABLE | ROWNHAMS IMPORT | DATA NOT AVAILABLE | ROWHAMS GAS POWER STATION | DATA NOT AVAILABLE | SOUTHAMPTON | HAMPSHIRE | SO16 0XZ | ENGLAND | 437315 | 116792 | NURSLING GSP | ROWNHAMS | ROWNHAM | 33 | SOUTHERN ELECTRIC POWER DISTRIBUTION PLC | DATA NOT AVAILABLE | DATA NOT AVAILABLE | NO | DATA NOT AVAILABLE | DATA NOT AVAILABLE | DATA NOT AVAILABLE | DATA NOT AVAILABLE | DATA NOT AVAILABLE | DATA NOT AVAILABLE | DATA NOT AVAILABLE | DATA NOT AVAILABLE | DATA NOT AVAILABLE | DATA NOT AVAILABLE | DATA NOT AVAILABLE | DATA NOT AVAILABLE | DATA NOT AVAILABLE | DATA NOT AVAILABLE | DATA NOT AVAILABLE | DATA NOT AVAILABLE | CONNECTED | 20.1305 | 20.1305 | 21.19 | DATA NOT AVAILABLE | DATA NOT AVAILABLE | DATA NOT AVAILABLE | DATA NOT AVAILABLE | DATA NOT AVAILABLE | DATA NOT AVAILABLE | DATA NOT AVAILABLE | DATA NOT AVAILABLE | DATA NOT AVAILABLE | DATA NOT AVAILABLE | N | DATA NOT AVAILABLE | DATA NOT AVAILABLE | DATA NOT AVAILABLE | DATA NOT AVAILABLE | DATA NOT AVAILABLE | 2023-09-07
2000058015910 | DATA NOT AVAILABLE | ROSSITER POWER IMPORT | UNIT A1 MARSTON TRADING ESTATE | DATA NOT AVAILABLE | DATA NOT AVAILABLE | FROME | SOMERSET | BA11 4BY | ENGLAND | 377543 | 146954 | MELKSHAM GSP | FROME | FROME | 11 | SOUTHERN ELECTRIC POWER DISTRIBUTION PLC | HYDRO (TO BE CONFIRMED) | HYDRO POWER SYSTEM | NO | DATA NOT AVAILABLE | DATA NOT AVAILABLE | 2.535 | DATA NOT AVAILABLE | DATA NOT AVAILABLE | DATA NOT AVAILABLE | DATA NOT AVAILABLE | DATA NOT AVAILABLE | DATA NOT AVAILABLE | DATA NOT AVAILABLE | DATA NOT AVAILABLE | DATA NOT AVAILABLE | DATA NOT AVAILABLE | DATA NOT AVAILABLE | DATA NOT AVAILABLE | DATA NOT AVAILABLE | CONNECTED | 2.4082 | 2.4082 | 2.535 | 0.19 | 0.2 | DATA NOT AVAILABLE | DATA NOT AVAILABLE | DATA NOT AVAILABLE | DATA NOT AVAILABLE | DATA NOT AVAILABLE | DATA NOT AVAILABLE | DATA NOT AVAILABLE | DATA NOT AVAILABLE | N | DATA NOT AVAILABLE | DATA NOT AVAILABLE | DATA NOT AVAILABLE | DATA NOT AVAILABLE | DATA NOT AVAILABLE | 2023-09-07
2000060129352 | DATA NOT AVAILABLE | SOLAR LIGHT SPV LTD | STUD FARM | DATA NOT AVAILABLE | DATA NOT AVAILABLE | SULHAMSTEAD ROAD | SULHAMSTEAD ROAD | DATA NOT AVAILABLE | ENGLAND | DATA NOT AVAILABLE | DATA NOT AVAILABLE | BRAMLEY (FLEE) | BURGHFIELD MAIN | STUD FARM SULHAMSTEAD ABOOTS PV GENERATION | 33 | SOUTHERN ELECTRIC POWER DISTRIBUTION PLC | SOLAR | PHOTOVOLTAIC | NO | DATA NOT AVAILABLE | DATA NOT AVAILABLE | 7.6 | DATA NOT AVAILABLE | DATA NOT AVAILABLE | DATA NOT AVAILABLE | DATA NOT AVAILABLE | DATA NOT AVAILABLE | DATA NOT AVAILABLE | DATA NOT AVAILABLE | DATA NOT AVAILABLE | DATA NOT AVAILABLE | DATA NOT AVAILABLE | DATA NOT AVAILABLE | DATA NOT AVAILABLE | DATA NOT AVAILABLE | CONNECTED | 7.6 | 7.6 | 8 | 0.09975 | 0.105 | DATA NOT AVAILABLE | DATA NOT AVAILABLE | DATA NOT AVAILABLE | DATA NOT AVAILABLE | DATA NOT AVAILABLE | DATA NOT AVAILABLE | DATA NOT AVAILABLE | DATA NOT AVAILABLE | N | DATA NOT AVAILABLE | DATA NOT AVAILABLE | DATA NOT AVAILABLE | DATA NOT AVAILABLE | DATA NOT AVAILABLE | 2023-09-07
2000060253236 | DATA NOT AVAILABLE | DATA NOT AVAILABLE | DATA NOT AVAILABLE | DATA NOT AVAILABLE | DATA NOT AVAILABLE | SWINDON | WILTSHIRE | SN2 2YW | ENGLAND | 413029 | 186089 | DATA NOT AVAILABLE | DATA NOT AVAILABLE | DATA NOT AVAILABLE | DATA NOT AVAILABLE | SOUTHERN ELECTRIC POWER DISTRIBUTION PLC | OTHER | OTHER | NO | DATA NOT AVAILABLE | DATA NOT AVAILABLE | DATA NOT AVAILABLE | DATA NOT AVAILABLE | DATA NOT AVAILABLE | DATA NOT AVAILABLE | DATA NOT AVAILABLE | DATA NOT AVAILABLE | DATA NOT AVAILABLE | DATA NOT AVAILABLE | DATA NOT AVAILABLE | DATA NOT AVAILABLE | DATA NOT AVAILABLE | DATA NOT AVAILABLE | DATA NOT AVAILABLE | DATA NOT AVAILABLE | CONNECTED | 11.4 | 11.4 | 12 | DATA NOT AVAILABLE | DATA NOT AVAILABLE | DATA NOT AVAILABLE | DATA NOT AVAILABLE | DATA NOT AVAILABLE | DATA NOT AVAILABLE | DATA NOT AVAILABLE | DATA NOT AVAILABLE | DATA NOT AVAILABLE | DATA NOT AVAILABLE | N | DATA NOT AVAILABLE | DATA NOT AVAILABLE | DATA NOT AVAILABLE | DATA NOT AVAILABLE | DATA NOT AVAILABLE | 2023-11-08
2000060332065 | DATA NOT AVAILABLE | CONRAD (WOOTTON) LIMITED | MARLBOROUGH ROAD | GENERATION STATION | DATA NOT AVAILABLE | SWINDON | WILTSHIRE | SN4 7SA | ENGLAND | 407560 | 180890 | MINETY GSP | SWINDON | WOOTTON BASSETT | 11 | SOUTHERN ELECTRIC POWER DISTRIBUTION PLC | OTHER | OTHER | NO | DATA NOT AVAILABLE | DATA NOT AVAILABLE | 7.605 | DATA NOT AVAILABLE | DATA NOT AVAILABLE | DATA NOT AVAILABLE | DATA NOT AVAILABLE | DATA NOT AVAILABLE | DATA NOT AVAILABLE | DATA NOT AVAILABLE | DATA NOT AVAILABLE | DATA NOT AVAILABLE | DATA NOT AVAILABLE | DATA NOT AVAILABLE | DATA NOT AVAILABLE | DATA NOT AVAILABLE | CONNECTED | 6.175 | 6.175 | 6.5 | 0.19 | 0.2 | DATA NOT AVAILABLE | DATA NOT AVAILABLE | DATA NOT AVAILABLE | DATA NOT AVAILABLE | DATA NOT AVAILABLE | DATA NOT AVAILABLE | DATA NOT AVAILABLE | DATA NOT AVAILABLE | N | DATA NOT AVAILABLE | DATA NOT AVAILABLE | DATA NOT AVAILABLE | DATA NOT AVAILABLE | DATA NOT AVAILABLE | 2023-11-08
2099999999042 | DATA NOT AVAILABLE | DATA NOT AVAILABLE | WRECCLESHAM BATT STOR 7516 | WRECCLESHAM HILL | FARNHAM | WRECCLESHAM | HAMPSHIRE | GU10 4JU | ENGLAND | 481991 | 144123 | DATA NOT AVAILABLE | DATA NOT AVAILABLE | DATA NOT AVAILABLE | DATA NOT AVAILABLE | SOUTHERN ELECTRIC POWER DISTRIBUTION PLC | STORED ENERGY (ALL STORED ENERGY IRRESPECTVE OF THE ORIGINAL ENERGY SOURCE) | STORAGE - ELECTROCHEMICAL (BATTERIES) | NO | DATA NOT AVAILABLE | DATA NOT AVAILABLE | DATA NOT AVAILABLE | DATA NOT AVAILABLE | DATA NOT AVAILABLE | DATA NOT AVAILABLE | DATA NOT AVAILABLE | DATA NOT AVAILABLE | DATA NOT AVAILABLE | DATA NOT AVAILABLE | DATA NOT AVAILABLE | DATA NOT AVAILABLE | DATA NOT AVAILABLE | DATA NOT AVAILABLE | DATA NOT AVAILABLE | DATA NOT AVAILABLE | CONNECTED | 20.0004 | 20.0004 | 21.053 | DATA NOT AVAILABLE | DATA NOT AVAILABLE | DATA NOT AVAILABLE | DATA NOT AVAILABLE | DATA NOT AVAILABLE | DATA NOT AVAILABLE | DATA NOT AVAILABLE | DATA NOT AVAILABLE | DATA NOT AVAILABLE | DATA NOT AVAILABLE | N | DATA NOT AVAILABLE | DATA NOT AVAILABLE | DATA NOT AVAILABLE | DATA NOT AVAILABLE | DATA NOT AVAILABLE | 2023-11-08
2099999999229 | DATA NOT AVAILABLE | DATA NOT AVAILABLE | WALLINGFORD GAS FIRED GENERATION | WHITLEY ROAD | WALLINGFORD | WALLINGFORD | OXFORDSHIRE | OX10 9TA | ENGLAND | 459581 | 189097 | COWLEY GSP | COWLEY LOCAL | WALLINGFORD | 11 | SOUTHERN ELECTRIC POWER DISTRIBUTION PLC | OTHER | OTHER | NO | DATA NOT AVAILABLE | DATA NOT AVAILABLE | 12 | DATA NOT AVAILABLE | DATA NOT AVAILABLE | DATA NOT AVAILABLE | DATA NOT AVAILABLE | DATA NOT AVAILABLE | DATA NOT AVAILABLE | DATA NOT AVAILABLE | DATA NOT AVAILABLE | DATA NOT AVAILABLE | DATA NOT AVAILABLE | DATA NOT AVAILABLE | DATA NOT AVAILABLE | DATA NOT AVAILABLE | CONNECTED | 11.4 | 11.4 | 12 | 0 | 0 | 2016-03-03 | DATA NOT AVAILABLE | DATA NOT AVAILABLE | DATA NOT AVAILABLE | DATA NOT AVAILABLE | DATA NOT AVAILABLE | DATA NOT AVAILABLE | DATA NOT AVAILABLE | N | DATA NOT AVAILABLE | DATA NOT AVAILABLE | DATA NOT AVAILABLE | DATA NOT AVAILABLE | DATA NOT AVAILABLE | 2023-11-08
2099999999274 | DATA NOT AVAILABLE | DATA NOT AVAILABLE | ESSO SUBSTATION NORTH EXPORT CVA | DATA NOT AVAILABLE | DATA NOT AVAILABLE | DATA NOT AVAILABLE | DATA NOT AVAILABLE | DATA NOT AVAILABLE | ENGLAND | DATA NOT AVAILABLE | DATA NOT AVAILABLE | DATA NOT AVAILABLE | DATA NOT AVAILABLE | DATA NOT AVAILABLE | DATA NOT AVAILABLE | SOUTHERN ELECTRIC POWER DISTRIBUTION PLC | DATA NOT AVAILABLE | DATA NOT AVAILABLE | NO | DATA NOT AVAILABLE | DATA NOT AVAILABLE | DATA NOT AVAILABLE | DATA NOT AVAILABLE | DATA NOT AVAILABLE | DATA NOT AVAILABLE | DATA NOT AVAILABLE | DATA NOT AVAILABLE | DATA NOT AVAILABLE | DATA NOT AVAILABLE | DATA NOT AVAILABLE | DATA NOT AVAILABLE | DATA NOT AVAILABLE | DATA NOT AVAILABLE | DATA NOT AVAILABLE | DATA NOT AVAILABLE | CONNECTED | 106.4 | 106.4 | 112 | DATA NOT AVAILABLE | DATA NOT AVAILABLE | DATA NOT AVAILABLE | DATA NOT AVAILABLE | DATA NOT AVAILABLE | DATA NOT AVAILABLE | DATA NOT AVAILABLE | DATA NOT AVAILABLE | DATA NOT AVAILABLE | DATA NOT AVAILABLE | N | DATA NOT AVAILABLE | DATA NOT AVAILABLE | DATA NOT AVAILABLE | DATA NOT AVAILABLE | DATA NOT AVAILABLE | 2023-11-08
2099999999335 | DATA NOT AVAILABLE | DATA NOT AVAILABLE | BURGHFIELD SUBSTATION | COTTAGE LANE | KIRTONS FARM PINGEWOOD | READING | BERKSHIRE | RG30 3UW | ENGLAND | 469202 | 170175 | DATA NOT AVAILABLE | DATA NOT AVAILABLE | DATA NOT AVAILABLE | DATA NOT AVAILABLE | SOUTHERN ELECTRIC POWER DISTRIBUTION PLC | DATA NOT AVAILABLE | DATA NOT AVAILABLE | NO | DATA NOT AVAILABLE | DATA NOT AVAILABLE | DATA NOT AVAILABLE | DATA NOT AVAILABLE | DATA NOT AVAILABLE | DATA NOT AVAILABLE | DATA NOT AVAILABLE | DATA NOT AVAILABLE | DATA NOT AVAILABLE | DATA NOT AVAILABLE | DATA NOT AVAILABLE | DATA NOT AVAILABLE | DATA NOT AVAILABLE | DATA NOT AVAILABLE | DATA NOT AVAILABLE | DATA NOT AVAILABLE | CONNECTED | 47.405 | 47.405 | 49.9 | DATA NOT AVAILABLE | DATA NOT AVAILABLE | DATA NOT AVAILABLE | DATA NOT AVAILABLE | DATA NOT AVAILABLE | DATA NOT AVAILABLE | DATA NOT AVAILABLE | DATA NOT AVAILABLE | DATA NOT AVAILABLE | DATA NOT AVAILABLE | N | DATA NOT AVAILABLE | DATA NOT AVAILABLE | DATA NOT AVAILABLE | DATA NOT AVAILABLE | DATA NOT AVAILABLE | 2023-11-08
2099999999353 | DATA NOT AVAILABLE | DATA NOT AVAILABLE | CHICKERELL 132 KV S/Stn | RADIPOLE LANE | DATA NOT AVAILABLE | WEYMOUTH | DORSET | DT4 9RW | ENGLAND | 366255 | 81087 | DATA NOT AVAILABLE | DATA NOT AVAILABLE | DATA NOT AVAILABLE | DATA NOT AVAILABLE | SOUTHERN ELECTRIC POWER DISTRIBUTION PLC | DATA NOT AVAILABLE | DATA NOT AVAILABLE | NO | DATA NOT AVAILABLE | DATA NOT AVAILABLE | DATA NOT AVAILABLE | DATA NOT AVAILABLE | DATA NOT AVAILABLE | DATA NOT AVAILABLE | DATA NOT AVAILABLE | DATA NOT AVAILABLE | DATA NOT AVAILABLE | DATA NOT AVAILABLE | DATA NOT AVAILABLE | DATA NOT AVAILABLE | DATA NOT AVAILABLE | DATA NOT AVAILABLE | DATA NOT AVAILABLE | DATA NOT AVAILABLE | CONNECTED | 47.405 | 47.405 | 49.9 | DATA NOT AVAILABLE | DATA NOT AVAILABLE | DATA NOT AVAILABLE | DATA NOT AVAILABLE | DATA NOT AVAILABLE | DATA NOT AVAILABLE | DATA NOT AVAILABLE | DATA NOT AVAILABLE | DATA NOT AVAILABLE | DATA NOT AVAILABLE | N | DATA NOT AVAILABLE | DATA NOT AVAILABLE | DATA NOT AVAILABLE | DATA NOT AVAILABLE | DATA NOT AVAILABLE | 2023-11-08
2099999999380 | DATA NOT AVAILABLE | DATA NOT AVAILABLE | HOLES BAY BATTERY STORAGE | REAR OF 91-93 STERTE AVENUE | DATA NOT AVAILABLE | POOLE | DATA NOT AVAILABLE | BH15 2AL | ENGLAND | 400824 | 91745 | MANNINGTON GSP | LYTCHETT | HOLES BAY | 0.4 | SOUTHERN ELECTRIC POWER DISTRIBUTION PLC | OTHER | OTHER | NO | DATA NOT AVAILABLE | DATA NOT AVAILABLE | 7.5 | DATA NOT AVAILABLE | DATA NOT AVAILABLE | DATA NOT AVAILABLE | DATA NOT AVAILABLE | DATA NOT AVAILABLE | DATA NOT AVAILABLE | DATA NOT AVAILABLE | DATA NOT AVAILABLE | DATA NOT AVAILABLE | DATA NOT AVAILABLE | DATA NOT AVAILABLE | DATA NOT AVAILABLE | DATA NOT AVAILABLE | CONNECTED | 7.125 | 7.125 | 7.5 | 7.125 | 7.5 | 2020-06-26 | DATA NOT AVAILABLE | DATA NOT AVAILABLE | DATA NOT AVAILABLE | DATA NOT AVAILABLE | DATA NOT AVAILABLE | DATA NOT AVAILABLE | DATA NOT AVAILABLE | N | DATA NOT AVAILABLE | DATA NOT AVAILABLE | DATA NOT AVAILABLE | DATA NOT AVAILABLE | DATA NOT AVAILABLE | 2023-11-08
2099999999405 | DATA NOT AVAILABLE | DATA NOT AVAILABLE | PEAKGEN BRACKNELL | HAZELWOOD LANE | DATA NOT AVAILABLE | BRACKNELL | BERKSHIRE | RG42 4NA | ENGLAND | 485635 | 171116 | BRAMLEY (FLEE) | BRACKNELL MAIN | BRACKNELL | 11 | SOUTHERN ELECTRIC POWER DISTRIBUTION PLC | OTHER | OTHER | NO | DATA NOT AVAILABLE | DATA NOT AVAILABLE | 20 | DATA NOT AVAILABLE | DATA NOT AVAILABLE | DATA NOT AVAILABLE | DATA NOT AVAILABLE | DATA NOT AVAILABLE | DATA NOT AVAILABLE | DATA NOT AVAILABLE | DATA NOT AVAILABLE | DATA NOT AVAILABLE | DATA NOT AVAILABLE | DATA NOT AVAILABLE | DATA NOT AVAILABLE | DATA NOT AVAILABLE | CONNECTED | 19 | 19 | 20 | 0 | 0 | 2016-07-13 | DATA NOT AVAILABLE | DATA NOT AVAILABLE | DATA NOT AVAILABLE | DATA NOT AVAILABLE | DATA NOT AVAILABLE | DATA NOT AVAILABLE | DATA NOT AVAILABLE | N | DATA NOT AVAILABLE | DATA NOT AVAILABLE | DATA NOT AVAILABLE | DATA NOT AVAILABLE | DATA NOT AVAILABLE | 2023-11-08
2099999999423 | DATA NOT AVAILABLE | DATA NOT AVAILABLE | PEAK GEN FAREHAM | DEWAR CLOSE | DATA NOT AVAILABLE | FAREHAM | HANTS | PO15 | ENGLAND | 454826 | 107476 | BOTLEY WOOD GSP | BOTLEY WOOD | PARK GATE | 11 | SOUTHERN ELECTRIC POWER DISTRIBUTION PLC | OTHER | OTHER | NO | DATA NOT AVAILABLE | DATA NOT AVAILABLE | 20 | DATA NOT AVAILABLE | DATA NOT AVAILABLE | DATA NOT AVAILABLE | DATA NOT AVAILABLE | DATA NOT AVAILABLE | DATA NOT AVAILABLE | DATA NOT AVAILABLE | DATA NOT AVAILABLE | DATA NOT AVAILABLE | DATA NOT AVAILABLE | DATA NOT AVAILABLE | DATA NOT AVAILABLE | DATA NOT AVAILABLE | CONNECTED | 19 | 19 | 20 | 0 | 0 | 2015-09-09 | DATA NOT AVAILABLE | DATA NOT AVAILABLE | DATA NOT AVAILABLE | DATA NOT AVAILABLE | DATA NOT AVAILABLE | DATA NOT AVAILABLE | DATA NOT AVAILABLE | N | DATA NOT AVAILABLE | DATA NOT AVAILABLE | DATA NOT AVAILABLE | DATA NOT AVAILABLE | DATA NOT AVAILABLE | 2023-11-08
2099999999441 | DATA NOT AVAILABLE | DATA NOT AVAILABLE | PEAKGEN HAVANT | HARTS FARM WAY | DATA NOT AVAILABLE | HAVANT | HAMPSHIRE | PO9 1HS | ENGLAND | 470409 | 105750 | LOVEDEAN GSP | DATA NOT AVAILABLE | DATA NOT AVAILABLE | DATA NOT AVAILABLE | SOUTHERN ELECTRIC POWER DISTRIBUTION PLC | OTHER | OTHER | NO | DATA NOT AVAILABLE | DATA NOT AVAILABLE | 20 | DATA NOT AVAILABLE | DATA NOT AVAILABLE | DATA NOT AVAILABLE | DATA NOT AVAILABLE | DATA NOT AVAILABLE | DATA NOT AVAILABLE | DATA NOT AVAILABLE | DATA NOT AVAILABLE | DATA NOT AVAILABLE | DATA NOT AVAILABLE | DATA NOT AVAILABLE | DATA NOT AVAILABLE | DATA NOT AVAILABLE | CONNECTED | 19.9975 | 19.9975 | 21.05 | 0.475 | 0.5 | 2016-12-16 | DATA NOT AVAILABLE | DATA NOT AVAILABLE | DATA NOT AVAILABLE | DATA NOT AVAILABLE | DATA NOT AVAILABLE | DATA NOT AVAILABLE | DATA NOT AVAILABLE | N | DATA NOT AVAILABLE | DATA NOT AVAILABLE | DATA NOT AVAILABLE | DATA NOT AVAILABLE | DATA NOT AVAILABLE | 2023-11-08
2099999999511 | DATA NOT AVAILABLE | DATA NOT AVAILABLE | BATLEY'S POWER STATION | PEAKGEN SOUTHAMPTON | DATA NOT AVAILABLE | TALBOT ROAD | SEGENSWORTH SOUTH | PO15 5RY | ENGLAND | 453294 | 106944 | DATA NOT AVAILABLE | DATA NOT AVAILABLE | DATA NOT AVAILABLE | DATA NOT AVAILABLE | SOUTHERN ELECTRIC POWER DISTRIBUTION PLC | DATA NOT AVAILABLE | DATA NOT AVAILABLE | NO | DATA NOT AVAILABLE | DATA NOT AVAILABLE | DATA NOT AVAILABLE | DATA NOT AVAILABLE | DATA NOT AVAILABLE | DATA NOT AVAILABLE | DATA NOT AVAILABLE | DATA NOT AVAILABLE | DATA NOT AVAILABLE | DATA NOT AVAILABLE | DATA NOT AVAILABLE | DATA NOT AVAILABLE | DATA NOT AVAILABLE | DATA NOT AVAILABLE | DATA NOT AVAILABLE | DATA NOT AVAILABLE | CONNECTED | 19 | 19 | 20 | DATA NOT AVAILABLE | DATA NOT AVAILABLE | DATA NOT AVAILABLE | DATA NOT AVAILABLE | DATA NOT AVAILABLE | DATA NOT AVAILABLE | DATA NOT AVAILABLE | DATA NOT AVAILABLE | DATA NOT AVAILABLE | DATA NOT AVAILABLE | N | DATA NOT AVAILABLE | DATA NOT AVAILABLE | DATA NOT AVAILABLE | DATA NOT AVAILABLE | DATA NOT AVAILABLE | 2023-11-08
2099999999520 | DATA NOT AVAILABLE | DATA NOT AVAILABLE | HAWKERS HILL | SHAFTESBURY ROAD | DATA NOT AVAILABLE | SHAFTESBURY | DORSET | SP7 9NP | ENGLAND | 385168 | 123810 | DATA NOT AVAILABLE | DATA NOT AVAILABLE | DATA NOT AVAILABLE | DATA NOT AVAILABLE | SOUTHERN ELECTRIC POWER DISTRIBUTION PLC | DATA NOT AVAILABLE | DATA NOT AVAILABLE | NO | DATA NOT AVAILABLE | DATA NOT AVAILABLE | DATA NOT AVAILABLE | DATA NOT AVAILABLE | DATA NOT AVAILABLE | DATA NOT AVAILABLE | DATA NOT AVAILABLE | DATA NOT AVAILABLE | DATA NOT AVAILABLE | DATA NOT AVAILABLE | DATA NOT AVAILABLE | DATA NOT AVAILABLE | DATA NOT AVAILABLE | DATA NOT AVAILABLE | DATA NOT AVAILABLE | DATA NOT AVAILABLE | CONNECTED | 19 | 19 | 20 | DATA NOT AVAILABLE | DATA NOT AVAILABLE | DATA NOT AVAILABLE | DATA NOT AVAILABLE | DATA NOT AVAILABLE | DATA NOT AVAILABLE | DATA NOT AVAILABLE | DATA NOT AVAILABLE | DATA NOT AVAILABLE | DATA NOT AVAILABLE | N | DATA NOT AVAILABLE | DATA NOT AVAILABLE | DATA NOT AVAILABLE | DATA NOT AVAILABLE | DATA NOT AVAILABLE | 2023-11-08
2099999999939 | DATA NOT AVAILABLE | DATA NOT AVAILABLE | DOWN BARN FARM MISD 7373 | BOARHUNT ROAD | DATA NOT AVAILABLE | FAREHAM | HAMPSHIRE | PO17 6AJ | ENGLAND | 459178 | 107366 | DATA NOT AVAILABLE | DATA NOT AVAILABLE | DATA NOT AVAILABLE | DATA NOT AVAILABLE | SOUTHERN ELECTRIC POWER DISTRIBUTION PLC | DATA NOT AVAILABLE | DATA NOT AVAILABLE | NO | DATA NOT AVAILABLE | DATA NOT AVAILABLE | DATA NOT AVAILABLE | DATA NOT AVAILABLE | DATA NOT AVAILABLE | DATA NOT AVAILABLE | DATA NOT AVAILABLE | DATA NOT AVAILABLE | DATA NOT AVAILABLE | DATA NOT AVAILABLE | DATA NOT AVAILABLE | DATA NOT AVAILABLE | DATA NOT AVAILABLE | DATA NOT AVAILABLE | DATA NOT AVAILABLE | DATA NOT AVAILABLE | CONNECTED | 19 | 19 | 20 | DATA NOT AVAILABLE | DATA NOT AVAILABLE | DATA NOT AVAILABLE | DATA NOT AVAILABLE | DATA NOT AVAILABLE | DATA NOT AVAILABLE | DATA NOT AVAILABLE | DATA NOT AVAILABLE | DATA NOT AVAILABLE | DATA NOT AVAILABLE | N | DATA NOT AVAILABLE | DATA NOT AVAILABLE | DATA NOT AVAILABLE | DATA NOT AVAILABLE | DATA NOT AVAILABLE | 2023-11-08
2099999999966 | DATA NOT AVAILABLE | DATA NOT AVAILABLE | RWE COWES EXPORT CVA | DATA NOT AVAILABLE | DATA NOT AVAILABLE | DATA NOT AVAILABLE | DATA NOT AVAILABLE | DATA NOT AVAILABLE | ENGLAND | DATA NOT AVAILABLE | DATA NOT AVAILABLE | DATA NOT AVAILABLE | DATA NOT AVAILABLE | DATA NOT AVAILABLE | DATA NOT AVAILABLE | SOUTHERN ELECTRIC POWER DISTRIBUTION PLC | DATA NOT AVAILABLE | DATA NOT AVAILABLE | NO | DATA NOT AVAILABLE | DATA NOT AVAILABLE | DATA NOT AVAILABLE | DATA NOT AVAILABLE | DATA NOT AVAILABLE | DATA NOT AVAILABLE | DATA NOT AVAILABLE | DATA NOT AVAILABLE | DATA NOT AVAILABLE | DATA NOT AVAILABLE | DATA NOT AVAILABLE | DATA NOT AVAILABLE | DATA NOT AVAILABLE | DATA NOT AVAILABLE | DATA NOT AVAILABLE | DATA NOT AVAILABLE | CONNECTED | 133 | 133 | 140 | DATA NOT AVAILABLE | DATA NOT AVAILABLE | DATA NOT AVAILABLE | DATA NOT AVAILABLE | DATA NOT AVAILABLE | DATA NOT AVAILABLE | DATA NOT AVAILABLE | DATA NOT AVAILABLE | DATA NOT AVAILABLE | DATA NOT AVAILABLE | N | DATA NOT AVAILABLE | DATA NOT AVAILABLE | DATA NOT AVAILABLE | DATA NOT AVAILABLE | DATA NOT AVAILABLE | 2023-11-08
2099999999984 | DATA NOT AVAILABLE | DATA NOT AVAILABLE | RWE DIDCOT CVA EXPORT | DATA NOT AVAILABLE | DATA NOT AVAILABLE | DATA NOT AVAILABLE | DATA NOT AVAILABLE | DATA NOT AVAILABLE | ENGLAND | DATA NOT AVAILABLE | DATA NOT AVAILABLE | DATA NOT AVAILABLE | DATA NOT AVAILABLE | DATA NOT AVAILABLE | DATA NOT AVAILABLE | SOUTHERN ELECTRIC POWER DISTRIBUTION PLC | DATA NOT AVAILABLE | DATA NOT AVAILABLE | NO | DATA NOT AVAILABLE | DATA NOT AVAILABLE | DATA NOT AVAILABLE | DATA NOT AVAILABLE | DATA NOT AVAILABLE | DATA NOT AVAILABLE | DATA NOT AVAILABLE | DATA NOT AVAILABLE | DATA NOT AVAILABLE | DATA NOT AVAILABLE | DATA NOT AVAILABLE | DATA NOT AVAILABLE | DATA NOT AVAILABLE | DATA NOT AVAILABLE | DATA NOT AVAILABLE | DATA NOT AVAILABLE | CONNECTED | 95 | 95 | 100 | DATA NOT AVAILABLE | DATA NOT AVAILABLE | DATA NOT AVAILABLE | DATA NOT AVAILABLE | DATA NOT AVAILABLE | DATA NOT AVAILABLE | DATA NOT AVAILABLE | DATA NOT AVAILABLE | DATA NOT AVAILABLE | DATA NOT AVAILABLE | N | DATA NOT AVAILABLE | DATA NOT AVAILABLE | DATA NOT AVAILABLE | DATA NOT AVAILABLE | DATA NOT AVAILABLE | 2023-11-08
1799999999399 | DATA NOT AVAILABLE | DATA NOT AVAILABLE | BLARY HILL WIND GENERATING FACILITY | BELLOCHANTUY | DATA NOT AVAILABLE | CAMPBELTOWN | ARGYLL AND BUTE | PA29 6UZ | SCOTLAND | 169349 | 637643 | CARRADALE | DATA NOT APPLICABLE | CARRADALE GRID | 33 | SCOTTISH HYDRO ELECTRIC POWER DISTRIBUTION PLC | WIND | ONSHORE WIND TURBINES | NO | DATA NOT AVAILABLE | DATA NOT AVAILABLE | DATA NOT AVAILABLE | DATA NOT AVAILABLE | DATA NOT AVAILABLE | DATA NOT AVAILABLE | DATA NOT AVAILABLE | DATA NOT AVAILABLE | DATA NOT AVAILABLE | DATA NOT AVAILABLE | DATA NOT AVAILABLE | DATA NOT AVAILABLE | DATA NOT AVAILABLE | DATA NOT AVAILABLE | DATA NOT AVAILABLE | DATA NOT AVAILABLE | CONNECTED | 33.25 | 33.25 | 35 | DATA NOT AVAILABLE | DATA NOT AVAILABLE | DATA NOT AVAILABLE | DATA NOT AVAILABLE | DATA NOT AVAILABLE | DATA NOT AVAILABLE | DATA NOT AVAILABLE | DATA NOT AVAILABLE | DATA NOT AVAILABLE | DATA NOT AVAILABLE | N | DATA NOT AVAILABLE | DATA NOT AVAILABLE | DATA NOT AVAILABLE | DATA NOT AVAILABLE | DATA NOT AVAILABLE | 2023-11-08
1799999999404 | DATA NOT AVAILABLE | DATA NOT AVAILABLE | CLASHINDARROCH WIND FARM EXPORT CVA | DATA NOT AVAILABLE | DATA NOT AVAILABLE | DATA NOT AVAILABLE | DATA NOT AVAILABLE | DATA NOT AVAILABLE | SCOTLAND | DATA NOT AVAILABLE | DATA NOT AVAILABLE | CAIRNFORD | DATA NOT APPLICABLE | DATA NOT AVAILABLE | DATA NOT AVAILABLE | SCOTTISH HYDRO ELECTRIC POWER DISTRIBUTION PLC | WIND | ONSHORE WIND TURBINES | NO | DATA NOT AVAILABLE | DATA NOT AVAILABLE | 37 | DATA NOT AVAILABLE | DATA NOT AVAILABLE | DATA NOT AVAILABLE | DATA NOT AVAILABLE | DATA NOT AVAILABLE | DATA NOT AVAILABLE | DATA NOT AVAILABLE | DATA NOT AVAILABLE | DATA NOT AVAILABLE | DATA NOT AVAILABLE | DATA NOT AVAILABLE | DATA NOT AVAILABLE | DATA NOT AVAILABLE | CONNECTED | 36.9997 | 36.9997 | 38.947 | 0 | 0 | 2014-10-31 | DATA NOT AVAILABLE | DATA NOT AVAILABLE | DATA NOT AVAILABLE | DATA NOT AVAILABLE | DATA NOT AVAILABLE | DATA NOT AVAILABLE | DATA NOT AVAILABLE | N | DATA NOT AVAILABLE | DATA NOT AVAILABLE | DATA NOT AVAILABLE | DATA NOT AVAILABLE | DATA NOT AVAILABLE | 2023-11-08
1799999999422 | DATA NOT AVAILABLE | DATA NOT AVAILABLE | MOY WIND FARM - CVA MSID 8727 EXPORT | DATA NOT AVAILABLE | DATA NOT AVAILABLE | DATA NOT AVAILABLE | DATA NOT AVAILABLE | DATA NOT AVAILABLE | SCOTLAND | DATA NOT AVAILABLE | DATA NOT AVAILABLE | INVERNESS | DATA NOT APPLICABLE | INVERNESS GRID | 33 | SCOTTISH HYDRO ELECTRIC POWER DISTRIBUTION PLC | WIND | ONSHORE WIND TURBINES | NO | DATA NOT AVAILABLE | DATA NOT AVAILABLE | 60 | DATA NOT AVAILABLE | DATA NOT AVAILABLE | DATA NOT AVAILABLE | DATA NOT AVAILABLE | DATA NOT AVAILABLE | DATA NOT AVAILABLE | DATA NOT AVAILABLE | DATA NOT AVAILABLE | DATA NOT AVAILABLE | DATA NOT AVAILABLE | DATA NOT AVAILABLE | DATA NOT AVAILABLE | DATA NOT AVAILABLE | CONNECTED | 60.0001 | 60.0001 | 63.158 | 0 | 0 | 2016-02-17 | DATA NOT AVAILABLE | DATA NOT AVAILABLE | DATA NOT AVAILABLE | DATA NOT AVAILABLE | DATA NOT AVAILABLE | DATA NOT AVAILABLE | DATA NOT AVAILABLE | N | DATA NOT AVAILABLE | DATA NOT AVAILABLE | DATA NOT AVAILABLE | DATA NOT AVAILABLE | DATA NOT AVAILABLE | 2023-11-08
1799999999440 | DATA NOT AVAILABLE | DATA NOT AVAILABLE | BURN OF WHILK WIND GENERATING STATION | LYBSTER CAITHNESS | DATA NOT AVAILABLE | MID CLYTH | HIGHLAND | KW3 6BA | SCOTLAND | 329309 | 937884 | MYBSTER | DATA NOT APPLICABLE | MYBSTER GRID | 33 | SCOTTISH HYDRO ELECTRIC POWER DISTRIBUTION PLC | WIND | ONSHORE WIND TURBINES | NO | DATA NOT AVAILABLE | DATA NOT AVAILABLE | 22.5 | DATA NOT AVAILABLE | DATA NOT AVAILABLE | DATA NOT AVAILABLE | DATA NOT AVAILABLE | DATA NOT AVAILABLE | DATA NOT AVAILABLE | DATA NOT AVAILABLE | DATA NOT AVAILABLE | DATA NOT AVAILABLE | DATA NOT AVAILABLE | DATA NOT AVAILABLE | DATA NOT AVAILABLE | DATA NOT AVAILABLE | CONNECTED | 21.375 | 21.375 | 22.5 | 0 | 0 | 2015-04-03 | DATA NOT AVAILABLE | DATA NOT AVAILABLE | DATA NOT AVAILABLE | DATA NOT AVAILABLE | DATA NOT AVAILABLE | DATA NOT AVAILABLE | DATA NOT AVAILABLE | N | DATA NOT AVAILABLE | DATA NOT AVAILABLE | DATA NOT AVAILABLE | DATA NOT AVAILABLE | DATA NOT AVAILABLE | 2023-11-08
1799999999520 | DATA NOT AVAILABLE | DATA NOT AVAILABLE | BEINN TURIC II EXPORT CVA | DATA NOT AVAILABLE | DATA NOT AVAILABLE | DATA NOT AVAILABLE | DATA NOT AVAILABLE | DATA NOT AVAILABLE | SCOTLAND | DATA NOT AVAILABLE | DATA NOT AVAILABLE | CLACHAN | DATA NOT APPLICABLE | CLACHAN GRID | 33 | SCOTTISH HYDRO ELECTRIC POWER DISTRIBUTION PLC | DATA NOT AVAILABLE | DATA NOT AVAILABLE | NO | DATA NOT AVAILABLE | DATA NOT AVAILABLE | DATA NOT AVAILABLE | DATA NOT AVAILABLE | DATA NOT AVAILABLE | DATA NOT AVAILABLE | DATA NOT AVAILABLE | DATA NOT AVAILABLE | DATA NOT AVAILABLE | DATA NOT AVAILABLE | DATA NOT AVAILABLE | DATA NOT AVAILABLE | DATA NOT AVAILABLE | DATA NOT AVAILABLE | DATA NOT AVAILABLE | DATA NOT AVAILABLE | CONNECTED | 43.7 | 43.7 | 46 | DATA NOT AVAILABLE | DATA NOT AVAILABLE | DATA NOT AVAILABLE | DATA NOT AVAILABLE | DATA NOT AVAILABLE | DATA NOT AVAILABLE | DATA NOT AVAILABLE | DATA NOT AVAILABLE | DATA NOT AVAILABLE | DATA NOT AVAILABLE | N | DATA NOT AVAILABLE | DATA NOT AVAILABLE | DATA NOT AVAILABLE | DATA NOT AVAILABLE | DATA NOT AVAILABLE | 2023-11-08
1799999999566 | DATA NOT AVAILABLE | DATA NOT AVAILABLE | TULLO 2 WIND FARM EXPORT CVA | DATA NOT AVAILABLE | DATA NOT AVAILABLE | DATA NOT AVAILABLE | DATA NOT AVAILABLE | DATA NOT AVAILABLE | SCOTLAND | DATA NOT AVAILABLE | DATA NOT AVAILABLE | FIDDES | DATA NOT APPLICABLE | FIDDES | 33 | SCOTTISH HYDRO ELECTRIC POWER DISTRIBUTION PLC | WIND | ONSHORE WIND TURBINES | NO | DATA NOT AVAILABLE | DATA NOT AVAILABLE | 12.5 | DATA NOT AVAILABLE | DATA NOT AVAILABLE | DATA NOT AVAILABLE | DATA NOT AVAILABLE | DATA NOT AVAILABLE | DATA NOT AVAILABLE | DATA NOT AVAILABLE | DATA NOT AVAILABLE | DATA NOT AVAILABLE | DATA NOT AVAILABLE | DATA NOT AVAILABLE | DATA NOT AVAILABLE | DATA NOT AVAILABLE | CONNECTED | 25.0002 | 25.0002 | 26.316 | 0 | 0 | 2014-03-25 | DATA NOT AVAILABLE | DATA NOT AVAILABLE | DATA NOT AVAILABLE | DATA NOT AVAILABLE | DATA NOT AVAILABLE | DATA NOT AVAILABLE | DATA NOT AVAILABLE | N | DATA NOT AVAILABLE | DATA NOT AVAILABLE | DATA NOT AVAILABLE | DATA NOT AVAILABLE | DATA NOT AVAILABLE | 2023-11-08
1799999999575 | DATA NOT AVAILABLE | DATA NOT AVAILABLE | GORDONSTOWN WIND FARM EXPORT CVA | DATA NOT AVAILABLE | DATA NOT AVAILABLE | DATA NOT AVAILABLE | DATA NOT AVAILABLE | DATA NOT AVAILABLE | SCOTLAND | DATA NOT AVAILABLE | DATA NOT AVAILABLE | KINTORE | DATA NOT APPLICABLE | DATA NOT AVAILABLE | DATA NOT AVAILABLE | SCOTTISH HYDRO ELECTRIC POWER DISTRIBUTION PLC | WIND | ONSHORE WIND TURBINES | NO | DATA NOT AVAILABLE | DATA NOT AVAILABLE | DATA NOT AVAILABLE | DATA NOT AVAILABLE | DATA NOT AVAILABLE | DATA NOT AVAILABLE | DATA NOT AVAILABLE | DATA NOT AVAILABLE | DATA NOT AVAILABLE | DATA NOT AVAILABLE | DATA NOT AVAILABLE | DATA NOT AVAILABLE | DATA NOT AVAILABLE | DATA NOT AVAILABLE | DATA NOT AVAILABLE | DATA NOT AVAILABLE | CONNECTED | 12.5001 | 12.5001 | 13.158 | DATA NOT AVAILABLE | DATA NOT AVAILABLE | DATA NOT AVAILABLE | DATA NOT AVAILABLE | DATA NOT AVAILABLE | DATA NOT AVAILABLE | DATA NOT AVAILABLE | DATA NOT AVAILABLE | DATA NOT AVAILABLE | DATA NOT AVAILABLE | N | DATA NOT AVAILABLE | DATA NOT AVAILABLE | DATA NOT AVAILABLE | DATA NOT AVAILABLE | DATA NOT AVAILABLE | 2023-11-08
1799999999593 | DATA NOT AVAILABLE | DATA NOT AVAILABLE | HYWIND (SCOTLAND) LIMITED | C/C STATOIL ASA | DATA NOT AVAILABLE | DATA NOT AVAILABLE | DATA NOT AVAILABLE | DATA NOT AVAILABLE | SCOTLAND | DATA NOT AVAILABLE | DATA NOT AVAILABLE | PETERHEAD GRANGE | DATA NOT APPLICABLE | PETERHEAD GRANGE 33KV | 33 | SCOTTISH HYDRO ELECTRIC POWER DISTRIBUTION PLC | WIND | ONSHORE WIND TURBINES | NO | DATA NOT AVAILABLE | DATA NOT AVAILABLE | 30 | DATA NOT AVAILABLE | DATA NOT AVAILABLE | DATA NOT AVAILABLE | DATA NOT AVAILABLE | DATA NOT AVAILABLE | DATA NOT AVAILABLE | DATA NOT AVAILABLE | DATA NOT AVAILABLE | DATA NOT AVAILABLE | DATA NOT AVAILABLE | DATA NOT AVAILABLE | DATA NOT AVAILABLE | DATA NOT AVAILABLE | CONNECTED | 28.5 | 28.5 | 30 | 0.475 | 0.5 | 2017-08-22 | DATA NOT AVAILABLE | DATA NOT AVAILABLE | DATA NOT AVAILABLE | DATA NOT AVAILABLE | DATA NOT AVAILABLE | DATA NOT AVAILABLE | DATA NOT AVAILABLE | N | DATA NOT AVAILABLE | DATA NOT AVAILABLE | DATA NOT AVAILABLE | DATA NOT AVAILABLE | DATA NOT AVAILABLE | 2023-11-08
1799999999618 | DATA NOT AVAILABLE | DATA NOT AVAILABLE | HILL OF GASCHYLE WIND | DUNPHAIL | FORRES | TOMNAMOON | MORAYSHIRE | IV36 2QR | SCOTLAND | 304111 | 850070 | BERRYBURN GRID | DATA NOT APPLICABLE | BERRYBURN GRID | 33 | SCOTTISH HYDRO ELECTRIC POWER DISTRIBUTION PLC | WIND | ONSHORE WIND TURBINES | NO | DATA NOT AVAILABLE | DATA NOT AVAILABLE | 27.6 | DATA NOT AVAILABLE | DATA NOT AVAILABLE | DATA NOT AVAILABLE | DATA NOT AVAILABLE | DATA NOT AVAILABLE | DATA NOT AVAILABLE | DATA NOT AVAILABLE | DATA NOT AVAILABLE | DATA NOT AVAILABLE | DATA NOT AVAILABLE | DATA NOT AVAILABLE | DATA NOT AVAILABLE | DATA NOT AVAILABLE | CONNECTED | 26.22 | 26.22 | 27.6 | 0 | 0 | 2017-03-07 | DATA NOT AVAILABLE | DATA NOT AVAILABLE | DATA NOT AVAILABLE | DATA NOT AVAILABLE | DATA NOT AVAILABLE | DATA NOT AVAILABLE | DATA NOT AVAILABLE | N | DATA NOT AVAILABLE | DATA NOT AVAILABLE | DATA NOT AVAILABLE | DATA NOT AVAILABLE | DATA NOT AVAILABLE | 2023-11-08
1799999999636 | DATA NOT AVAILABLE | DATA NOT AVAILABLE | BROWNIELEYS WIND | FORDOUN | DATA NOT AVAILABLE | LAURENCEKIRK | KINCARDINESHIRE | AB30 1JN | SCOTLAND | 377888 | 772107 | FIDDES | DATA NOT APPLICABLE | FIDDES | 33 | SCOTTISH HYDRO ELECTRIC POWER DISTRIBUTION PLC | WIND | ONSHORE WIND TURBINES | NO | DATA NOT AVAILABLE | DATA NOT AVAILABLE | 7.5 | DATA NOT AVAILABLE | DATA NOT AVAILABLE | DATA NOT AVAILABLE | DATA NOT AVAILABLE | DATA NOT AVAILABLE | DATA NOT AVAILABLE | DATA NOT AVAILABLE | DATA NOT AVAILABLE | DATA NOT AVAILABLE | DATA NOT AVAILABLE | DATA NOT AVAILABLE | DATA NOT AVAILABLE | DATA NOT AVAILABLE | CONNECTED | 7.5002 | 7.5002 | 7.895 | 0 | 0 | 2017-07-05 | DATA NOT AVAILABLE | DATA NOT AVAILABLE | DATA NOT AVAILABLE | DATA NOT AVAILABLE | DATA NOT AVAILABLE | DATA NOT AVAILABLE | DATA NOT AVAILABLE | N | DATA NOT AVAILABLE | DATA NOT AVAILABLE | DATA NOT AVAILABLE | DATA NOT AVAILABLE | DATA NOT AVAILABLE | 2023-11-08
1799999999663 | DATA NOT AVAILABLE | DATA NOT AVAILABLE | TORR ACHILTY 1 CVA EXPORT | DATA NOT AVAILABLE | DATA NOT AVAILABLE | DATA NOT AVAILABLE | DATA NOT AVAILABLE | DATA NOT AVAILABLE | SCOTLAND | DATA NOT AVAILABLE | DATA NOT AVAILABLE | BEAULY | DATA NOT APPLICABLE | DATA NOT AVAILABLE | DATA NOT AVAILABLE | SCOTTISH HYDRO ELECTRIC POWER DISTRIBUTION PLC | DATA NOT AVAILABLE | DATA NOT AVAILABLE | NO | DATA NOT AVAILABLE | DATA NOT AVAILABLE | DATA NOT AVAILABLE | DATA NOT AVAILABLE | DATA NOT AVAILABLE | DATA NOT AVAILABLE | DATA NOT AVAILABLE | DATA NOT AVAILABLE | DATA NOT AVAILABLE | DATA NOT AVAILABLE | DATA NOT AVAILABLE | DATA NOT AVAILABLE | DATA NOT AVAILABLE | DATA NOT AVAILABLE | DATA NOT AVAILABLE | DATA NOT AVAILABLE | CONNECTED | 7.6 | 7.6 | 8 | DATA NOT AVAILABLE | DATA NOT AVAILABLE | DATA NOT AVAILABLE | DATA NOT AVAILABLE | DATA NOT AVAILABLE | DATA NOT AVAILABLE | DATA NOT AVAILABLE | DATA NOT AVAILABLE | DATA NOT AVAILABLE | DATA NOT AVAILABLE | N | DATA NOT AVAILABLE | DATA NOT AVAILABLE | DATA NOT AVAILABLE | DATA NOT AVAILABLE | DATA NOT AVAILABLE | 2023-11-08
1799999999681 | DATA NOT AVAILABLE | DATA NOT AVAILABLE | TORR ACHILTY 2 EXPORT CVA | DATA NOT AVAILABLE | DATA NOT AVAILABLE | DATA NOT AVAILABLE | DATA NOT AVAILABLE | DATA NOT AVAILABLE | SCOTLAND | DATA NOT AVAILABLE | DATA NOT AVAILABLE | BEAULY | DATA NOT APPLICABLE | DATA NOT AVAILABLE | DATA NOT AVAILABLE | SCOTTISH HYDRO ELECTRIC POWER DISTRIBUTION PLC | DATA NOT AVAILABLE | DATA NOT AVAILABLE | NO | DATA NOT AVAILABLE | DATA NOT AVAILABLE | DATA NOT AVAILABLE | DATA NOT AVAILABLE | DATA NOT AVAILABLE | DATA NOT AVAILABLE | DATA NOT AVAILABLE | DATA NOT AVAILABLE | DATA NOT AVAILABLE | DATA NOT AVAILABLE | DATA NOT AVAILABLE | DATA NOT AVAILABLE | DATA NOT AVAILABLE | DATA NOT AVAILABLE | DATA NOT AVAILABLE | DATA NOT AVAILABLE | CONNECTED | 7.6 | 7.6 | 8 | DATA NOT AVAILABLE | DATA NOT AVAILABLE | DATA NOT AVAILABLE | DATA NOT AVAILABLE | DATA NOT AVAILABLE | DATA NOT AVAILABLE | DATA NOT AVAILABLE | DATA NOT AVAILABLE | DATA NOT AVAILABLE | DATA NOT AVAILABLE | N | DATA NOT AVAILABLE | DATA NOT AVAILABLE | DATA NOT AVAILABLE | DATA NOT AVAILABLE | DATA NOT AVAILABLE | 2023-11-08
1799999999742 | DATA NOT AVAILABLE | DATA NOT AVAILABLE | TULLYMURDOCH WIND EXPORT CVA | DATA NOT AVAILABLE | DATA NOT AVAILABLE | DATA NOT AVAILABLE | DATA NOT AVAILABLE | DATA NOT AVAILABLE | SCOTLAND | DATA NOT AVAILABLE | DATA NOT AVAILABLE | COUPAR ANGUS | DATA NOT APPLICABLE | COUPAR ANGUS GRID | 33 | SCOTTISH HYDRO ELECTRIC POWER DISTRIBUTION PLC | WIND | ONSHORE WIND TURBINES | NO | DATA NOT AVAILABLE | DATA NOT AVAILABLE | 14.35 | DATA NOT AVAILABLE | DATA NOT AVAILABLE | DATA NOT AVAILABLE | DATA NOT AVAILABLE | DATA NOT AVAILABLE | DATA NOT AVAILABLE | DATA NOT AVAILABLE | DATA NOT AVAILABLE | DATA NOT AVAILABLE | DATA NOT AVAILABLE | DATA NOT AVAILABLE | DATA NOT AVAILABLE | DATA NOT AVAILABLE | CONNECTED | 17.4999 | 17.4999 | 18.421 | 0 | 0 | 2018-01-19 | DATA NOT AVAILABLE | DATA NOT AVAILABLE | DATA NOT AVAILABLE | DATA NOT AVAILABLE | DATA NOT AVAILABLE | DATA NOT AVAILABLE | DATA NOT AVAILABLE | N | DATA NOT AVAILABLE | DATA NOT AVAILABLE | DATA NOT AVAILABLE | DATA NOT AVAILABLE | DATA NOT AVAILABLE | 2023-11-08
1799999999760 | DATA NOT AVAILABLE | DATA NOT AVAILABLE | BEINN AN TUIRC 3 WINDFARM | BELLOCHANTUY | DATA NOT AVAILABLE | CAMPBELTOWN | ARGYLL | DATA NOT AVAILABLE | SCOTLAND | DATA NOT AVAILABLE | DATA NOT AVAILABLE | CARRADALE | DATA NOT APPLICABLE | CARRADALE GRID | 33 | SCOTTISH HYDRO ELECTRIC POWER DISTRIBUTION PLC | WIND | ONSHORE WIND TURBINES | NO | DATA NOT AVAILABLE | DATA NOT AVAILABLE | 50 | DATA NOT AVAILABLE | DATA NOT AVAILABLE | DATA NOT AVAILABLE | DATA NOT AVAILABLE | DATA NOT AVAILABLE | DATA NOT AVAILABLE | DATA NOT AVAILABLE | DATA NOT AVAILABLE | DATA NOT AVAILABLE | DATA NOT AVAILABLE | DATA NOT AVAILABLE | DATA NOT AVAILABLE | DATA NOT AVAILABLE | CONNECTED | 47.5 | 47.5 | 50 | 0.3325 | 0.35 | 2021-04-15 | DATA NOT AVAILABLE | DATA NOT AVAILABLE | DATA NOT AVAILABLE | DATA NOT AVAILABLE | DATA NOT AVAILABLE | DATA NOT AVAILABLE | DATA NOT AVAILABLE | N | DATA NOT AVAILABLE | DATA NOT AVAILABLE | DATA NOT AVAILABLE | DATA NOT AVAILABLE | DATA NOT AVAILABLE | 2023-11-08
1799999999798 | DATA NOT AVAILABLE | DATA NOT AVAILABLE | ABROATH BESS (MSID 8771) EXP | COUPAR SITE | PLEASANCE ROAD | BLAIRGOWRIE | PERTH AND KINROSS | PH13 9JB | SCOTLAND | 322109 | 739419 | ARBROTH | DATA NOT APPLICABLE | DATA NOT AVAILABLE | DATA NOT AVAILABLE | SCOTTISH HYDRO ELECTRIC POWER DISTRIBUTION PLC | STORED ENERGY (ALL STORED ENERGY IRRESPECTVE OF THE ORIGINAL ENERGY SOURCE) | STORAGE - ELECTROCHEMICAL (BATTERIES) | NO | DATA NOT AVAILABLE | DATA NOT AVAILABLE | DATA NOT AVAILABLE | DATA NOT AVAILABLE | DATA NOT AVAILABLE | DATA NOT AVAILABLE | DATA NOT AVAILABLE | DATA NOT AVAILABLE | DATA NOT AVAILABLE | DATA NOT AVAILABLE | DATA NOT AVAILABLE | DATA NOT AVAILABLE | DATA NOT AVAILABLE | DATA NOT AVAILABLE | DATA NOT AVAILABLE | DATA NOT AVAILABLE | CONNECTED | 33.25 | 33.25 | 35 | DATA NOT AVAILABLE | DATA NOT AVAILABLE | DATA NOT AVAILABLE | DATA NOT AVAILABLE | DATA NOT AVAILABLE | DATA NOT AVAILABLE | DATA NOT AVAILABLE | DATA NOT AVAILABLE | DATA NOT AVAILABLE | DATA NOT AVAILABLE | N | DATA NOT AVAILABLE | DATA NOT AVAILABLE | DATA NOT AVAILABLE | DATA NOT AVAILABLE | DATA NOT AVAILABLE | 2023-11-08
1799999999821 | DATA NOT AVAILABLE | DATA NOT AVAILABLE | COUPAR ANGUS BATTERY STOR | PLEASANCE ROAD | DATA NOT AVAILABLE | BLAIRGOWRIE | PERTH AND KINROSS | PH13 9JB | SCOTLAND | 322109 | 739419 | COUPAR ANGUS | DATA NOT APPLICABLE | DATA NOT AVAILABLE | DATA NOT AVAILABLE | SCOTTISH HYDRO ELECTRIC POWER DISTRIBUTION PLC | STORED ENERGY (ALL STORED ENERGY IRRESPECTVE OF THE ORIGINAL ENERGY SOURCE) | STORAGE - ELECTROCHEMICAL (BATTERIES) | NO | DATA NOT AVAILABLE | DATA NOT AVAILABLE | DATA NOT AVAILABLE | DATA NOT AVAILABLE | DATA NOT AVAILABLE | DATA NOT AVAILABLE | DATA NOT AVAILABLE | DATA NOT AVAILABLE | DATA NOT AVAILABLE | DATA NOT AVAILABLE | DATA NOT AVAILABLE | DATA NOT AVAILABLE | DATA NOT AVAILABLE | DATA NOT AVAILABLE | DATA NOT AVAILABLE | DATA NOT AVAILABLE | CONNECTED | 38 | 38 | 40 | DATA NOT AVAILABLE | DATA NOT AVAILABLE | DATA NOT AVAILABLE | DATA NOT AVAILABLE | DATA NOT AVAILABLE | DATA NOT AVAILABLE | DATA NOT AVAILABLE | DATA NOT AVAILABLE | DATA NOT AVAILABLE | DATA NOT AVAILABLE | N | DATA NOT AVAILABLE | DATA NOT AVAILABLE | DATA NOT AVAILABLE | DATA NOT AVAILABLE | DATA NOT AVAILABLE | 2023-11-08
1799999999868 | DATA NOT AVAILABLE | DATA NOT AVAILABLE | BAILLIE WIND FARM CVA EXPORT | DATA NOT AVAILABLE | DATA NOT AVAILABLE | DATA NOT AVAILABLE | DATA NOT AVAILABLE | DATA NOT AVAILABLE | SCOTLAND | DATA NOT AVAILABLE | DATA NOT AVAILABLE | DOUNREAY | DATA NOT APPLICABLE | DATA NOT AVAILABLE | DATA NOT AVAILABLE | SCOTTISH HYDRO ELECTRIC POWER DISTRIBUTION PLC | WIND | ONSHORE WIND TURBINES | NO | DATA NOT AVAILABLE | DATA NOT AVAILABLE | DATA NOT AVAILABLE | DATA NOT AVAILABLE | DATA NOT AVAILABLE | DATA NOT AVAILABLE | DATA NOT AVAILABLE | DATA NOT AVAILABLE | DATA NOT AVAILABLE | DATA NOT AVAILABLE | DATA NOT AVAILABLE | DATA NOT AVAILABLE | DATA NOT AVAILABLE | DATA NOT AVAILABLE | DATA NOT AVAILABLE | DATA NOT AVAILABLE | CONNECTED | 50.065 | 50.065 | 52.7 | DATA NOT AVAILABLE | DATA NOT AVAILABLE | DATA NOT AVAILABLE | DATA NOT AVAILABLE | DATA NOT AVAILABLE | DATA NOT AVAILABLE | DATA NOT AVAILABLE | DATA NOT AVAILABLE | DATA NOT AVAILABLE | DATA NOT AVAILABLE | N | DATA NOT AVAILABLE | DATA NOT AVAILABLE | DATA NOT AVAILABLE | DATA NOT AVAILABLE | DATA NOT AVAILABLE | 2023-11-08
1799999999895 | DATA NOT AVAILABLE | DATA NOT AVAILABLE | BERRY BURN WIND FARM CVA EXPORT | DATA NOT AVAILABLE | DATA NOT AVAILABLE | DATA NOT AVAILABLE | DATA NOT AVAILABLE | DATA NOT AVAILABLE | SCOTLAND | DATA NOT AVAILABLE | DATA NOT AVAILABLE | DATA NOT AVAILABLE | DATA NOT APPLICABLE | DATA NOT AVAILABLE | DATA NOT AVAILABLE | SCOTTISH HYDRO ELECTRIC POWER DISTRIBUTION PLC | WIND | ONSHORE WIND TURBINES | NO | DATA NOT AVAILABLE | DATA NOT AVAILABLE | DATA NOT AVAILABLE | DATA NOT AVAILABLE | DATA NOT AVAILABLE | DATA NOT AVAILABLE | DATA NOT AVAILABLE | DATA NOT AVAILABLE | DATA NOT AVAILABLE | DATA NOT AVAILABLE | DATA NOT AVAILABLE | DATA NOT AVAILABLE | DATA NOT AVAILABLE | DATA NOT AVAILABLE | DATA NOT AVAILABLE | DATA NOT AVAILABLE | CONNECTED | 68.875 | 68.875 | 72.5 | DATA NOT AVAILABLE | DATA NOT AVAILABLE | DATA NOT AVAILABLE | DATA NOT AVAILABLE | DATA NOT AVAILABLE | DATA NOT AVAILABLE | DATA NOT AVAILABLE | DATA NOT AVAILABLE | DATA NOT AVAILABLE | DATA NOT AVAILABLE | N | DATA NOT AVAILABLE | DATA NOT AVAILABLE | DATA NOT AVAILABLE | DATA NOT AVAILABLE | DATA NOT AVAILABLE | 2023-11-08
1799999999947 | DATA NOT AVAILABLE | DATA NOT AVAILABLE | CASHLIE EXPORT CVA | DATA NOT AVAILABLE | DATA NOT AVAILABLE | DATA NOT AVAILABLE | DATA NOT AVAILABLE | DATA NOT AVAILABLE | SCOTLAND | DATA NOT AVAILABLE | DATA NOT AVAILABLE | KEITH | DATA NOT APPLICABLE | KEITH GRID | 33 | SCOTTISH HYDRO ELECTRIC POWER DISTRIBUTION PLC | DATA NOT AVAILABLE | DATA NOT AVAILABLE | NO | DATA NOT AVAILABLE | DATA NOT AVAILABLE | DATA NOT AVAILABLE | DATA NOT AVAILABLE | DATA NOT AVAILABLE | DATA NOT AVAILABLE | DATA NOT AVAILABLE | DATA NOT AVAILABLE | DATA NOT AVAILABLE | DATA NOT AVAILABLE | DATA NOT AVAILABLE | DATA NOT AVAILABLE | DATA NOT AVAILABLE | DATA NOT AVAILABLE | DATA NOT AVAILABLE | DATA NOT AVAILABLE | CONNECTED | 11.1197 | 11.1197 | 11.705 | DATA NOT AVAILABLE | DATA NOT AVAILABLE | DATA NOT AVAILABLE | DATA NOT AVAILABLE | DATA NOT AVAILABLE | DATA NOT AVAILABLE | DATA NOT AVAILABLE | DATA NOT AVAILABLE | DATA NOT AVAILABLE | DATA NOT AVAILABLE | N | DATA NOT AVAILABLE | DATA NOT AVAILABLE | DATA NOT AVAILABLE | DATA NOT AVAILABLE | DATA NOT AVAILABLE | 2023-11-08
1799999999974 | DATA NOT AVAILABLE | DATA NOT AVAILABLE | LUBREOCH EXPORT CVA | DATA NOT AVAILABLE | DATA NOT AVAILABLE | HYWIND (SCOTLAND) LIMITED | DATA NOT AVAILABLE | DATA NOT AVAILABLE | SCOTLAND | DATA NOT AVAILABLE | DATA NOT AVAILABLE | CHARLESTON | DATA NOT APPLICABLE | NINEWELLS | 11 | SCOTTISH HYDRO ELECTRIC POWER DISTRIBUTION PLC | DATA NOT AVAILABLE | DATA NOT AVAILABLE | NO | DATA NOT AVAILABLE | DATA NOT AVAILABLE | DATA NOT AVAILABLE | DATA NOT AVAILABLE | DATA NOT AVAILABLE | DATA NOT AVAILABLE | DATA NOT AVAILABLE | DATA NOT AVAILABLE | DATA NOT AVAILABLE | DATA NOT AVAILABLE | DATA NOT AVAILABLE | DATA NOT AVAILABLE | DATA NOT AVAILABLE | DATA NOT AVAILABLE | DATA NOT AVAILABLE | DATA NOT AVAILABLE | CONNECTED | 3.99 | 3.99 | 4.2 | DATA NOT AVAILABLE | DATA NOT AVAILABLE | DATA NOT AVAILABLE | DATA NOT AVAILABLE | DATA NOT AVAILABLE | DATA NOT AVAILABLE | DATA NOT AVAILABLE | DATA NOT AVAILABLE | DATA NOT AVAILABLE | DATA NOT AVAILABLE | N | DATA NOT AVAILABLE | DATA NOT AVAILABLE | DATA NOT AVAILABLE | DATA NOT AVAILABLE | DATA NOT AVAILABLE | 2023-11-08
1799999999992 | DATA NOT AVAILABLE | DATA NOT AVAILABLE | HILL OF TOWIE WIND FARM EXPORT CVA | DATA NOT AVAILABLE | DATA NOT AVAILABLE | DATA NOT AVAILABLE | DATA NOT AVAILABLE | DATA NOT AVAILABLE | SCOTLAND | DATA NOT AVAILABLE | DATA NOT AVAILABLE | KEITH | DATA NOT APPLICABLE | KEITH GRID | 33 | SCOTTISH HYDRO ELECTRIC POWER DISTRIBUTION PLC | WIND | ONSHORE WIND TURBINES | NO | DATA NOT AVAILABLE | DATA NOT AVAILABLE | DATA NOT AVAILABLE | DATA NOT AVAILABLE | DATA NOT AVAILABLE | DATA NOT AVAILABLE | DATA NOT AVAILABLE | DATA NOT AVAILABLE | DATA NOT AVAILABLE | DATA NOT AVAILABLE | DATA NOT AVAILABLE | DATA NOT AVAILABLE | DATA NOT AVAILABLE | DATA NOT AVAILABLE | DATA NOT AVAILABLE | DATA NOT AVAILABLE | CONNECTED | 48.298 | 48.298 | 50.84 | DATA NOT AVAILABLE | DATA NOT AVAILABLE | DATA NOT AVAILABLE | DATA NOT AVAILABLE | DATA NOT AVAILABLE | DATA NOT AVAILABLE | DATA NOT AVAILABLE | DATA NOT AVAILABLE | DATA NOT AVAILABLE | DATA NOT AVAILABLE | N | DATA NOT AVAILABLE | DATA NOT AVAILABLE | DATA NOT AVAILABLE | DATA NOT AVAILABLE | DATA NOT AVAILABLE | 2023-11-08
1700051731548 | DATA NOT AVAILABLE | ALCAN KINLOCHLEVEN LOCHABER | LOCHABER SMELTER | LOCHABER SMELTER | GEN442F2M | FORT WILLIAM | HIGHLAND | PH33 6TH | SCOTLAND | 212620 | 775054 | FWIL | DATA NOT APPLICABLE | FORT WILLIAM GRID | 33 | SCOTTISH HYDRO ELECTRIC POWER DISTRIBUTION PLC | SOLAR | PHOTOVOLTAIC | NO | DATA NOT AVAILABLE | DATA NOT AVAILABLE | DATA NOT AVAILABLE | DATA NOT AVAILABLE | DATA NOT AVAILABLE | DATA NOT AVAILABLE | DATA NOT AVAILABLE | DATA NOT AVAILABLE | DATA NOT AVAILABLE | DATA NOT AVAILABLE | DATA NOT AVAILABLE | DATA NOT AVAILABLE | DATA NOT AVAILABLE | DATA NOT AVAILABLE | DATA NOT AVAILABLE | DATA NOT AVAILABLE | CONNECTED | 2.85 | 2.7075 | 2.85 | DATA NOT AVAILABLE | DATA NOT AVAILABLE | DATA NOT AVAILABLE | DATA NOT AVAILABLE | DATA NOT AVAILABLE | DATA NOT AVAILABLE | DATA NOT AVAILABLE | DATA NOT AVAILABLE | DATA NOT AVAILABLE | DATA NOT AVAILABLE | N | DATA NOT AVAILABLE | DATA NOT AVAILABLE | DATA NOT AVAILABLE | DATA NOT AVAILABLE | DATA NOT AVAILABLE | 2023-12-08
2000050935800 | DATA NOT AVAILABLE | DE LA RUE INTERNATIONAL LTD ET AL | DATA NOT AVAILABLE | MILL | OVERTON MILL | BASINGSTOKE | HAMPSHIRE | RG25 3JG | ENGLAND | 451737 | 150947 | BRLE | BASI 33kV | OVERTON | 11 | SOUTHERN ELECTRIC POWER DISTRIBUTION PLC | WASTE | DATA NOT AVAILABLE | NO | DATA NOT AVAILABLE | DATA NOT AVAILABLE | DATA NOT AVAILABLE | DATA NOT AVAILABLE | DATA NOT AVAILABLE | DATA NOT AVAILABLE | DATA NOT AVAILABLE | DATA NOT AVAILABLE | DATA NOT AVAILABLE | DATA NOT AVAILABLE | DATA NOT AVAILABLE | DATA NOT AVAILABLE | DATA NOT AVAILABLE | DATA NOT AVAILABLE | DATA NOT AVAILABLE | DATA NOT AVAILABLE | CONNECTED | 6 | 5.7 | 6 | DATA NOT AVAILABLE | DATA NOT AVAILABLE | DATA NOT AVAILABLE | DATA NOT AVAILABLE | DATA NOT AVAILABLE | DATA NOT AVAILABLE | DATA NOT AVAILABLE | DATA NOT AVAILABLE | DATA NOT AVAILABLE | DATA NOT AVAILABLE | N | DATA NOT AVAILABLE | DATA NOT AVAILABLE | DATA NOT AVAILABLE | DATA NOT AVAILABLE | DATA NOT AVAILABLE | 2023-12-08
2000057861030 | DATA NOT AVAILABLE | SLOUGH HEAT & POWER LIMITED | POWER STATION | CIRCUIT GEN 23 | EDINGBURGH AVENUE | SLOUGH | BERKSHIRE | SL1 4QD | ENGLAND | 495286 | 181512 | IVER 132KV | SLOUGH | DATA NOT AVAILABLE | DATA NOT AVAILABLE | SOUTHERN ELECTRIC POWER DISTRIBUTION PLC | SOLAR | PHOTOVOLTAIC | NO | DATA NOT AVAILABLE | DATA NOT AVAILABLE | 7.12 | DATA NOT AVAILABLE | DATA NOT AVAILABLE | DATA NOT AVAILABLE | DATA NOT AVAILABLE | DATA NOT AVAILABLE | DATA NOT AVAILABLE | DATA NOT AVAILABLE | DATA NOT AVAILABLE | DATA NOT AVAILABLE | DATA NOT AVAILABLE | DATA NOT AVAILABLE | DATA NOT AVAILABLE | DATA NOT AVAILABLE | CONNECTED | 8 | 7.6 | 8 | DATA NOT AVAILABLE | DATA NOT AVAILABLE | DATA NOT AVAILABLE | DATA NOT AVAILABLE | DATA NOT AVAILABLE | DATA NOT AVAILABLE | DATA NOT AVAILABLE | DATA NOT AVAILABLE | DATA NOT AVAILABLE | DATA NOT AVAILABLE | N | DATA NOT AVAILABLE | DATA NOT AVAILABLE | DATA NOT AVAILABLE | DATA NOT AVAILABLE | DATA NOT AVAILABLE | 2023-12-08
2000060268260 | DATA NOT AVAILABLE | HAMER WARREN SOLAR LIMITED | HAMER WARREN PV | IMPORT/EXPORT | HARBRIDGE | RINGWOOD | DORSET | BH24 3PX | ENGLAND | 413426 | 110905 | MANNINGTON GSP | MANNINGTON | MILL LANE | 11 | SOUTHERN ELECTRIC POWER DISTRIBUTION PLC | SOLAR | PHOTOVOLTAIC | NO | DATA NOT AVAILABLE | DATA NOT AVAILABLE | 5.07 | DATA NOT AVAILABLE | DATA NOT AVAILABLE | DATA NOT AVAILABLE | DATA NOT AVAILABLE | DATA NOT AVAILABLE | DATA NOT AVAILABLE | DATA NOT AVAILABLE | DATA NOT AVAILABLE | DATA NOT AVAILABLE | DATA NOT AVAILABLE | DATA NOT AVAILABLE | DATA NOT AVAILABLE | DATA NOT AVAILABLE | CONNECTED | 21.053 | 20.0003 | 21.053 | 5 | 5.2632 | DATA NOT AVAILABLE | DATA NOT AVAILABLE | DATA NOT AVAILABLE | DATA NOT AVAILABLE | DATA NOT AVAILABLE | DATA NOT AVAILABLE | DATA NOT AVAILABLE | DATA NOT AVAILABLE | N | DATA NOT AVAILABLE | DATA NOT AVAILABLE | DATA NOT AVAILABLE | DATA NOT AVAILABLE | DATA NOT AVAILABLE | 2023-12-08
2000060295529 | DATA NOT AVAILABLE | WHEATLEY POWER EXPORT | WHEATLEY GAS GENERATION | DATA NOT AVAILABLE | DATA NOT AVAILABLE | OXFORD | OXFORDSHIRE | OX33 1YW | ENGLAND | 460415 | 205682 | COWLEY GSP | HEADINGTON | WHEATLEY | 11 | SOUTHERN ELECTRIC POWER DISTRIBUTION PLC | BIOFUEL LANDFILL GAS | DATA NOT AVAILABLE | NO | DATA NOT AVAILABLE | DATA NOT AVAILABLE | 20 | DATA NOT AVAILABLE | DATA NOT AVAILABLE | DATA NOT AVAILABLE | DATA NOT AVAILABLE | DATA NOT AVAILABLE | DATA NOT AVAILABLE | DATA NOT AVAILABLE | DATA NOT AVAILABLE | DATA NOT AVAILABLE | DATA NOT AVAILABLE | DATA NOT AVAILABLE | DATA NOT AVAILABLE | DATA NOT AVAILABLE | CONNECTED | 7.12 | 6.764 | 7.12 | 0.21 | 0.22105 | 2023-09-27 | DATA NOT AVAILABLE | DATA NOT AVAILABLE | DATA NOT AVAILABLE | DATA NOT AVAILABLE | DATA NOT AVAILABLE | DATA NOT AVAILABLE | DATA NOT AVAILABLE | N | DATA NOT AVAILABLE | DATA NOT AVAILABLE | DATA NOT AVAILABLE | DATA NOT AVAILABLE | DATA NOT AVAILABLE | 2023-12-08
2000060343304 | DATA NOT AVAILABLE | WHITTLE POWER IMPORT | DATA NOT AVAILABLE | WHITTLE POWER GAS, LAND ON 23 | WHITTLE ROAD | WIMBORNE | DORSET | BH21 7PW | ENGLAND | 405941 | 101216 | MANNINGTON GSP | MANNINGTON | FERNDOWN | 11 | SOUTHERN ELECTRIC POWER DISTRIBUTION PLC | BIOFUEL LANDFILL GAS | DATA NOT AVAILABLE | NO | DATA NOT AVAILABLE | DATA NOT AVAILABLE | DATA NOT AVAILABLE | DATA NOT AVAILABLE | DATA NOT AVAILABLE | DATA NOT AVAILABLE | DATA NOT AVAILABLE | DATA NOT AVAILABLE | DATA NOT AVAILABLE | DATA NOT AVAILABLE | DATA NOT AVAILABLE | DATA NOT AVAILABLE | DATA NOT AVAILABLE | DATA NOT AVAILABLE | DATA NOT AVAILABLE | DATA NOT AVAILABLE | CONNECTED | 5.07 | 4.8165 | 5.07 | 0.21 | 0.22105 | DATA NOT AVAILABLE | DATA NOT AVAILABLE | DATA NOT AVAILABLE | DATA NOT AVAILABLE | DATA NOT AVAILABLE | DATA NOT AVAILABLE | DATA NOT AVAILABLE | DATA NOT AVAILABLE | N | DATA NOT AVAILABLE | DATA NOT AVAILABLE | DATA NOT AVAILABLE | DATA NOT AVAILABLE | DATA NOT AVAILABLE | 2023-12-08
2000060474257 | DATA NOT AVAILABLE | GERRARDS CROSS EXPORT | GERRARDS CROSS BATTERY | LAND AT THAMES WATER TREATMENT WORKS | AMERSHAM ROAD, | DENHAM | ABERDEEN | SL9 7AW | ENGLAND | 501659 | 187274 | IVER 132KV | DENHAM | DATA NOT AVAILABLE | EHV | SOUTHERN ELECTRIC POWER DISTRIBUTION PLC | STORED ENERGY (ALL STORED ENERGY IRRESPECTVE OF THE ORIGINAL ENERGY SOURCE) | STORAGE - ELECTROCHEMICAL (BATTERIES) | NO | DATA NOT AVAILABLE | DATA NOT AVAILABLE | DATA NOT AVAILABLE | DATA NOT AVAILABLE | DATA NOT AVAILABLE | DATA NOT AVAILABLE | DATA NOT AVAILABLE | DATA NOT AVAILABLE | DATA NOT AVAILABLE | DATA NOT AVAILABLE | DATA NOT AVAILABLE | DATA NOT AVAILABLE | DATA NOT AVAILABLE | DATA NOT AVAILABLE | DATA NOT AVAILABLE | DATA NOT AVAILABLE | CONNECTED | 20 | 19 | 20 | 20 | 21.0526 | DATA NOT AVAILABLE | DATA NOT AVAILABLE | DATA NOT AVAILABLE | DATA NOT AVAILABLE | DATA NOT AVAILABLE | DATA NOT AVAILABLE | DATA NOT AVAILABLE | DATA NOT AVAILABLE | N | DATA NOT AVAILABLE | DATA NOT AVAILABLE | DATA NOT AVAILABLE | DATA NOT AVAILABLE | DATA NOT AVAILABLE | 2023-12-08
2000060212815 | DATA NOT AVAILABLE | CONRAD (SWINDON) LIMITED | CATSBRAIN FARM - FIRM STRATTON ST MARGAR | CATSBRAIN FARM IMPORT/EXPORT | DATA NOT AVAILABLE | SWINDON | WILTSHIRE | SN3 4TD | ENGLAND | 417637 | 188977 | MINETY GSP | STRATTON | DATA NOT AVAILABLE | EHV | SOUTHERN ELECTRIC POWER DISTRIBUTION PLC | OTHER | OTHER | NO | DATA NOT AVAILABLE | DATA NOT AVAILABLE | 20 | DATA NOT AVAILABLE | DATA NOT AVAILABLE | DATA NOT AVAILABLE | DATA NOT AVAILABLE | DATA NOT AVAILABLE | DATA NOT AVAILABLE | DATA NOT AVAILABLE | DATA NOT AVAILABLE | DATA NOT AVAILABLE | DATA NOT AVAILABLE | DATA NOT AVAILABLE | DATA NOT AVAILABLE | DATA NOT AVAILABLE | CONNECTED | 20 | 19 | 20 | 20 | 21.0526 | DATA NOT AVAILABLE | DATA NOT AVAILABLE | DATA NOT AVAILABLE | DATA NOT AVAILABLE | DATA NOT AVAILABLE | DATA NOT AVAILABLE | DATA NOT AVAILABLE | DATA NOT AVAILABLE | N | DATA NOT AVAILABLE | DATA NOT AVAILABLE | DATA NOT AVAILABLE | DATA NOT AVAILABLE | DATA NOT AVAILABLE | 2024-03-11
DATA NOT AVAILABLE | DATA NOT AVAILABLE | AQUAMARINE POWER | LAG NA GREINE (FORMERLY LEWIS WAVE) | LAG NA GREINE (FORMERLY LEWIS WAVE) | NORTH SIADAR SOUTH MEALABOST BHUIRGH | ISLE OF LEWIS | DATA NOT AVAILABLE | DATA NOT AVAILABLE | SCOTLAND | DATA NOT AVAILABLE | DATA NOT AVAILABLE | ARDMORE GRID | DATA NOT APPLICABLE | STORNOWAY GRID | 33 | SCOTTISH HYDRO ELECTRIC POWER DISTRIBUTION PLC | WIND | ONSHORE WIND TURBINES | NO | DATA NOT AVAILABLE | DATA NOT AVAILABLE | 3 | DATA NOT AVAILABLE | DATA NOT AVAILABLE | DATA NOT AVAILABLE | DATA NOT AVAILABLE | DATA NOT AVAILABLE | DATA NOT AVAILABLE | DATA NOT AVAILABLE | DATA NOT AVAILABLE | DATA NOT AVAILABLE | DATA NOT AVAILABLE | DATA NOT AVAILABLE | DATA NOT AVAILABLE | NO | ACCEPTED TO CONNECT | DATA NOT AVAILABLE | DATA NOT AVAILABLE | DATA NOT AVAILABLE | DATA NOT AVAILABLE | DATA NOT AVAILABLE | DATA NOT AVAILABLE | 3 | 3 | 3.1579 | 0 | 0 | 2011-10-31 | DATA NOT AVAILABLE | N | DATA NOT AVAILABLE | DATA NOT AVAILABLE | DATA NOT AVAILABLE | DATA NOT AVAILABLE | DATA NOT AVAILABLE | 2020-07-22
DATA NOT AVAILABLE | DATA NOT AVAILABLE | VOITH HYDRO WAVEGEN | SIADAR GATEWAY WAVE | SIADAR GATEWAY WAVE | BARVAS | ISLE OF LEWIS | EILEAN SIAR | HS2 0RQ | SCOTLAND | 138540 | 954251 | ARDMORE GRID | DATA NOT APPLICABLE | STORNOWAY GRID | 33 | SCOTTISH HYDRO ELECTRIC POWER DISTRIBUTION PLC | OTHER | OTHER | NO | DATA NOT AVAILABLE | DATA NOT AVAILABLE | 4 | DATA NOT AVAILABLE | DATA NOT AVAILABLE | DATA NOT AVAILABLE | DATA NOT AVAILABLE | DATA NOT AVAILABLE | DATA NOT AVAILABLE | DATA NOT AVAILABLE | DATA NOT AVAILABLE | DATA NOT AVAILABLE | DATA NOT AVAILABLE | DATA NOT AVAILABLE | DATA NOT AVAILABLE | NO | ACCEPTED TO CONNECT | DATA NOT AVAILABLE | DATA NOT AVAILABLE | DATA NOT AVAILABLE | DATA NOT AVAILABLE | DATA NOT AVAILABLE | DATA NOT AVAILABLE | 4 | 4 | 4.2105 | 0 | 0 | 2012-07-12 | DATA NOT AVAILABLE | N | DATA NOT AVAILABLE | DATA NOT AVAILABLE | DATA NOT AVAILABLE | DATA NOT AVAILABLE | DATA NOT AVAILABLE | 2020-07-22
DATA NOT AVAILABLE | DATA NOT AVAILABLE | XERO ENERGY | PENTLAND ROAD ADDITIONAL 4.2MW | PENTLAND ROAD ADDITIONAL | STORNOWAY | WESTERN ISLES | DATA NOT AVAILABLE | DATA NOT AVAILABLE | SCOTLAND | DATA NOT AVAILABLE | DATA NOT AVAILABLE | ARDMORE GRID | DATA NOT APPLICABLE | STORNOWAY GRID | 33 | SCOTTISH HYDRO ELECTRIC POWER DISTRIBUTION PLC | WIND | ONSHORE WIND TURBINES | NO | DATA NOT AVAILABLE | DATA NOT AVAILABLE | 4.2 | DATA NOT AVAILABLE | DATA NOT AVAILABLE | DATA NOT AVAILABLE | DATA NOT AVAILABLE | DATA NOT AVAILABLE | DATA NOT AVAILABLE | DATA NOT AVAILABLE | DATA NOT AVAILABLE | DATA NOT AVAILABLE | DATA NOT AVAILABLE | DATA NOT AVAILABLE | DATA NOT AVAILABLE | NO | ACCEPTED TO CONNECT | DATA NOT AVAILABLE | DATA NOT AVAILABLE | DATA NOT AVAILABLE | DATA NOT AVAILABLE | DATA NOT AVAILABLE | DATA NOT AVAILABLE | 4.2 | 4.2 | 4.4211 | 0 | 0 | 2012-05-11 | DATA NOT AVAILABLE | N | DATA NOT AVAILABLE | DATA NOT AVAILABLE | DATA NOT AVAILABLE | DATA NOT AVAILABLE | DATA NOT AVAILABLE | 2020-07-22
DATA NOT AVAILABLE | DATA NOT AVAILABLE | SENERGY | LOCHABER SMELTER ADD CAP | LOCHABER SMELTER ADD CAP | DATA NOT AVAILABLE | FORT WILLIAM | HIGHLAND | PH33 6TH | SCOTLAND | 212620 | 775054 | FORT WILLIAM | DATA NOT APPLICABLE | FORT WILLIAM GRID | 33 | SCOTTISH HYDRO ELECTRIC POWER DISTRIBUTION PLC | WATER (FLOWING WATER OR HEAD OF WATER) | HYDRO - OTHER | NO | DATA NOT AVAILABLE | DATA NOT AVAILABLE | 5.7 | DATA NOT AVAILABLE | DATA NOT AVAILABLE | DATA NOT AVAILABLE | DATA NOT AVAILABLE | DATA NOT AVAILABLE | DATA NOT AVAILABLE | DATA NOT AVAILABLE | DATA NOT AVAILABLE | DATA NOT AVAILABLE | DATA NOT AVAILABLE | DATA NOT AVAILABLE | DATA NOT AVAILABLE | NO | ACCEPTED TO CONNECT | DATA NOT AVAILABLE | DATA NOT AVAILABLE | DATA NOT AVAILABLE | DATA NOT AVAILABLE | DATA NOT AVAILABLE | DATA NOT AVAILABLE | 5.7 | 5.7 | 6 | 0 | 0 | 2012-11-08 | DATA NOT AVAILABLE | N | DATA NOT AVAILABLE | DATA NOT AVAILABLE | DATA NOT AVAILABLE | DATA NOT AVAILABLE | DATA NOT AVAILABLE | 2020-07-22
DATA NOT AVAILABLE | DATA NOT AVAILABLE | SSE RENEWABLE ENGINEERING | GLENCASSLEY | GLENCASSLEY | DATA NOT AVAILABLE | LAIRG | HIGHLAND | DATA NOT AVAILABLE | SCOTLAND | DATA NOT AVAILABLE | DATA NOT AVAILABLE | SHIN | DATA NOT APPLICABLE | SHIN GRID | 33 | SCOTTISH HYDRO ELECTRIC POWER DISTRIBUTION PLC | WIND | ONSHORE WIND TURBINES | NO | DATA NOT AVAILABLE | DATA NOT AVAILABLE | 65 | DATA NOT AVAILABLE | DATA NOT AVAILABLE | DATA NOT AVAILABLE | DATA NOT AVAILABLE | DATA NOT AVAILABLE | DATA NOT AVAILABLE | DATA NOT AVAILABLE | DATA NOT AVAILABLE | DATA NOT AVAILABLE | DATA NOT AVAILABLE | DATA NOT AVAILABLE | DATA NOT AVAILABLE | NO | ACCEPTED TO CONNECT | DATA NOT AVAILABLE | DATA NOT AVAILABLE | DATA NOT AVAILABLE | DATA NOT AVAILABLE | DATA NOT AVAILABLE | DATA NOT AVAILABLE | 65 | 65 | 68.4211 | 0.0475 | 0.05 | 2013-03-28 | 2020-10-31 | N | DATA NOT AVAILABLE | DATA NOT AVAILABLE | DATA NOT AVAILABLE | DATA NOT AVAILABLE | DATA NOT AVAILABLE | 2020-07-22
DATA NOT AVAILABLE | DATA NOT AVAILABLE | ORKNEY SUSTAINABLE ENERGY LTD | RUMSTER WIND | RUMSTER WIND | DATA NOT AVAILABLE | LYBSTER | HIGHLAND | DATA NOT AVAILABLE | SCOTLAND | DATA NOT AVAILABLE | DATA NOT AVAILABLE | MYBSTER | DATA NOT APPLICABLE | MYBSTER GRID | 33 | SCOTTISH HYDRO ELECTRIC POWER DISTRIBUTION PLC | WIND | ONSHORE WIND TURBINES | NO | DATA NOT AVAILABLE | DATA NOT AVAILABLE | 2.85 | DATA NOT AVAILABLE | DATA NOT AVAILABLE | DATA NOT AVAILABLE | DATA NOT AVAILABLE | DATA NOT AVAILABLE | DATA NOT AVAILABLE | DATA NOT AVAILABLE | DATA NOT AVAILABLE | DATA NOT AVAILABLE | DATA NOT AVAILABLE | DATA NOT AVAILABLE | DATA NOT AVAILABLE | NO | ACCEPTED TO CONNECT | DATA NOT AVAILABLE | DATA NOT AVAILABLE | DATA NOT AVAILABLE | DATA NOT AVAILABLE | DATA NOT AVAILABLE | DATA NOT AVAILABLE | 2.85 | 2.85 | 3 | 0 | 0 | 2012-12-19 | DATA NOT AVAILABLE | N | DATA NOT AVAILABLE | DATA NOT AVAILABLE | DATA NOT AVAILABLE | DATA NOT AVAILABLE | DATA NOT AVAILABLE | 2020-07-22
DATA NOT AVAILABLE | DATA NOT AVAILABLE | SCOTRENEWABLES (WIND POWER) | STROMNESS | STROMNESS | DATA NOT AVAILABLE | ORKNEY | ORKNEY ISLANDS | DATA NOT AVAILABLE | SCOTLAND | DATA NOT AVAILABLE | DATA NOT AVAILABLE | THURSO | DATA NOT APPLICABLE | STROMNESS | 11 | SCOTTISH HYDRO ELECTRIC POWER DISTRIBUTION PLC | WIND | ONSHORE WIND TURBINES | NO | DATA NOT AVAILABLE | DATA NOT AVAILABLE | 1 | DATA NOT AVAILABLE | DATA NOT AVAILABLE | DATA NOT AVAILABLE | DATA NOT AVAILABLE | DATA NOT AVAILABLE | DATA NOT AVAILABLE | DATA NOT AVAILABLE | DATA NOT AVAILABLE | DATA NOT AVAILABLE | DATA NOT AVAILABLE | DATA NOT AVAILABLE | DATA NOT AVAILABLE | NO | ACCEPTED TO CONNECT | DATA NOT AVAILABLE | DATA NOT AVAILABLE | DATA NOT AVAILABLE | DATA NOT AVAILABLE | DATA NOT AVAILABLE | DATA NOT AVAILABLE | 1 | 1 | 1.0526 | 0 | 0 | 2007-04-08 | DATA NOT AVAILABLE | N | DATA NOT AVAILABLE | DATA NOT AVAILABLE | DATA NOT AVAILABLE | DATA NOT AVAILABLE | DATA NOT AVAILABLE | 2020-07-22
DATA NOT AVAILABLE | DATA NOT AVAILABLE | SOUTH UIST ESTATE | LOCH CARNAN COMMUNITY WIND PHASE 2 | LOCH CARNAN COMMUNITY WIND PHASE 2 | DATA NOT AVAILABLE | ISLE OF SOUTH UIST | DATA NOT AVAILABLE | DATA NOT AVAILABLE | SCOTLAND | DATA NOT AVAILABLE | DATA NOT AVAILABLE | ARDMORE GRID | DATA NOT APPLICABLE | LOCH CARNAN | 11 | SCOTTISH HYDRO ELECTRIC POWER DISTRIBUTION PLC | WIND | ONSHORE WIND TURBINES | NO | DATA NOT AVAILABLE | DATA NOT AVAILABLE | 6.9 | DATA NOT AVAILABLE | DATA NOT AVAILABLE | DATA NOT AVAILABLE | DATA NOT AVAILABLE | DATA NOT AVAILABLE | DATA NOT AVAILABLE | DATA NOT AVAILABLE | DATA NOT AVAILABLE | DATA NOT AVAILABLE | DATA NOT AVAILABLE | DATA NOT AVAILABLE | DATA NOT AVAILABLE | NO | ACCEPTED TO CONNECT | DATA NOT AVAILABLE | DATA NOT AVAILABLE | DATA NOT AVAILABLE | DATA NOT AVAILABLE | DATA NOT AVAILABLE | DATA NOT AVAILABLE | 6.9 | 6.9 | 7.2632 | 0 | 0 | 2013-08-06 | DATA NOT AVAILABLE | N | DATA NOT AVAILABLE | DATA NOT AVAILABLE | DATA NOT AVAILABLE | DATA NOT AVAILABLE | DATA NOT AVAILABLE | 2020-07-22
DATA NOT AVAILABLE | DATA NOT AVAILABLE | DNO CONSULTING LTD | SPEYSLAW PV | MILLTOWN 2 PV | DATA NOT AVAILABLE | ELGIN | MORAY | IV30 8LX | SCOTLAND | 328837 | 865525 | ELGIN | DATA NOT APPLICABLE | ELGIN GRID | 33 | SCOTTISH HYDRO ELECTRIC POWER DISTRIBUTION PLC | SOLAR | PHOTOVOLTAIC | NO | DATA NOT AVAILABLE | DATA NOT AVAILABLE | 40 | DATA NOT AVAILABLE | DATA NOT AVAILABLE | DATA NOT AVAILABLE | DATA NOT AVAILABLE | DATA NOT AVAILABLE | DATA NOT AVAILABLE | DATA NOT AVAILABLE | DATA NOT AVAILABLE | DATA NOT AVAILABLE | DATA NOT AVAILABLE | DATA NOT AVAILABLE | DATA NOT AVAILABLE | DATA NOT AVAILABLE | ACCEPTED TO CONNECT | DATA NOT AVAILABLE | DATA NOT AVAILABLE | DATA NOT AVAILABLE | DATA NOT AVAILABLE | DATA NOT AVAILABLE | DATA NOT AVAILABLE | 40 | 20 | 21.0526 | 21.0526 | 20 | 2022-05-06 | DATA NOT AVAILABLE | N | DATA NOT AVAILABLE | DATA NOT AVAILABLE | DATA NOT AVAILABLE | DATA NOT AVAILABLE | DATA NOT AVAILABLE | 2022-06-07
DATA NOT AVAILABLE | DATA NOT AVAILABLE | DATA NOT AVAILABLE | STANTON FITZWARREN PV | STANTON FITZWARREN PV | DATA NOT AVAILABLE | SWINDON | WILTSHIRE | SN6 7SE | ENGLAND | 417999 | 190239 | MINETY GSP | STRATTON | STANTON FITZWARREN | 11 | SOUTHERN ELECTRIC POWER DISTRIBUTION PLC | SOLAR | PHOTOVOLTAIC | NO | DATA NOT AVAILABLE | DATA NOT AVAILABLE | 3.5 | DATA NOT AVAILABLE | DATA NOT AVAILABLE | DATA NOT AVAILABLE | DATA NOT AVAILABLE | DATA NOT AVAILABLE | DATA NOT AVAILABLE | DATA NOT AVAILABLE | DATA NOT AVAILABLE | DATA NOT AVAILABLE | DATA NOT AVAILABLE | DATA NOT AVAILABLE | DATA NOT AVAILABLE | NO | ACCEPTED TO CONNECT | DATA NOT AVAILABLE | DATA NOT AVAILABLE | DATA NOT AVAILABLE | DATA NOT AVAILABLE | DATA NOT AVAILABLE | DATA NOT AVAILABLE | 3.5 | 3.5 | 3.6842 | 0 | 0 | 2015-11-25 | DATA NOT AVAILABLE | N | DATA NOT AVAILABLE | DATA NOT AVAILABLE | DATA NOT AVAILABLE | DATA NOT AVAILABLE | DATA NOT AVAILABLE | 2020-07-22
DATA NOT AVAILABLE | DATA NOT AVAILABLE | DATA NOT AVAILABLE | MEADAPLE WIND | MEADAPLE WIND | ROTHIENORMAN | INVERURIE | ABERDEENSHIRE | AB51 8YL | SCOTLAND | 370198 | 835658 | ROTHIENORMAN | DATA NOT APPLICABLE | ROTHIENORMAN | 0.4 | SCOTTISH HYDRO ELECTRIC POWER DISTRIBUTION PLC | WIND | ONSHORE WIND TURBINES | NO | DATA NOT AVAILABLE | DATA NOT AVAILABLE | 4.3 | DATA NOT AVAILABLE | DATA NOT AVAILABLE | DATA NOT AVAILABLE | DATA NOT AVAILABLE | DATA NOT AVAILABLE | DATA NOT AVAILABLE | DATA NOT AVAILABLE | DATA NOT AVAILABLE | DATA NOT AVAILABLE | DATA NOT AVAILABLE | DATA NOT AVAILABLE | DATA NOT AVAILABLE | NO | ACCEPTED TO CONNECT | DATA NOT AVAILABLE | DATA NOT AVAILABLE | DATA NOT AVAILABLE | DATA NOT AVAILABLE | DATA NOT AVAILABLE | DATA NOT AVAILABLE | 4.3 | 4.3 | 4.5263 | 0 | 0 | 2015-06-09 | DATA NOT AVAILABLE | N | DATA NOT AVAILABLE | DATA NOT AVAILABLE | DATA NOT AVAILABLE | DATA NOT AVAILABLE | DATA NOT AVAILABLE | 2020-07-22
DATA NOT AVAILABLE | DATA NOT AVAILABLE | WINDFLOW HAMMER LIMITED | CREAG NA BUNAIG WIND | CREAG NA BUNAIG WIND | DATA NOT AVAILABLE | ISLE OF HARRIS | EILEAN SIAR | HS3 3BP | SCOTLAND | 119548 | 898531 | ARDMORE GRID | DATA NOT APPLICABLE | TARBERT | 11 | SCOTTISH HYDRO ELECTRIC POWER DISTRIBUTION PLC | WIND | ONSHORE WIND TURBINES | NO | DATA NOT AVAILABLE | DATA NOT AVAILABLE | 1 | DATA NOT AVAILABLE | DATA NOT AVAILABLE | DATA NOT AVAILABLE | DATA NOT AVAILABLE | DATA NOT AVAILABLE | DATA NOT AVAILABLE | DATA NOT AVAILABLE | DATA NOT AVAILABLE | DATA NOT AVAILABLE | DATA NOT AVAILABLE | DATA NOT AVAILABLE | DATA NOT AVAILABLE | NO | ACCEPTED TO CONNECT | DATA NOT AVAILABLE | DATA NOT AVAILABLE | DATA NOT AVAILABLE | DATA NOT AVAILABLE | DATA NOT AVAILABLE | DATA NOT AVAILABLE | 1 | 0.999 | 1.0516 | 0 | 0 | 2016-01-20 | DATA NOT AVAILABLE | N | DATA NOT AVAILABLE | DATA NOT AVAILABLE | DATA NOT AVAILABLE | DATA NOT AVAILABLE | DATA NOT AVAILABLE | 2020-07-22
DATA NOT AVAILABLE | DATA NOT AVAILABLE | LR-SENERGY | LOCHABER SMELTER HYDRO (ADD CAP) | LOCHABER SMELTER HYDRO (ADD CAP) | DATA NOT AVAILABLE | FORT WILLIAM | HIGHLAND | PH33 6TH | SCOTLAND | 212620 | 775054 | FORT WILLIAM | DATA NOT APPLICABLE | DATA NOT AVAILABLE | DATA NOT AVAILABLE | SCOTTISH HYDRO ELECTRIC POWER DISTRIBUTION PLC | WATER (FLOWING WATER OR HEAD OF WATER) | HYDRO - OTHER | NO | DATA NOT AVAILABLE | DATA NOT AVAILABLE | 18 | DATA NOT AVAILABLE | DATA NOT AVAILABLE | DATA NOT AVAILABLE | DATA NOT AVAILABLE | DATA NOT AVAILABLE | DATA NOT AVAILABLE | DATA NOT AVAILABLE | DATA NOT AVAILABLE | DATA NOT AVAILABLE | DATA NOT AVAILABLE | DATA NOT AVAILABLE | DATA NOT AVAILABLE | NO | ACCEPTED TO CONNECT | DATA NOT AVAILABLE | DATA NOT AVAILABLE | DATA NOT AVAILABLE | DATA NOT AVAILABLE | DATA NOT AVAILABLE | DATA NOT AVAILABLE | 18 | 18 | 18.9474 | 0 | 0 | 2015-10-08 | DATA NOT AVAILABLE | N | DATA NOT AVAILABLE | DATA NOT AVAILABLE | DATA NOT AVAILABLE | DATA NOT AVAILABLE | DATA NOT AVAILABLE | 2020-07-22
DATA NOT AVAILABLE | DATA NOT AVAILABLE | THE NATURAL POWER CONSULTANTS LTD | FETTERESSO WIND - 37MW | FETTERESSO WIND - 37MW | DATA NOT AVAILABLE | LAURENCEKIRK | ABERDEENSHIRE | DATA NOT AVAILABLE | SCOTLAND | DATA NOT AVAILABLE | DATA NOT AVAILABLE | FETTERSSO GRID | DATA NOT APPLICABLE | FETTERSSO GRID | 33 | SCOTTISH HYDRO ELECTRIC POWER DISTRIBUTION PLC | WIND | ONSHORE WIND TURBINES | NO | DATA NOT AVAILABLE | DATA NOT AVAILABLE | 37 | DATA NOT AVAILABLE | DATA NOT AVAILABLE | DATA NOT AVAILABLE | DATA NOT AVAILABLE | DATA NOT AVAILABLE | DATA NOT AVAILABLE | DATA NOT AVAILABLE | DATA NOT AVAILABLE | DATA NOT AVAILABLE | DATA NOT AVAILABLE | DATA NOT AVAILABLE | DATA NOT AVAILABLE | NO | ACCEPTED TO CONNECT | DATA NOT AVAILABLE | DATA NOT AVAILABLE | DATA NOT AVAILABLE | DATA NOT AVAILABLE | DATA NOT AVAILABLE | DATA NOT AVAILABLE | 37 | 37 | 38.9474 | 0 | 0 | 2016-01-26 | DATA NOT AVAILABLE | N | DATA NOT AVAILABLE | DATA NOT AVAILABLE | DATA NOT AVAILABLE | DATA NOT AVAILABLE | DATA NOT AVAILABLE | 2020-07-22
DATA NOT AVAILABLE | DATA NOT AVAILABLE | RES LIMITED | GLEAN EOGHAINN WIND | GLEAN EOGHAINN WIND | EAST OF DUNVEGAN DUNVEGAN | ISLE OF SKYE | HIGHLAND | IV55 8GS | SCOTLAND | 127339 | 848016 | DUNVEGAN GRID | DATA NOT APPLICABLE | DUNVEGAN GRID | 33 | SCOTTISH HYDRO ELECTRIC POWER DISTRIBUTION PLC | WIND | ONSHORE WIND TURBINES | NO | DATA NOT AVAILABLE | DATA NOT AVAILABLE | 25 | DATA NOT AVAILABLE | DATA NOT AVAILABLE | DATA NOT AVAILABLE | DATA NOT AVAILABLE | DATA NOT AVAILABLE | DATA NOT AVAILABLE | DATA NOT AVAILABLE | DATA NOT AVAILABLE | DATA NOT AVAILABLE | DATA NOT AVAILABLE | DATA NOT AVAILABLE | DATA NOT AVAILABLE | NO | ACCEPTED TO CONNECT | DATA NOT AVAILABLE | DATA NOT AVAILABLE | DATA NOT AVAILABLE | DATA NOT AVAILABLE | DATA NOT AVAILABLE | DATA NOT AVAILABLE | 25 | 25 | 26.3158 | 0.2736 | 0.288 | 2016-05-03 | DATA NOT AVAILABLE | N | DATA NOT AVAILABLE | DATA NOT AVAILABLE | DATA NOT AVAILABLE | DATA NOT AVAILABLE | DATA NOT AVAILABLE | 2020-07-22
DATA NOT AVAILABLE | DATA NOT AVAILABLE | LIGHTSOURCE SPV 125 LIMITED | LITTLETON 3 PV (ADD CAP) | LITTLETON 3 PV (ADD CAP) | BLANDFORD ST MARY | BLANDFORD | DORSET | DT11 9NB | ENGLAND | 389389 | 104797 | MANNINGTON GSP | LYTCHETT | BLANDFORD | 11 | SOUTHERN ELECTRIC POWER DISTRIBUTION PLC | SOLAR | PHOTOVOLTAIC | NO | DATA NOT AVAILABLE | DATA NOT AVAILABLE | 10 | DATA NOT AVAILABLE | DATA NOT AVAILABLE | DATA NOT AVAILABLE | DATA NOT AVAILABLE | DATA NOT AVAILABLE | DATA NOT AVAILABLE | DATA NOT AVAILABLE | DATA NOT AVAILABLE | DATA NOT AVAILABLE | DATA NOT AVAILABLE | DATA NOT AVAILABLE | DATA NOT AVAILABLE | NO | ACCEPTED TO CONNECT | DATA NOT AVAILABLE | DATA NOT AVAILABLE | DATA NOT AVAILABLE | DATA NOT AVAILABLE | DATA NOT AVAILABLE | DATA NOT AVAILABLE | 10 | 10 | 10.5263 | 0.5225 | 0.55 | 2016-07-21 | DATA NOT AVAILABLE | N | DATA NOT AVAILABLE | DATA NOT AVAILABLE | DATA NOT AVAILABLE | DATA NOT AVAILABLE | DATA NOT AVAILABLE | 2020-07-22
DATA NOT AVAILABLE | DATA NOT AVAILABLE | GREEN POWER CONSULTANTS | TEALING PV (CIC) | TEALING PV (CIC) | TEALING | DUNDEE | DATA NOT AVAILABLE | DATA NOT AVAILABLE | SCOTLAND | DATA NOT AVAILABLE | DATA NOT AVAILABLE | MILTON OF CRAIGIE | DATA NOT APPLICABLE | LONGHAUGH | 11 | SCOTTISH HYDRO ELECTRIC POWER DISTRIBUTION PLC | SOLAR | PHOTOVOLTAIC | NO | DATA NOT AVAILABLE | DATA NOT AVAILABLE | 5 | DATA NOT AVAILABLE | DATA NOT AVAILABLE | DATA NOT AVAILABLE | DATA NOT AVAILABLE | DATA NOT AVAILABLE | DATA NOT AVAILABLE | DATA NOT AVAILABLE | DATA NOT AVAILABLE | DATA NOT AVAILABLE | DATA NOT AVAILABLE | DATA NOT AVAILABLE | DATA NOT AVAILABLE | NO | ACCEPTED TO CONNECT | DATA NOT AVAILABLE | DATA NOT AVAILABLE | DATA NOT AVAILABLE | DATA NOT AVAILABLE | DATA NOT AVAILABLE | DATA NOT AVAILABLE | 5 | 5 | 5.2632 | 0 | 0 | 2015-12-21 | DATA NOT AVAILABLE | N | DATA NOT AVAILABLE | DATA NOT AVAILABLE | DATA NOT AVAILABLE | DATA NOT AVAILABLE | DATA NOT AVAILABLE | 2020-07-22
DATA NOT AVAILABLE | DATA NOT AVAILABLE | GREEN POWER CONSULTANTS | JAMESFIELD FARM PV (CIC) | JAMESFIELD FARM PV (CIC) | DATA NOT AVAILABLE | CUPAR | PERTHSHIRE AND KINROSS | KY14 6EW | SCOTLAND | 319852 | 718016 | ABERNETHY | DATA NOT APPLICABLE | ABERNETHY GRID | 33 | SCOTTISH HYDRO ELECTRIC POWER DISTRIBUTION PLC | SOLAR | PHOTOVOLTAIC | NO | DATA NOT AVAILABLE | DATA NOT AVAILABLE | 5 | DATA NOT AVAILABLE | DATA NOT AVAILABLE | DATA NOT AVAILABLE | DATA NOT AVAILABLE | DATA NOT AVAILABLE | DATA NOT AVAILABLE | DATA NOT AVAILABLE | DATA NOT AVAILABLE | DATA NOT AVAILABLE | DATA NOT AVAILABLE | DATA NOT AVAILABLE | DATA NOT AVAILABLE | NO | ACCEPTED TO CONNECT | DATA NOT AVAILABLE | DATA NOT AVAILABLE | DATA NOT AVAILABLE | DATA NOT AVAILABLE | DATA NOT AVAILABLE | DATA NOT AVAILABLE | 5 | 5 | 5.2632 | 0 | 0 | 2015-12-21 | DATA NOT AVAILABLE | N | DATA NOT AVAILABLE | DATA NOT AVAILABLE | DATA NOT AVAILABLE | DATA NOT AVAILABLE | DATA NOT AVAILABLE | 2020-07-22
DATA NOT AVAILABLE | DATA NOT AVAILABLE | MARTIFER SOLAR UK LTD | CLIFTON FARM PV | CLIFTON FARM PV | CLIFTON MAYBANK | YEOVIL | DORSET | BA22 9UZ | ENGLAND | 357576 | 113732 | AXMINSTER | DATA NOT AVAILABLE | DATA NOT AVAILABLE | DATA NOT AVAILABLE | SOUTHERN ELECTRIC POWER DISTRIBUTION PLC | SOLAR | PHOTOVOLTAIC | NO | DATA NOT AVAILABLE | DATA NOT AVAILABLE | 35 | DATA NOT AVAILABLE | DATA NOT AVAILABLE | DATA NOT AVAILABLE | DATA NOT AVAILABLE | DATA NOT AVAILABLE | DATA NOT AVAILABLE | DATA NOT AVAILABLE | DATA NOT AVAILABLE | DATA NOT AVAILABLE | DATA NOT AVAILABLE | DATA NOT AVAILABLE | DATA NOT AVAILABLE | DATA NOT AVAILABLE | ACCEPTED TO CONNECT | DATA NOT AVAILABLE | DATA NOT AVAILABLE | DATA NOT AVAILABLE | DATA NOT AVAILABLE | DATA NOT AVAILABLE | DATA NOT AVAILABLE | 35 | 35 | 36.8421 | 0.40375 | 0.425 | 0 | DATA NOT AVAILABLE | N | DATA NOT AVAILABLE | DATA NOT AVAILABLE | DATA NOT AVAILABLE | DATA NOT AVAILABLE | DATA NOT AVAILABLE | 2020-07-22
DATA NOT AVAILABLE | DATA NOT AVAILABLE | GREEN CAT RENEWABLES LTD | NAVIDALE FARM WIND | NAVIDALE FARM WIND | DATA NOT AVAILABLE | HELMSDALE | HIGHLAND | KW8 6JS | SCOTLAND | 303711 | 916008 | BRORA | DATA NOT APPLICABLE | BRORA GRID | 33 | SCOTTISH HYDRO ELECTRIC POWER DISTRIBUTION PLC | WIND | ONSHORE WIND TURBINES | NO | DATA NOT AVAILABLE | DATA NOT AVAILABLE | 15 | DATA NOT AVAILABLE | DATA NOT AVAILABLE | DATA NOT AVAILABLE | DATA NOT AVAILABLE | DATA NOT AVAILABLE | DATA NOT AVAILABLE | DATA NOT AVAILABLE | DATA NOT AVAILABLE | DATA NOT AVAILABLE | DATA NOT AVAILABLE | DATA NOT AVAILABLE | DATA NOT AVAILABLE | NO | ACCEPTED TO CONNECT | DATA NOT AVAILABLE | DATA NOT AVAILABLE | DATA NOT AVAILABLE | DATA NOT AVAILABLE | DATA NOT AVAILABLE | DATA NOT AVAILABLE | 15 | 15 | 15.7895 | 0.12825 | 0.135 | 2016-06-22 | DATA NOT AVAILABLE | N | DATA NOT AVAILABLE | DATA NOT AVAILABLE | DATA NOT AVAILABLE | DATA NOT AVAILABLE | DATA NOT AVAILABLE | 2020-07-22
DATA NOT AVAILABLE | DATA NOT AVAILABLE | NORTHWIND ASSOCIATED LIMITED | ROTHIESHOLM FARM WIND ORKNEY CONSORTIA | ROTHIESHOLM FARM WIND ORKNEY CONSORTIA | ROTHIESHOLM HEAD STRONSAY | ORKNEY | ORKNEY ISLANDS | KW16 3AN | SCOTLAND | 325371 | 1009241 | DATA NOT AVAILABLE | DATA NOT APPLICABLE | DATA NOT AVAILABLE | EHV | SCOTTISH HYDRO ELECTRIC POWER DISTRIBUTION PLC | WIND | ONSHORE WIND TURBINES | NO | DATA NOT AVAILABLE | DATA NOT AVAILABLE | 30 | DATA NOT AVAILABLE | DATA NOT AVAILABLE | DATA NOT AVAILABLE | DATA NOT AVAILABLE | DATA NOT AVAILABLE | DATA NOT AVAILABLE | DATA NOT AVAILABLE | DATA NOT AVAILABLE | DATA NOT AVAILABLE | DATA NOT AVAILABLE | DATA NOT AVAILABLE | DATA NOT AVAILABLE | NO | ACCEPTED TO CONNECT | DATA NOT AVAILABLE | DATA NOT AVAILABLE | DATA NOT AVAILABLE | DATA NOT AVAILABLE | DATA NOT AVAILABLE | DATA NOT AVAILABLE | 30 | 30 | 31.5789 | 0 | 0 | 2018-01-08 | DATA NOT AVAILABLE | N | DATA NOT AVAILABLE | DATA NOT AVAILABLE | DATA NOT AVAILABLE | DATA NOT AVAILABLE | DATA NOT AVAILABLE | 2020-07-22
DATA NOT AVAILABLE | DATA NOT AVAILABLE | GTC | EVEREST D.C. DIESEL | EVEREST COMPUTING LTD | UNIT 2 SMALLMEAD ROAD | READING | BERKSHIRE | RG2 0QS | ENGLAND | 471122 | 170387 | BRAMLEY (FLEE) | BURGHFIELD MAIN | COURAGES | 11 | SOUTHERN ELECTRIC POWER DISTRIBUTION PLC | FOSSIL - GAS | GAS TURBINE (OCGT) | NO | DATA NOT AVAILABLE | DATA NOT AVAILABLE | 4.4 | DATA NOT AVAILABLE | DATA NOT AVAILABLE | DATA NOT AVAILABLE | DATA NOT AVAILABLE | DATA NOT AVAILABLE | DATA NOT AVAILABLE | DATA NOT AVAILABLE | DATA NOT AVAILABLE | DATA NOT AVAILABLE | DATA NOT AVAILABLE | DATA NOT AVAILABLE | DATA NOT AVAILABLE | NO | ACCEPTED TO CONNECT | DATA NOT AVAILABLE | DATA NOT AVAILABLE | DATA NOT AVAILABLE | DATA NOT AVAILABLE | DATA NOT AVAILABLE | DATA NOT AVAILABLE | 4.4 | 2 | 2.1053 | 0 | 0 | 2016-05-25 | DATA NOT AVAILABLE | N | DATA NOT AVAILABLE | DATA NOT AVAILABLE | DATA NOT AVAILABLE | DATA NOT AVAILABLE | DATA NOT AVAILABLE | 2020-07-22
DATA NOT AVAILABLE | DATA NOT AVAILABLE | AQUATERA LTD | MESLETTER FARM WIND ORKNEY CONSORTIA | MESLETTER FARM WIND (ORKNEY CONSORTIA) | HOY | ORKNEY | ORKNEY ISLANDS | KW16 3NZ | SCOTLAND | 328306 | 989229 | DATA NOT AVAILABLE | DATA NOT APPLICABLE | DATA NOT AVAILABLE | EHV | SCOTTISH HYDRO ELECTRIC POWER DISTRIBUTION PLC | WIND | ONSHORE WIND TURBINES | NO | DATA NOT AVAILABLE | DATA NOT AVAILABLE | 30 | DATA NOT AVAILABLE | DATA NOT AVAILABLE | DATA NOT AVAILABLE | DATA NOT AVAILABLE | DATA NOT AVAILABLE | DATA NOT AVAILABLE | DATA NOT AVAILABLE | DATA NOT AVAILABLE | DATA NOT AVAILABLE | DATA NOT AVAILABLE | DATA NOT AVAILABLE | DATA NOT AVAILABLE | NO | ACCEPTED TO CONNECT | DATA NOT AVAILABLE | DATA NOT AVAILABLE | DATA NOT AVAILABLE | DATA NOT AVAILABLE | DATA NOT AVAILABLE | DATA NOT AVAILABLE | 30 | 30 | 31.5789 | 0.00095 | 0.001 | 2018-01-30 | DATA NOT AVAILABLE | N | DATA NOT AVAILABLE | DATA NOT AVAILABLE | DATA NOT AVAILABLE | DATA NOT AVAILABLE | DATA NOT AVAILABLE | 2020-07-22
DATA NOT AVAILABLE | DATA NOT AVAILABLE | BRITISH SOLAR RENEWABLES LIMITED | RAMPISHAM DOWN BATTERY STORAGE | HIGHER WRAXALL | RAMPISHAM DOWN | DORCHESTER | DORSET | DT2 0HS | ENGLAND | 354820 | 101220 | CHICKERELL GSP | CHICKERELL | DORCHESTER | 11 | SOUTHERN ELECTRIC POWER DISTRIBUTION PLC | STORED ENERGY (ALL STORED ENERGY IRRESPECTVE OF THE ORIGINAL ENERGY SOURCE) | STORAGE - ELECTROCHEMICAL (BATTERIES) | NO | DATA NOT AVAILABLE | DATA NOT AVAILABLE | 3.5 | DATA NOT AVAILABLE | DATA NOT AVAILABLE | DATA NOT AVAILABLE | DATA NOT AVAILABLE | DATA NOT AVAILABLE | DATA NOT AVAILABLE | DATA NOT AVAILABLE | DATA NOT AVAILABLE | DATA NOT AVAILABLE | DATA NOT AVAILABLE | DATA NOT AVAILABLE | DATA NOT AVAILABLE | NO | ACCEPTED TO CONNECT | DATA NOT AVAILABLE | DATA NOT AVAILABLE | DATA NOT AVAILABLE | DATA NOT AVAILABLE | DATA NOT AVAILABLE | DATA NOT AVAILABLE | 3.5 | 3.5 | 3.6842 | 3.439 | 3.62 | 2017-03-17 | DATA NOT AVAILABLE | N | DATA NOT AVAILABLE | DATA NOT AVAILABLE | DATA NOT AVAILABLE | DATA NOT AVAILABLE | DATA NOT AVAILABLE | 2020-07-22
DATA NOT AVAILABLE | DATA NOT AVAILABLE | GREEN CAT RENEWABLES LTD | BROWN HILL FARM WIND | BROWN HILL FARM WIND | DATA NOT AVAILABLE | TURRIFF | ABERDEENSHIRE | AB53 8LE | SCOTLAND | 374607 | 837840 | KINTORE | DATA NOT APPLICABLE | FYVIE | 11 | SCOTTISH HYDRO ELECTRIC POWER DISTRIBUTION PLC | WIND | ONSHORE WIND TURBINES | NO | DATA NOT AVAILABLE | DATA NOT AVAILABLE | 1.6 | DATA NOT AVAILABLE | DATA NOT AVAILABLE | DATA NOT AVAILABLE | DATA NOT AVAILABLE | DATA NOT AVAILABLE | DATA NOT AVAILABLE | DATA NOT AVAILABLE | DATA NOT AVAILABLE | DATA NOT AVAILABLE | DATA NOT AVAILABLE | DATA NOT AVAILABLE | DATA NOT AVAILABLE | DATA NOT AVAILABLE | ACCEPTED TO CONNECT | DATA NOT AVAILABLE | DATA NOT AVAILABLE | DATA NOT AVAILABLE | DATA NOT AVAILABLE | DATA NOT AVAILABLE | DATA NOT AVAILABLE | 1.6 | 1.5 | 1.5789 | 0.037895 | 0.036 | 2017-03-22 | DATA NOT AVAILABLE | N | DATA NOT AVAILABLE | DATA NOT AVAILABLE | DATA NOT AVAILABLE | DATA NOT AVAILABLE | DATA NOT AVAILABLE | 2023-09-07
DATA NOT AVAILABLE | DATA NOT AVAILABLE | GRID CONNECTION CONSULTING | TULLYMURDOCH WIND | TULLYMURDOCH WIND | ALYTH | BLAIRGOWRIE | PERTHSHIRE AND KINROSS | DATA NOT AVAILABLE | SCOTLAND | DATA NOT AVAILABLE | DATA NOT AVAILABLE | COUPAR ANGUS | DATA NOT APPLICABLE | COUPAR ANGUS GRID | 33 | SCOTTISH HYDRO ELECTRIC POWER DISTRIBUTION PLC | WIND | ONSHORE WIND TURBINES | NO | DATA NOT AVAILABLE | DATA NOT AVAILABLE | 17.5 | DATA NOT AVAILABLE | DATA NOT AVAILABLE | DATA NOT AVAILABLE | DATA NOT AVAILABLE | DATA NOT AVAILABLE | DATA NOT AVAILABLE | DATA NOT AVAILABLE | DATA NOT AVAILABLE | DATA NOT AVAILABLE | DATA NOT AVAILABLE | DATA NOT AVAILABLE | DATA NOT AVAILABLE | NO | ACCEPTED TO CONNECT | DATA NOT AVAILABLE | DATA NOT AVAILABLE | DATA NOT AVAILABLE | DATA NOT AVAILABLE | DATA NOT AVAILABLE | DATA NOT AVAILABLE | 17.5 | 17.5 | 18.4211 | 0.1425 | 0.15 | 2017-01-23 | DATA NOT AVAILABLE | N | DATA NOT AVAILABLE | DATA NOT AVAILABLE | DATA NOT AVAILABLE | DATA NOT AVAILABLE | DATA NOT AVAILABLE | 2020-07-22
DATA NOT AVAILABLE | DATA NOT AVAILABLE | HYDROPLAN UK | THREE LOCHS HYDRO | THREE LOCHS HYDRO (RECOST) | SHIELDAIG | STRATHCARRON | HIGHLAND | DATA NOT AVAILABLE | SCOTLAND | DATA NOT AVAILABLE | DATA NOT AVAILABLE | GRUDIE BRIDGE | DATA NOT APPLICABLE | KERRY FALLS | 11 | SCOTTISH HYDRO ELECTRIC POWER DISTRIBUTION PLC | WATER (FLOWING WATER OR HEAD OF WATER) | HYDRO - OTHER | NO | DATA NOT AVAILABLE | DATA NOT AVAILABLE | 2 | DATA NOT AVAILABLE | DATA NOT AVAILABLE | DATA NOT AVAILABLE | DATA NOT AVAILABLE | DATA NOT AVAILABLE | DATA NOT AVAILABLE | DATA NOT AVAILABLE | DATA NOT AVAILABLE | DATA NOT AVAILABLE | DATA NOT AVAILABLE | DATA NOT AVAILABLE | DATA NOT AVAILABLE | NO | ACCEPTED TO CONNECT | DATA NOT AVAILABLE | DATA NOT AVAILABLE | DATA NOT AVAILABLE | DATA NOT AVAILABLE | DATA NOT AVAILABLE | DATA NOT AVAILABLE | 2 | 2 | 2.1053 | 0.0095 | 0.01 | 2016-11-07 | DATA NOT AVAILABLE | N | DATA NOT AVAILABLE | DATA NOT AVAILABLE | DATA NOT AVAILABLE | DATA NOT AVAILABLE | DATA NOT AVAILABLE | 2020-07-22
DATA NOT AVAILABLE | DATA NOT AVAILABLE | DOUNREAY TRI LTD | DOUNREAY TRI PROJECT WIND TURBINE | DOUNREAY TRI PROJECT | 9KM OFFSHORE FROM DOUNREAY DOUNREAY | THURSO | HIGHLAND | KW14 7RW | SCOTLAND | 297760 | 965302 | DOUNREAY | DATA NOT APPLICABLE | DOUNREAY | 11 | SCOTTISH HYDRO ELECTRIC POWER DISTRIBUTION PLC | WIND | ONSHORE WIND TURBINES | NO | DATA NOT AVAILABLE | DATA NOT AVAILABLE | 9.99 | DATA NOT AVAILABLE | DATA NOT AVAILABLE | DATA NOT AVAILABLE | DATA NOT AVAILABLE | DATA NOT AVAILABLE | DATA NOT AVAILABLE | DATA NOT AVAILABLE | DATA NOT AVAILABLE | DATA NOT AVAILABLE | DATA NOT AVAILABLE | DATA NOT AVAILABLE | DATA NOT AVAILABLE | NO | ACCEPTED TO CONNECT | DATA NOT AVAILABLE | DATA NOT AVAILABLE | DATA NOT AVAILABLE | DATA NOT AVAILABLE | DATA NOT AVAILABLE | DATA NOT AVAILABLE | 9.99 | 9.99 | 10.5158 | 0.3876 | 0.408 | 2016-12-02 | DATA NOT AVAILABLE | N | DATA NOT AVAILABLE | DATA NOT AVAILABLE | DATA NOT AVAILABLE | DATA NOT AVAILABLE | DATA NOT AVAILABLE | 2020-07-22
DATA NOT AVAILABLE | DATA NOT AVAILABLE | BASIL BAIRD FAREHAM LTD | BROADLEY COPSE CHP | BROADLEY COPSE CHP | FUNTINGTON | CHICHESTER | WEST SUSSEX | PO18 9DA | ENGLAND | 480780 | 108253 | LOVEDEAN GSP | HUNSTON | ASHLING ROAD | 11 | SOUTHERN ELECTRIC POWER DISTRIBUTION PLC | FOSSIL - OTHER | GAS TURBINE (OCGT) | NO | DATA NOT AVAILABLE | DATA NOT AVAILABLE | 1.8 | DATA NOT AVAILABLE | DATA NOT AVAILABLE | DATA NOT AVAILABLE | DATA NOT AVAILABLE | DATA NOT AVAILABLE | DATA NOT AVAILABLE | DATA NOT AVAILABLE | DATA NOT AVAILABLE | DATA NOT AVAILABLE | DATA NOT AVAILABLE | DATA NOT AVAILABLE | DATA NOT AVAILABLE | NO | ACCEPTED TO CONNECT | DATA NOT AVAILABLE | DATA NOT AVAILABLE | DATA NOT AVAILABLE | DATA NOT AVAILABLE | DATA NOT AVAILABLE | DATA NOT AVAILABLE | 1.8 | 1.8 | 1.8947 | 0.2375 | 0.25 | 2016-10-04 | DATA NOT AVAILABLE | N | DATA NOT AVAILABLE | DATA NOT AVAILABLE | DATA NOT AVAILABLE | DATA NOT AVAILABLE | DATA NOT AVAILABLE | 2020-07-22
DATA NOT AVAILABLE | DATA NOT AVAILABLE | BAIRDS MALT LTD | BAIRDS MALT LTD 1.2MW CHP | BAIRDS MALT LTD | LONGMAN ROAD | INVERNESS | HIGHLAND | IV1 1SL | SCOTLAND | 267059 | 846546 | INVERNESS | DATA NOT APPLICABLE | WATERLOO PLACE | 11 | SCOTTISH HYDRO ELECTRIC POWER DISTRIBUTION PLC | HYDROGEN | ENGINE (COMBUSTION / RECIPROCATING) | YES | DATA NOT AVAILABLE | DATA NOT AVAILABLE | 1.203 | DATA NOT AVAILABLE | DATA NOT AVAILABLE | DATA NOT AVAILABLE | DATA NOT AVAILABLE | DATA NOT AVAILABLE | DATA NOT AVAILABLE | DATA NOT AVAILABLE | DATA NOT AVAILABLE | DATA NOT AVAILABLE | DATA NOT AVAILABLE | DATA NOT AVAILABLE | DATA NOT AVAILABLE | NO | ACCEPTED TO CONNECT | DATA NOT AVAILABLE | DATA NOT AVAILABLE | DATA NOT AVAILABLE | DATA NOT AVAILABLE | DATA NOT AVAILABLE | DATA NOT AVAILABLE | 1.203 | 1.203 | 1.2663 | 0.0114 | 0.012 | 2017-02-06 | DATA NOT AVAILABLE | N | DATA NOT AVAILABLE | DATA NOT AVAILABLE | DATA NOT AVAILABLE | DATA NOT AVAILABLE | DATA NOT AVAILABLE | 2020-07-22
DATA NOT AVAILABLE | DATA NOT AVAILABLE | GREEN HEDGE ENERGY BARN LIMITED | CATSBRAIN FARM- FIRM BATTERY STORAGE | DATA NOT AVAILABLE | CATSBRAIN FARM- FIRM STRATTON ST MARGARET | SWINDON | WILTSHIRE | SN3 4TD | ENGLAND | 417636 | 188977 | MINETY GSP | STRATTON | DATA NOT AVAILABLE | EHV | SOUTHERN ELECTRIC POWER DISTRIBUTION PLC | OTHER | OTHER | NO | DATA NOT AVAILABLE | DATA NOT AVAILABLE | 20 | DATA NOT AVAILABLE | DATA NOT AVAILABLE | DATA NOT AVAILABLE | DATA NOT AVAILABLE | DATA NOT AVAILABLE | DATA NOT AVAILABLE | DATA NOT AVAILABLE | DATA NOT AVAILABLE | DATA NOT AVAILABLE | DATA NOT AVAILABLE | DATA NOT AVAILABLE | DATA NOT AVAILABLE | DATA NOT AVAILABLE | ACCEPTED TO CONNECT | DATA NOT AVAILABLE | DATA NOT AVAILABLE | DATA NOT AVAILABLE | DATA NOT AVAILABLE | DATA NOT AVAILABLE | DATA NOT AVAILABLE | 20 | 20 | 21.0526 | 21.0526 | 20 | 2019-02-14 | DATA NOT AVAILABLE | N | DATA NOT AVAILABLE | DATA NOT AVAILABLE | DATA NOT AVAILABLE | DATA NOT AVAILABLE | DATA NOT AVAILABLE | 2022-09-07
DATA NOT AVAILABLE | DATA NOT AVAILABLE | ASSET UTILITIES LTD | BROOKFIELD FARM PV & BATTERY | BROOKFIELD FARM | SOUTH CERNEY ARMY STATION | CIRENCESTER | GLOUCESTERSHIRE | GL7 6HU | ENGLAND | 404408 | 198709 | MINETY GSP | CIRENCESTER | CIRENCESTER TOWN | 11 | SOUTHERN ELECTRIC POWER DISTRIBUTION PLC | SOLAR | PHOTOVOLTAIC | NO | DATA NOT AVAILABLE | DATA NOT AVAILABLE | 1 | STORED ENERGY (ALL STORED ENERGY IRRESPECTVE OF THE ORIGINAL ENERGY SOURCE) | STORAGE - ELECTROCHEMICAL (BATTERIES) | DATA NOT AVAILABLE | DATA NOT AVAILABLE | DATA NOT AVAILABLE | 1.0526 | DATA NOT AVAILABLE | DATA NOT AVAILABLE | DATA NOT AVAILABLE | DATA NOT AVAILABLE | DATA NOT AVAILABLE | DATA NOT AVAILABLE | NO | ACCEPTED TO CONNECT | DATA NOT AVAILABLE | DATA NOT AVAILABLE | DATA NOT AVAILABLE | DATA NOT AVAILABLE | DATA NOT AVAILABLE | DATA NOT AVAILABLE | 1 | 1 | 1.0526 | 0.95 | 1 | 2017-05-09 | DATA NOT AVAILABLE | N | DATA NOT AVAILABLE | DATA NOT AVAILABLE | DATA NOT AVAILABLE | DATA NOT AVAILABLE | DATA NOT AVAILABLE | 2020-07-22
DATA NOT AVAILABLE | DATA NOT AVAILABLE | SWECO UK LTD | RYE COMMON LANE PHASE 1 AND 2 GRID CONNECTION BATT | BLUE BELL LODGE | RYE COMMON LANE CRONDALL | FARNHAM | HAMPSHIRE | GU10 5DE | ENGLAND | 478591 | 150672 | BRAMLEY (FLEE) | DATA NOT AVAILABLE | DATA NOT AVAILABLE | DATA NOT AVAILABLE | SOUTHERN ELECTRIC POWER DISTRIBUTION PLC | OTHER | OTHER | NO | DATA NOT AVAILABLE | DATA NOT AVAILABLE | 105.6 | DATA NOT AVAILABLE | DATA NOT AVAILABLE | DATA NOT AVAILABLE | DATA NOT AVAILABLE | DATA NOT AVAILABLE | DATA NOT AVAILABLE | DATA NOT AVAILABLE | DATA NOT AVAILABLE | DATA NOT AVAILABLE | DATA NOT AVAILABLE | DATA NOT AVAILABLE | DATA NOT AVAILABLE | DATA NOT AVAILABLE | ACCEPTED TO CONNECT | DATA NOT AVAILABLE | DATA NOT AVAILABLE | DATA NOT AVAILABLE | DATA NOT AVAILABLE | DATA NOT AVAILABLE | DATA NOT AVAILABLE | 105.6 | 99 | 104.2105 | 104.2105 | 99 | 0 | DATA NOT AVAILABLE | N | DATA NOT AVAILABLE | DATA NOT AVAILABLE | DATA NOT AVAILABLE | DATA NOT AVAILABLE | DATA NOT AVAILABLE | 2022-06-07
DATA NOT AVAILABLE | DATA NOT AVAILABLE | ORCHARDBANK 1 LIMITED | ORCHARDBANK 1 LIMITED BATT | OCHARDLOAN | OILFIELD MACHINERY LTD OCHARDBANK INDUSTRIAL ESTATE | FORFAR | ANGUS | DD8 1TD | SCOTLAND | 344035 | 750062 | LUNANHEAD | DATA NOT APPLICABLE | LUNANHEAD GRID | 33 | SCOTTISH HYDRO ELECTRIC POWER DISTRIBUTION PLC | OTHER | OTHER | NO | DATA NOT AVAILABLE | DATA NOT AVAILABLE | 9.999 | DATA NOT AVAILABLE | DATA NOT AVAILABLE | DATA NOT AVAILABLE | DATA NOT AVAILABLE | DATA NOT AVAILABLE | DATA NOT AVAILABLE | DATA NOT AVAILABLE | DATA NOT AVAILABLE | DATA NOT AVAILABLE | DATA NOT AVAILABLE | DATA NOT AVAILABLE | DATA NOT AVAILABLE | DATA NOT AVAILABLE | ACCEPTED TO CONNECT | DATA NOT AVAILABLE | DATA NOT AVAILABLE | DATA NOT AVAILABLE | DATA NOT AVAILABLE | DATA NOT AVAILABLE | DATA NOT AVAILABLE | 9.999 | 9.999 | 10.5253 | 10.5253 | 9.999 | 2023-09-12 | DATA NOT AVAILABLE | N | DATA NOT AVAILABLE | DATA NOT AVAILABLE | DATA NOT AVAILABLE | DATA NOT AVAILABLE | DATA NOT AVAILABLE | 2023-09-07
DATA NOT AVAILABLE | DATA NOT AVAILABLE | ETHICAL POWER | BILBO FARM SOLAR | BILBO FARM | CRIMOND | FRASERBURGH | ABERDEENSHIRE | AB43 8QR | SCOTLAND | 406960 | 856722 | STRICHEN | DATA NOT APPLICABLE | DATA NOT AVAILABLE | EHV | SCOTTISH HYDRO ELECTRIC POWER DISTRIBUTION PLC | SOLAR | PHOTOVOLTAIC | NO | DATA NOT AVAILABLE | DATA NOT AVAILABLE | 27 | DATA NOT AVAILABLE | DATA NOT AVAILABLE | DATA NOT AVAILABLE | DATA NOT AVAILABLE | DATA NOT AVAILABLE | DATA NOT AVAILABLE | DATA NOT AVAILABLE | DATA NOT AVAILABLE | DATA NOT AVAILABLE | DATA NOT AVAILABLE | DATA NOT AVAILABLE | DATA NOT AVAILABLE | DATA NOT AVAILABLE | ACCEPTED TO CONNECT | DATA NOT AVAILABLE | DATA NOT AVAILABLE | DATA NOT AVAILABLE | DATA NOT AVAILABLE | DATA NOT AVAILABLE | DATA NOT AVAILABLE | 27 | 25 | 26.3158 | 26.3158 | 25 | 2021-11-22 | DATA NOT AVAILABLE | N | DATA NOT AVAILABLE | DATA NOT AVAILABLE | DATA NOT AVAILABLE | DATA NOT AVAILABLE | DATA NOT AVAILABLE | 2021-12-10
DATA NOT AVAILABLE | DATA NOT AVAILABLE | INNOGY RENEWABLES UK LIMITED | GLASA HYDRO GENERATING STATIONS | GLASA HYDRO GENERATING STATIONS | KILDERMORIE ESTATE ARDROSS | ALNESS | HIGHLAND | IV17 0YH | SCOTLAND | 252096 | 877941 | ALNESS | DATA NOT APPLICABLE | ALNESS GRID | 33 | SCOTTISH HYDRO ELECTRIC POWER DISTRIBUTION PLC | WATER (FLOWING WATER OR HEAD OF WATER) | HYDRO - OTHER | NO | DATA NOT AVAILABLE | DATA NOT AVAILABLE | 4.1 | DATA NOT AVAILABLE | DATA NOT AVAILABLE | DATA NOT AVAILABLE | DATA NOT AVAILABLE | DATA NOT AVAILABLE | DATA NOT AVAILABLE | DATA NOT AVAILABLE | DATA NOT AVAILABLE | DATA NOT AVAILABLE | DATA NOT AVAILABLE | DATA NOT AVAILABLE | DATA NOT AVAILABLE | NO | ACCEPTED TO CONNECT | DATA NOT AVAILABLE | DATA NOT AVAILABLE | DATA NOT AVAILABLE | DATA NOT AVAILABLE | DATA NOT AVAILABLE | DATA NOT AVAILABLE | 4.1 | 4.1 | 4.3158 | 0.19 | 0.2 | 2018-03-23 | DATA NOT AVAILABLE | N | DATA NOT AVAILABLE | DATA NOT AVAILABLE | DATA NOT AVAILABLE | DATA NOT AVAILABLE | DATA NOT AVAILABLE | 2020-07-22
DATA NOT AVAILABLE | DATA NOT AVAILABLE | THE GRID CONSULTANT | STRICHEN SOUTH ENERGY PLANT | MR & MRS P CHAPMAN, | SOUTH REDBOG STRICHEN | FRASERBURGH | ABERDEENSHIRE | AB43 6RP | SCOTLAND | 398363 | 854311 | STRICHEN | DATA NOT APPLICABLE | STRICHEN GRID | 33 | SCOTTISH HYDRO ELECTRIC POWER DISTRIBUTION PLC | OTHER | OTHER | NO | DATA NOT AVAILABLE | DATA NOT AVAILABLE | 10 | DATA NOT AVAILABLE | DATA NOT AVAILABLE | DATA NOT AVAILABLE | DATA NOT AVAILABLE | DATA NOT AVAILABLE | DATA NOT AVAILABLE | DATA NOT AVAILABLE | DATA NOT AVAILABLE | DATA NOT AVAILABLE | DATA NOT AVAILABLE | DATA NOT AVAILABLE | DATA NOT AVAILABLE | NO | ACCEPTED TO CONNECT | DATA NOT AVAILABLE | DATA NOT AVAILABLE | DATA NOT AVAILABLE | DATA NOT AVAILABLE | DATA NOT AVAILABLE | DATA NOT AVAILABLE | 10 | 10 | 10.5263 | 9.5 | 10 | 2017-12-01 | DATA NOT AVAILABLE | N | DATA NOT AVAILABLE | DATA NOT AVAILABLE | DATA NOT AVAILABLE | DATA NOT AVAILABLE | DATA NOT AVAILABLE | 2020-07-22
DATA NOT AVAILABLE | DATA NOT AVAILABLE | LIGHTSOURCE RENEWABLE DEVELOPMENT LIMITED | SHAFTESBURY ENERGY STORAGE SYSTEM ADD CAP | LITTLEDOWN PV | OFF A350 | SHAFTESBURY | DORSET | SP7 9HD | ENGLAND | 386849 | 124179 | MANNINGTON GSP | SHAFTESBURY | DATA NOT AVAILABLE | EHV | SOUTHERN ELECTRIC POWER DISTRIBUTION PLC | STORED ENERGY (ALL STORED ENERGY IRRESPECTVE OF THE ORIGINAL ENERGY SOURCE) | STORAGE - ELECTROCHEMICAL (BATTERIES) | NO | DATA NOT AVAILABLE | DATA NOT AVAILABLE | 6.5 | DATA NOT AVAILABLE | DATA NOT AVAILABLE | DATA NOT AVAILABLE | DATA NOT AVAILABLE | DATA NOT AVAILABLE | DATA NOT AVAILABLE | DATA NOT AVAILABLE | DATA NOT AVAILABLE | DATA NOT AVAILABLE | DATA NOT AVAILABLE | DATA NOT AVAILABLE | DATA NOT AVAILABLE | NO | ACCEPTED TO CONNECT | DATA NOT AVAILABLE | DATA NOT AVAILABLE | DATA NOT AVAILABLE | DATA NOT AVAILABLE | DATA NOT AVAILABLE | DATA NOT AVAILABLE | 0.001 | 0.001 | 0.0010526 | 4.7025 | 4.95 | 2018-01-18 | DATA NOT AVAILABLE | N | DATA NOT AVAILABLE | DATA NOT AVAILABLE | DATA NOT AVAILABLE | DATA NOT AVAILABLE | DATA NOT AVAILABLE | 2020-07-22
DATA NOT AVAILABLE | DATA NOT AVAILABLE | DNO CONSULTING LTD | KIRKTON PV | DATA NOT AVAILABLE | LAND AROUND KIRKTON | PETERHEAD | ABERDEENSHIRE | AB42 3EN | SCOTLAND | 410457 | 850966 | PETERHEAD GRANGE | DATA NOT APPLICABLE | PETERHEAD GRANGE 33KV | 33 | SCOTTISH HYDRO ELECTRIC POWER DISTRIBUTION PLC | SOLAR | PHOTOVOLTAIC | NO | DATA NOT AVAILABLE | DATA NOT AVAILABLE | 35 | DATA NOT AVAILABLE | DATA NOT AVAILABLE | DATA NOT AVAILABLE | DATA NOT AVAILABLE | DATA NOT AVAILABLE | DATA NOT AVAILABLE | DATA NOT AVAILABLE | DATA NOT AVAILABLE | DATA NOT AVAILABLE | DATA NOT AVAILABLE | DATA NOT AVAILABLE | DATA NOT AVAILABLE | NO | ACCEPTED TO CONNECT | DATA NOT AVAILABLE | DATA NOT AVAILABLE | DATA NOT AVAILABLE | DATA NOT AVAILABLE | DATA NOT AVAILABLE | DATA NOT AVAILABLE | 35 | 35 | 36.8421 | 0.19 | 0.2 | 2017-11-28 | DATA NOT AVAILABLE | N | DATA NOT AVAILABLE | DATA NOT AVAILABLE | DATA NOT AVAILABLE | DATA NOT AVAILABLE | DATA NOT AVAILABLE | 2020-07-22
DATA NOT AVAILABLE | DATA NOT AVAILABLE | DATA NOT AVAILABLE | LURG HILL WIND GENERATING STATION | LURG HILL WIND FARM | DATA NOT AVAILABLE | KEITH | MORAY | AB55 6NH | SCOTLAND | 350963 | 856430 | KEITH | DATA NOT APPLICABLE | KEITH GRID | 33 | SCOTTISH HYDRO ELECTRIC POWER DISTRIBUTION PLC | WIND | ONSHORE WIND TURBINES | NO | DATA NOT AVAILABLE | DATA NOT AVAILABLE | 15 | DATA NOT AVAILABLE | DATA NOT AVAILABLE | DATA NOT AVAILABLE | DATA NOT AVAILABLE | DATA NOT AVAILABLE | DATA NOT AVAILABLE | DATA NOT AVAILABLE | DATA NOT AVAILABLE | DATA NOT AVAILABLE | DATA NOT AVAILABLE | DATA NOT AVAILABLE | DATA NOT AVAILABLE | NO | ACCEPTED TO CONNECT | DATA NOT AVAILABLE | DATA NOT AVAILABLE | DATA NOT AVAILABLE | DATA NOT AVAILABLE | DATA NOT AVAILABLE | DATA NOT AVAILABLE | 15 | 15 | 15.7895 | 0.1425 | 0.15 | 2018-03-21 | DATA NOT AVAILABLE | N | DATA NOT AVAILABLE | DATA NOT AVAILABLE | DATA NOT AVAILABLE | DATA NOT AVAILABLE | DATA NOT AVAILABLE | 2020-07-22
DATA NOT AVAILABLE | DATA NOT AVAILABLE | CAPBAL LTD | FEDDAL ESTATE BATTERY | FEDDAL ESTATE | UNNAMED ROAD | DUNBLANE | STIRLING | FK15 9RD | SCOTLAND | 281013 | 709090 | BRACO WEST GRID | DATA NOT APPLICABLE | BRACO WEST GRID | 33 | SCOTTISH HYDRO ELECTRIC POWER DISTRIBUTION PLC | OTHER | OTHER | NO | DATA NOT AVAILABLE | DATA NOT AVAILABLE | 9.999 | DATA NOT AVAILABLE | DATA NOT AVAILABLE | DATA NOT AVAILABLE | DATA NOT AVAILABLE | DATA NOT AVAILABLE | DATA NOT AVAILABLE | DATA NOT AVAILABLE | DATA NOT AVAILABLE | DATA NOT AVAILABLE | DATA NOT AVAILABLE | DATA NOT AVAILABLE | DATA NOT AVAILABLE | DATA NOT AVAILABLE | ACCEPTED TO CONNECT | DATA NOT AVAILABLE | DATA NOT AVAILABLE | DATA NOT AVAILABLE | DATA NOT AVAILABLE | DATA NOT AVAILABLE | DATA NOT AVAILABLE | 9.999 | 9.999 | 10.5253 | 10.5253 | 9.999 | 2023-09-12 | DATA NOT AVAILABLE | N | DATA NOT AVAILABLE | DATA NOT AVAILABLE | DATA NOT AVAILABLE | DATA NOT AVAILABLE | DATA NOT AVAILABLE | 2022-08-01
DATA NOT AVAILABLE | DATA NOT AVAILABLE | TNEI SERVICES | BUDDS PLANTATION GAS | BUDDS PLANTATION | PAICES HILL | READING | BERKSHIRE | RG7 4PJ | ENGLAND | 458585 | 162976 | BRAMLEY (ANDO-THAT) | THATCHAM | DATA NOT AVAILABLE | EHV | SOUTHERN ELECTRIC POWER DISTRIBUTION PLC | ADVANCED FUEL (PRODUCED VIA GASIFICATION OR PYROLYSIS OF BIOFUEL OR WASTE) | GAS TURBINE (OCGT) | NO | DATA NOT AVAILABLE | DATA NOT AVAILABLE | 19.5 | DATA NOT AVAILABLE | DATA NOT AVAILABLE | DATA NOT AVAILABLE | DATA NOT AVAILABLE | DATA NOT AVAILABLE | DATA NOT AVAILABLE | DATA NOT AVAILABLE | DATA NOT AVAILABLE | DATA NOT AVAILABLE | DATA NOT AVAILABLE | DATA NOT AVAILABLE | DATA NOT AVAILABLE | NO | ACCEPTED TO CONNECT | DATA NOT AVAILABLE | DATA NOT AVAILABLE | DATA NOT AVAILABLE | DATA NOT AVAILABLE | DATA NOT AVAILABLE | DATA NOT AVAILABLE | 19.5 | 19.5 | 20.5263 | 0.95 | 1 | 2024-01-24 | DATA NOT AVAILABLE | N | DATA NOT AVAILABLE | DATA NOT AVAILABLE | DATA NOT AVAILABLE | DATA NOT AVAILABLE | DATA NOT AVAILABLE | 2020-07-22
DATA NOT AVAILABLE | DATA NOT AVAILABLE | WHEELABRATOR TECHNOLOGIES (UK) LIMITED | ENVIROPARK STEAM ENGINE | ENVIROPARK | A303 DRAYTON ROAD BARTON STACEY | ANDOVER | HAMPSHIRE | SO21 3QS | ENGLAND | 443840 | 142766 | BRAMLEY (BASI) | DATA NOT AVAILABLE | DATA NOT AVAILABLE | 132 | SOUTHERN ELECTRIC POWER DISTRIBUTION PLC | FOSSIL - GAS | STEAM TURBINE (THERMAL POWER PLANT) | NO | DATA NOT AVAILABLE | DATA NOT AVAILABLE | 65.321 | DATA NOT AVAILABLE | DATA NOT AVAILABLE | DATA NOT AVAILABLE | DATA NOT AVAILABLE | DATA NOT AVAILABLE | DATA NOT AVAILABLE | DATA NOT AVAILABLE | DATA NOT AVAILABLE | DATA NOT AVAILABLE | DATA NOT AVAILABLE | DATA NOT AVAILABLE | DATA NOT AVAILABLE | NO | ACCEPTED TO CONNECT | DATA NOT AVAILABLE | DATA NOT AVAILABLE | DATA NOT AVAILABLE | DATA NOT AVAILABLE | DATA NOT AVAILABLE | DATA NOT AVAILABLE | 65.321 | 55.523 | 58.4453 | 7.9629 | 8.382 | 2018-05-21 | DATA NOT AVAILABLE | N | DATA NOT AVAILABLE | DATA NOT AVAILABLE | DATA NOT AVAILABLE | DATA NOT AVAILABLE | DATA NOT AVAILABLE | 2020-07-22
DATA NOT AVAILABLE | DATA NOT AVAILABLE | EVANS ENERGY LTD | BRILLIANT HARVEST 004 LTD - BATTERY (ADD CAP) | CODFORD BIOGASS SITE | OLD DAIRY MALMPIT HILL CODFORD | WARMINSTER | WILTSHIRE | BA12 0LZ | ENGLAND | 397675 | 141677 | MELKSHAM GSP | NORRINGTON | DATA NOT AVAILABLE | EHV | SOUTHERN ELECTRIC POWER DISTRIBUTION PLC | STORED ENERGY (ALL STORED ENERGY IRRESPECTVE OF THE ORIGINAL ENERGY SOURCE) | STORAGE - ELECTROCHEMICAL (BATTERIES) | NO | DATA NOT AVAILABLE | DATA NOT AVAILABLE | 7 | DATA NOT AVAILABLE | DATA NOT AVAILABLE | DATA NOT AVAILABLE | DATA NOT AVAILABLE | DATA NOT AVAILABLE | DATA NOT AVAILABLE | DATA NOT AVAILABLE | DATA NOT AVAILABLE | DATA NOT AVAILABLE | DATA NOT AVAILABLE | DATA NOT AVAILABLE | DATA NOT AVAILABLE | NO | ACCEPTED TO CONNECT | DATA NOT AVAILABLE | DATA NOT AVAILABLE | DATA NOT AVAILABLE | DATA NOT AVAILABLE | DATA NOT AVAILABLE | DATA NOT AVAILABLE | 7 | 7 | 7.3684 | 6.65 | 7 | 2018-04-06 | DATA NOT AVAILABLE | N | DATA NOT AVAILABLE | DATA NOT AVAILABLE | DATA NOT AVAILABLE | DATA NOT AVAILABLE | DATA NOT AVAILABLE | 2020-07-22
DATA NOT AVAILABLE | DATA NOT AVAILABLE | MUIRDEN ENERGY LLP | CULBEUCHLY GAS GENERATOR | CULBEUCHLY | DATA NOT AVAILABLE | BANFF | ABERDEENSHIRE | AB45 3AJ | SCOTLAND | 364887 | 862399 | MACDUFF | DATA NOT APPLICABLE | MACDUFF GRID | 33 | SCOTTISH HYDRO ELECTRIC POWER DISTRIBUTION PLC | ADVANCED FUEL (PRODUCED VIA GASIFICATION OR PYROLYSIS OF BIOFUEL OR WASTE) | GAS TURBINE (OCGT) | NO | DATA NOT AVAILABLE | DATA NOT AVAILABLE | 20 | DATA NOT AVAILABLE | DATA NOT AVAILABLE | DATA NOT AVAILABLE | DATA NOT AVAILABLE | DATA NOT AVAILABLE | DATA NOT AVAILABLE | DATA NOT AVAILABLE | DATA NOT AVAILABLE | DATA NOT AVAILABLE | DATA NOT AVAILABLE | DATA NOT AVAILABLE | DATA NOT AVAILABLE | NO | ACCEPTED TO CONNECT | DATA NOT AVAILABLE | DATA NOT AVAILABLE | DATA NOT AVAILABLE | DATA NOT AVAILABLE | DATA NOT AVAILABLE | DATA NOT AVAILABLE | 20 | 20 | 21.0526 | 0.095 | 0.1 | 2018-06-25 | DATA NOT AVAILABLE | N | DATA NOT AVAILABLE | DATA NOT AVAILABLE | DATA NOT AVAILABLE | DATA NOT AVAILABLE | DATA NOT AVAILABLE | 2020-07-22
DATA NOT AVAILABLE | DATA NOT AVAILABLE | NEW POWERCO INC TRADING AS EDEN RENEWABLES | FOREST GATE - PV | FOREST GATE | LONDON ROAD | CHIPPENHAM | WILTSHIRE | SN15 3RS | ENGLAND | 394760 | 171549 | MELKSHAM GSP | DATA NOT AVAILABLE | DATA NOT AVAILABLE | EHV | SOUTHERN ELECTRIC POWER DISTRIBUTION PLC | SOLAR | PHOTOVOLTAIC | NO | DATA NOT AVAILABLE | DATA NOT AVAILABLE | 40.32 | DATA NOT AVAILABLE | DATA NOT AVAILABLE | DATA NOT AVAILABLE | DATA NOT AVAILABLE | DATA NOT AVAILABLE | DATA NOT AVAILABLE | DATA NOT AVAILABLE | DATA NOT AVAILABLE | DATA NOT AVAILABLE | DATA NOT AVAILABLE | DATA NOT AVAILABLE | DATA NOT AVAILABLE | DATA NOT AVAILABLE | ACCEPTED TO CONNECT | DATA NOT AVAILABLE | DATA NOT AVAILABLE | DATA NOT AVAILABLE | DATA NOT AVAILABLE | DATA NOT AVAILABLE | DATA NOT AVAILABLE | 40.32 | 40.32 | 42.4421 | 0.19 | 0.2 | 2022-06-09 | DATA NOT AVAILABLE | N | DATA NOT AVAILABLE | DATA NOT AVAILABLE | DATA NOT AVAILABLE | DATA NOT AVAILABLE | DATA NOT AVAILABLE | 2020-07-22
DATA NOT AVAILABLE | DATA NOT AVAILABLE | ORKNEY ISLANDS COUNCIL | HOY WIND FARM | HOY WIND FARM | HOY | ORKNEY | ORKNEY ISLANDS | KW16 3NW | SCOTLAND | 330521 | 994410 | DATA NOT AVAILABLE | DATA NOT APPLICABLE | DATA NOT AVAILABLE | EHV | SCOTTISH HYDRO ELECTRIC POWER DISTRIBUTION PLC | WIND | ONSHORE WIND TURBINES | NO | DATA NOT AVAILABLE | DATA NOT AVAILABLE | 66 | DATA NOT AVAILABLE | DATA NOT AVAILABLE | DATA NOT AVAILABLE | DATA NOT AVAILABLE | DATA NOT AVAILABLE | DATA NOT AVAILABLE | DATA NOT AVAILABLE | DATA NOT AVAILABLE | DATA NOT AVAILABLE | DATA NOT AVAILABLE | DATA NOT AVAILABLE | DATA NOT AVAILABLE | NO | ACCEPTED TO CONNECT | DATA NOT AVAILABLE | DATA NOT AVAILABLE | DATA NOT AVAILABLE | DATA NOT AVAILABLE | DATA NOT AVAILABLE | DATA NOT AVAILABLE | 66 | 66 | 69.4737 | 0.57 | 0.6 | 2018-07-17 | DATA NOT AVAILABLE | N | DATA NOT AVAILABLE | DATA NOT AVAILABLE | DATA NOT AVAILABLE | DATA NOT AVAILABLE | DATA NOT AVAILABLE | 2020-07-22
DATA NOT AVAILABLE | DATA NOT AVAILABLE | ORKNEY ISLANDS COUNCIL | KIRKWALL PRIVATE WIRE - WIND & PV | KIRKWALL PRIVATE WIRE | KIRKWALL | ORKNEY | ORKNEY ISLANDS | KW15 1RR | SCOTLAND | 344226 | 1010909 | THURSO | DATA NOT APPLICABLE | KIRKWALL | 11 | SCOTTISH HYDRO ELECTRIC POWER DISTRIBUTION PLC | WIND | ONSHORE WIND TURBINES | NO | DATA NOT AVAILABLE | DATA NOT AVAILABLE | 7.5 | SOLAR | PHOTOVOLTAIC | DATA NOT AVAILABLE | DATA NOT AVAILABLE | DATA NOT AVAILABLE | 2.2105 | DATA NOT AVAILABLE | DATA NOT AVAILABLE | DATA NOT AVAILABLE | DATA NOT AVAILABLE | DATA NOT AVAILABLE | DATA NOT AVAILABLE | NO | ACCEPTED TO CONNECT | DATA NOT AVAILABLE | DATA NOT AVAILABLE | DATA NOT AVAILABLE | DATA NOT AVAILABLE | DATA NOT AVAILABLE | DATA NOT AVAILABLE | 7.5 | 7.5 | 7.8947 | 1.995 | 2.1 | 2018-07-18 | DATA NOT AVAILABLE | N | DATA NOT AVAILABLE | DATA NOT AVAILABLE | DATA NOT AVAILABLE | DATA NOT AVAILABLE | DATA NOT AVAILABLE | 2020-07-22
DATA NOT AVAILABLE | DATA NOT AVAILABLE | THE GRID CONSULTANT | RIGIFA 20 POWER PLANT - DIESEL | RIGIFA FARM | COVE BAY NIGG | ABERDEEN | ABERDEENSHIRE | AB12 3LR | SCOTLAND | 395041 | 800247 | REDMOSS | DATA NOT APPLICABLE | REDMOSS GRID | 33 | SCOTTISH HYDRO ELECTRIC POWER DISTRIBUTION PLC | OTHER | OTHER | NO | DATA NOT AVAILABLE | DATA NOT AVAILABLE | 20 | DATA NOT AVAILABLE | DATA NOT AVAILABLE | DATA NOT AVAILABLE | DATA NOT AVAILABLE | DATA NOT AVAILABLE | DATA NOT AVAILABLE | DATA NOT AVAILABLE | DATA NOT AVAILABLE | DATA NOT AVAILABLE | DATA NOT AVAILABLE | DATA NOT AVAILABLE | DATA NOT AVAILABLE | NO | ACCEPTED TO CONNECT | DATA NOT AVAILABLE | DATA NOT AVAILABLE | DATA NOT AVAILABLE | DATA NOT AVAILABLE | DATA NOT AVAILABLE | DATA NOT AVAILABLE | 20 | 20 | 21.0526 | 0.38 | 0.4 | 2018-07-31 | DATA NOT AVAILABLE | N | DATA NOT AVAILABLE | DATA NOT AVAILABLE | DATA NOT AVAILABLE | DATA NOT AVAILABLE | DATA NOT AVAILABLE | 2020-07-22
DATA NOT AVAILABLE | DATA NOT AVAILABLE | WHIRLWIND RENEWABLES LTD | HILL OF LYBSTER WIND (RECOST) | HILL OF LYBSTER WIND | DOUNREAY | THURSO | HIGHLAND | KW14 7UZ | SCOTLAND | 302297 | 969827 | DOUNREAY | DATA NOT APPLICABLE | DOUNREAY | 11 | SCOTTISH HYDRO ELECTRIC POWER DISTRIBUTION PLC | WIND | ONSHORE WIND TURBINES | NO | DATA NOT AVAILABLE | DATA NOT AVAILABLE | 2.3 | DATA NOT AVAILABLE | DATA NOT AVAILABLE | DATA NOT AVAILABLE | DATA NOT AVAILABLE | DATA NOT AVAILABLE | DATA NOT AVAILABLE | DATA NOT AVAILABLE | DATA NOT AVAILABLE | DATA NOT AVAILABLE | DATA NOT AVAILABLE | DATA NOT AVAILABLE | DATA NOT AVAILABLE | NO | ACCEPTED TO CONNECT | DATA NOT AVAILABLE | DATA NOT AVAILABLE | DATA NOT AVAILABLE | DATA NOT AVAILABLE | DATA NOT AVAILABLE | DATA NOT AVAILABLE | 2.3 | 1.5 | 1.5789 | 0.0228 | 0.024 | 2018-09-20 | DATA NOT AVAILABLE | N | DATA NOT AVAILABLE | DATA NOT AVAILABLE | DATA NOT AVAILABLE | DATA NOT AVAILABLE | DATA NOT AVAILABLE | 2020-07-22
DATA NOT AVAILABLE | DATA NOT AVAILABLE | FORSTER ENERGY LTD | SOUTHESK ESTATE SOLAR FARM - PV | SOUTHESK ESTATE SOLAR FARM | NEAR HAUGHS OF KINNAIRD BRECHIN | BRECHIN | ANGUS | DD9 6UA | SCOTLAND | 364430 | 757345 | BRIDGE OF DUN | DATA NOT APPLICABLE | BRIDGE OF DUN GRID | 33 | SCOTTISH HYDRO ELECTRIC POWER DISTRIBUTION PLC | SOLAR | PHOTOVOLTAIC | NO | DATA NOT AVAILABLE | DATA NOT AVAILABLE | 9.99 | DATA NOT AVAILABLE | DATA NOT AVAILABLE | DATA NOT AVAILABLE | DATA NOT AVAILABLE | DATA NOT AVAILABLE | DATA NOT AVAILABLE | DATA NOT AVAILABLE | DATA NOT AVAILABLE | DATA NOT AVAILABLE | DATA NOT AVAILABLE | DATA NOT AVAILABLE | DATA NOT AVAILABLE | DATA NOT AVAILABLE | ACCEPTED TO CONNECT | DATA NOT AVAILABLE | DATA NOT AVAILABLE | DATA NOT AVAILABLE | DATA NOT AVAILABLE | DATA NOT AVAILABLE | DATA NOT AVAILABLE | 9.99 | 9.99 | 10.5158 | 0.0475 | 0.05 | 2018-09-25 | DATA NOT AVAILABLE | N | DATA NOT AVAILABLE | DATA NOT AVAILABLE | DATA NOT AVAILABLE | DATA NOT AVAILABLE | DATA NOT AVAILABLE | 2020-07-22
DATA NOT AVAILABLE | DATA NOT AVAILABLE | AMP ENERGY SERVICES LTD | ANDOVER BUSINESS PARK - GAS | UNIT 2 | ANDOVER BUSINESS PARK | ANDOVER | HAMPSHIRE | SP11 8BF | ENGLAND | 433670 | 145745 | MELKSHAM GSP | ANDOVER | PORTWAY | 11 | SOUTHERN ELECTRIC POWER DISTRIBUTION PLC | HYDROGEN | ENGINE (COMBUSTION / RECIPROCATING) | YES | DATA NOT AVAILABLE | DATA NOT AVAILABLE | 4 | DATA NOT AVAILABLE | DATA NOT AVAILABLE | DATA NOT AVAILABLE | DATA NOT AVAILABLE | DATA NOT AVAILABLE | DATA NOT AVAILABLE | DATA NOT AVAILABLE | DATA NOT AVAILABLE | DATA NOT AVAILABLE | DATA NOT AVAILABLE | DATA NOT AVAILABLE | DATA NOT AVAILABLE | DATA NOT AVAILABLE | ACCEPTED TO CONNECT | DATA NOT AVAILABLE | DATA NOT AVAILABLE | DATA NOT AVAILABLE | DATA NOT AVAILABLE | DATA NOT AVAILABLE | DATA NOT AVAILABLE | 4 | 4 | 4.2105 | 0.4218 | 0.444 | 2018-10-30 | DATA NOT AVAILABLE | N | DATA NOT AVAILABLE | DATA NOT AVAILABLE | DATA NOT AVAILABLE | DATA NOT AVAILABLE | DATA NOT AVAILABLE | 2020-07-22
DATA NOT AVAILABLE | DATA NOT AVAILABLE | LOCOGEN | DURRAN MAINS WIND RE-COST | DURRAN MAINS WIND | DURRAN MAINS | THURSO | HIGHLAND | KW14 8TE | SCOTLAND | 319319 | 963975 | THURSO | DATA NOT APPLICABLE | THURSO GRID | 33 | SCOTTISH HYDRO ELECTRIC POWER DISTRIBUTION PLC | WIND | ONSHORE WIND TURBINES | NO | DATA NOT AVAILABLE | DATA NOT AVAILABLE | 9.2 | DATA NOT AVAILABLE | DATA NOT AVAILABLE | DATA NOT AVAILABLE | DATA NOT AVAILABLE | DATA NOT AVAILABLE | DATA NOT AVAILABLE | DATA NOT AVAILABLE | DATA NOT AVAILABLE | DATA NOT AVAILABLE | DATA NOT AVAILABLE | DATA NOT AVAILABLE | DATA NOT AVAILABLE | DATA NOT AVAILABLE | ACCEPTED TO CONNECT | DATA NOT AVAILABLE | DATA NOT AVAILABLE | DATA NOT AVAILABLE | DATA NOT AVAILABLE | DATA NOT AVAILABLE | DATA NOT AVAILABLE | 9.2 | 9.2 | 9.6842 | 0.038 | 0.04 | 2018-11-02 | DATA NOT AVAILABLE | N | DATA NOT AVAILABLE | DATA NOT AVAILABLE | DATA NOT AVAILABLE | DATA NOT AVAILABLE | DATA NOT AVAILABLE | 2020-07-22
DATA NOT AVAILABLE | DATA NOT AVAILABLE | PPS LTD | BRINDLEY CLOSE - BATTERY | DATA NOT AVAILABLE | BRINDLEY CLOSE CHENEY MANOR | SWINDON | WILTSHIRE | SN2 2YW | ENGLAND | 413014 | 186119 | MINETY GSP | CIRENCESTER | DATA NOT AVAILABLE | EHV | SOUTHERN ELECTRIC POWER DISTRIBUTION PLC | STORED ENERGY (ALL STORED ENERGY IRRESPECTVE OF THE ORIGINAL ENERGY SOURCE) | STORAGE - ELECTROCHEMICAL (BATTERIES) | NO | DATA NOT AVAILABLE | DATA NOT AVAILABLE | 12 | DATA NOT AVAILABLE | DATA NOT AVAILABLE | DATA NOT AVAILABLE | DATA NOT AVAILABLE | DATA NOT AVAILABLE | DATA NOT AVAILABLE | DATA NOT AVAILABLE | DATA NOT AVAILABLE | DATA NOT AVAILABLE | DATA NOT AVAILABLE | DATA NOT AVAILABLE | DATA NOT AVAILABLE | DATA NOT AVAILABLE | ACCEPTED TO CONNECT | DATA NOT AVAILABLE | DATA NOT AVAILABLE | DATA NOT AVAILABLE | DATA NOT AVAILABLE | DATA NOT AVAILABLE | DATA NOT AVAILABLE | 12 | 12 | 12.6316 | 11.4 | 12 | 2018-08-17 | DATA NOT AVAILABLE | N | DATA NOT AVAILABLE | DATA NOT AVAILABLE | DATA NOT AVAILABLE | DATA NOT AVAILABLE | DATA NOT AVAILABLE | 2020-07-22
DATA NOT AVAILABLE | DATA NOT AVAILABLE | BRITISH SOLAR RENEWABLES LIMITED | RAMPISHAM WOODS PV | RAMPISHAM WOODS SOLAR PARK LIMITED | RAMPISHAM DOWN MAIDEN NEWTON | DORCHESTER | DORSET | DT2 0HS | ENGLAND | 354818 | 101222 | AXMINSTER | YEOVIL | DATA NOT AVAILABLE | EHV | SOUTHERN ELECTRIC POWER DISTRIBUTION PLC | SOLAR | PHOTOVOLTAIC | NO | DATA NOT AVAILABLE | DATA NOT AVAILABLE | 7.6 | DATA NOT AVAILABLE | DATA NOT AVAILABLE | DATA NOT AVAILABLE | DATA NOT AVAILABLE | DATA NOT AVAILABLE | DATA NOT AVAILABLE | DATA NOT AVAILABLE | DATA NOT AVAILABLE | DATA NOT AVAILABLE | DATA NOT AVAILABLE | DATA NOT AVAILABLE | DATA NOT AVAILABLE | DATA NOT AVAILABLE | ACCEPTED TO CONNECT | DATA NOT AVAILABLE | DATA NOT AVAILABLE | DATA NOT AVAILABLE | DATA NOT AVAILABLE | DATA NOT AVAILABLE | DATA NOT AVAILABLE | 7.6 | 7.6 | 8 | 0.10526 | 0.1 | 2022-06-21 | DATA NOT AVAILABLE | N | DATA NOT AVAILABLE | DATA NOT AVAILABLE | DATA NOT AVAILABLE | DATA NOT AVAILABLE | DATA NOT AVAILABLE | 2023-09-07
DATA NOT AVAILABLE | DATA NOT AVAILABLE | BEN SCA WIND FARM LTD | BEN SCA WIND FARM | BEN SCA WIND FARM | DATA NOT AVAILABLE | DUNVEGAN | HIGHLAND | IV51 9PP | SCOTLAND | 134226 | 850869 | DUNVEGAN GRID | DATA NOT APPLICABLE | DUNVEGAN GRID | 33 | SCOTTISH HYDRO ELECTRIC POWER DISTRIBUTION PLC | WIND | ONSHORE WIND TURBINES | NO | DATA NOT AVAILABLE | DATA NOT AVAILABLE | 40.8 | DATA NOT AVAILABLE | DATA NOT AVAILABLE | DATA NOT AVAILABLE | DATA NOT AVAILABLE | DATA NOT AVAILABLE | DATA NOT AVAILABLE | DATA NOT AVAILABLE | DATA NOT AVAILABLE | DATA NOT AVAILABLE | DATA NOT AVAILABLE | DATA NOT AVAILABLE | DATA NOT AVAILABLE | DATA NOT AVAILABLE | ACCEPTED TO CONNECT | DATA NOT AVAILABLE | DATA NOT AVAILABLE | DATA NOT AVAILABLE | DATA NOT AVAILABLE | DATA NOT AVAILABLE | DATA NOT AVAILABLE | 40.8 | 40.8 | 42.9474 | 0.7125 | 0.75 | 2019-02-04 | DATA NOT AVAILABLE | N | DATA NOT AVAILABLE | DATA NOT AVAILABLE | DATA NOT AVAILABLE | DATA NOT AVAILABLE | DATA NOT AVAILABLE | 2020-07-22
DATA NOT AVAILABLE | DATA NOT AVAILABLE | ABBEY ECOSSE LTD | CCM | BALMORE HOUSE | LAND TO THE EAST OF FORSS BUSINESS PARK BUSINESS & TECHNOLOGY PARK FORSS | THURSO | HIGHLAND | KW14 7UZ | SCOTLAND | 302297 | 969827 | DOUNREAY | DATA NOT APPLICABLE | DOUNREAY | 11 | SCOTTISH HYDRO ELECTRIC POWER DISTRIBUTION PLC | WIND | ONSHORE WIND TURBINES | NO | DATA NOT AVAILABLE | DATA NOT AVAILABLE | 10 | DATA NOT AVAILABLE | DATA NOT AVAILABLE | DATA NOT AVAILABLE | DATA NOT AVAILABLE | DATA NOT AVAILABLE | DATA NOT AVAILABLE | DATA NOT AVAILABLE | DATA NOT AVAILABLE | DATA NOT AVAILABLE | DATA NOT AVAILABLE | DATA NOT AVAILABLE | DATA NOT AVAILABLE | DATA NOT AVAILABLE | ACCEPTED TO CONNECT | DATA NOT AVAILABLE | DATA NOT AVAILABLE | DATA NOT AVAILABLE | DATA NOT AVAILABLE | DATA NOT AVAILABLE | DATA NOT AVAILABLE | 10 | 9.8 | 10.3158 | 0.019 | 0.02 | 2019-02-20 | DATA NOT AVAILABLE | N | DATA NOT AVAILABLE | DATA NOT AVAILABLE | DATA NOT AVAILABLE | DATA NOT AVAILABLE | DATA NOT AVAILABLE | 2020-07-22
DATA NOT AVAILABLE | DATA NOT AVAILABLE | XERO ENERGY LIMITED | SANDWICK NORTH WIND GENERATING STATION | DATA NOT AVAILABLE | SANDWICK NORTH WIND GENERATING STATION SANDWICK | ISLE OF LEWIS | EILEAN SIAR | HS2 9JW | SCOTLAND | 138346 | 930501 | ARDMORE GRID | DATA NOT APPLICABLE | STORNOWAY GRID | 33 | SCOTTISH HYDRO ELECTRIC POWER DISTRIBUTION PLC | WIND | ONSHORE WIND TURBINES | NO | DATA NOT AVAILABLE | DATA NOT AVAILABLE | 5 | DATA NOT AVAILABLE | DATA NOT AVAILABLE | DATA NOT AVAILABLE | DATA NOT AVAILABLE | DATA NOT AVAILABLE | DATA NOT AVAILABLE | DATA NOT AVAILABLE | DATA NOT AVAILABLE | DATA NOT AVAILABLE | DATA NOT AVAILABLE | DATA NOT AVAILABLE | DATA NOT AVAILABLE | DATA NOT AVAILABLE | ACCEPTED TO CONNECT | DATA NOT AVAILABLE | DATA NOT AVAILABLE | DATA NOT AVAILABLE | DATA NOT AVAILABLE | DATA NOT AVAILABLE | DATA NOT AVAILABLE | 5 | 5 | 5.2632 | 0.2014 | 0.212 | 2019-02-13 | DATA NOT AVAILABLE | N | DATA NOT AVAILABLE | DATA NOT AVAILABLE | DATA NOT AVAILABLE | DATA NOT AVAILABLE | DATA NOT AVAILABLE | 2020-07-22
DATA NOT AVAILABLE | DATA NOT AVAILABLE | DRUIM LEATHANN WINDFARM LIMITED | AUTH | TOLSTA WIND FARM | DATA NOT AVAILABLE | ISLE OF LEWIS | EILEAN SIAR | HS2 0NF | SCOTLAND | 153031 | 946563 | ARDMORE GRID | DATA NOT APPLICABLE | STORNOWAY GRID | 33 | SCOTTISH HYDRO ELECTRIC POWER DISTRIBUTION PLC | WIND | ONSHORE WIND TURBINES | NO | DATA NOT AVAILABLE | DATA NOT AVAILABLE | 49.7 | DATA NOT AVAILABLE | DATA NOT AVAILABLE | DATA NOT AVAILABLE | DATA NOT AVAILABLE | DATA NOT AVAILABLE | DATA NOT AVAILABLE | DATA NOT AVAILABLE | DATA NOT AVAILABLE | DATA NOT AVAILABLE | DATA NOT AVAILABLE | DATA NOT AVAILABLE | DATA NOT AVAILABLE | DATA NOT AVAILABLE | ACCEPTED TO CONNECT | DATA NOT AVAILABLE | DATA NOT AVAILABLE | DATA NOT AVAILABLE | DATA NOT AVAILABLE | DATA NOT AVAILABLE | DATA NOT AVAILABLE | 49.7 | 49.7 | 52.3158 | 0.2128 | 0.224 | 2019-01-09 | DATA NOT AVAILABLE | N | DATA NOT AVAILABLE | DATA NOT AVAILABLE | DATA NOT AVAILABLE | DATA NOT AVAILABLE | DATA NOT AVAILABLE | 2020-07-22
DATA NOT AVAILABLE | DATA NOT AVAILABLE | XERO ENERGY LIMITED | AIGNISH | AIGNISH COMMUNITY WIND FARM | A859 | ISLE OF LEWIS | EILEAN SIAR | HS2 9JB | SCOTLAND | 139719 | 931395 | ARDMORE GRID | DATA NOT APPLICABLE | STORNOWAY GRID | 33 | SCOTTISH HYDRO ELECTRIC POWER DISTRIBUTION PLC | WIND | ONSHORE WIND TURBINES | NO | DATA NOT AVAILABLE | DATA NOT AVAILABLE | 10 | DATA NOT AVAILABLE | DATA NOT AVAILABLE | DATA NOT AVAILABLE | DATA NOT AVAILABLE | DATA NOT AVAILABLE | DATA NOT AVAILABLE | DATA NOT AVAILABLE | DATA NOT AVAILABLE | DATA NOT AVAILABLE | DATA NOT AVAILABLE | DATA NOT AVAILABLE | DATA NOT AVAILABLE | DATA NOT AVAILABLE | ACCEPTED TO CONNECT | DATA NOT AVAILABLE | DATA NOT AVAILABLE | DATA NOT AVAILABLE | DATA NOT AVAILABLE | DATA NOT AVAILABLE | DATA NOT AVAILABLE | 10 | 10 | 10.5263 | 0.4028 | 0.424 | 2019-02-27 | DATA NOT AVAILABLE | N | DATA NOT AVAILABLE | DATA NOT AVAILABLE | DATA NOT AVAILABLE | DATA NOT AVAILABLE | DATA NOT AVAILABLE | 2020-07-22
DATA NOT AVAILABLE | DATA NOT AVAILABLE | AURA POWER DEVELOPMENTS LTD | CIRENCESTER SOLAR PARK - PV | CIRENCESTER SOLAR PARK, ESTATE OFFICE | BATHURST ESTATES CIRENCESTER PARK CIRENCESTER | CIRENCESTER | GLOUCESTERSHIRE | GL7 2BU | ENGLAND | 402026 | 202037 | MINETY GSP | CIRENCESTER | DATA NOT AVAILABLE | EHV | SOUTHERN ELECTRIC POWER DISTRIBUTION PLC | SOLAR | PHOTOVOLTAIC | NO | DATA NOT AVAILABLE | DATA NOT AVAILABLE | 50 | DATA NOT AVAILABLE | DATA NOT AVAILABLE | DATA NOT AVAILABLE | DATA NOT AVAILABLE | DATA NOT AVAILABLE | DATA NOT AVAILABLE | DATA NOT AVAILABLE | DATA NOT AVAILABLE | DATA NOT AVAILABLE | DATA NOT AVAILABLE | DATA NOT AVAILABLE | DATA NOT AVAILABLE | DATA NOT AVAILABLE | ACCEPTED TO CONNECT | DATA NOT AVAILABLE | DATA NOT AVAILABLE | DATA NOT AVAILABLE | DATA NOT AVAILABLE | DATA NOT AVAILABLE | DATA NOT AVAILABLE | 50 | 50 | 52.6316 | 0.285 | 0.3 | 2019-01-28 | DATA NOT AVAILABLE | N | DATA NOT AVAILABLE | DATA NOT AVAILABLE | DATA NOT AVAILABLE | DATA NOT AVAILABLE | DATA NOT AVAILABLE | 2020-07-22
DATA NOT AVAILABLE | DATA NOT AVAILABLE | SPRINGFIELD PROPERTIES | ELGIN | SOUTH GLASSGREEN | CRESCENT NORTH | ELGIN | MORAY | IV30 8BA | SCOTLAND | 323301 | 863433 | ELGIN | DATA NOT APPLICABLE | BILBOHALL | 11 | SCOTTISH HYDRO ELECTRIC POWER DISTRIBUTION PLC | SOLAR | PHOTOVOLTAIC | NO | DATA NOT AVAILABLE | DATA NOT AVAILABLE | 2.163 | DATA NOT AVAILABLE | DATA NOT AVAILABLE | DATA NOT AVAILABLE | DATA NOT AVAILABLE | DATA NOT AVAILABLE | DATA NOT AVAILABLE | DATA NOT AVAILABLE | DATA NOT AVAILABLE | DATA NOT AVAILABLE | DATA NOT AVAILABLE | DATA NOT AVAILABLE | DATA NOT AVAILABLE | DATA NOT AVAILABLE | ACCEPTED TO CONNECT | DATA NOT AVAILABLE | DATA NOT AVAILABLE | DATA NOT AVAILABLE | DATA NOT AVAILABLE | DATA NOT AVAILABLE | DATA NOT AVAILABLE | 2.163 | 2.163 | 2.2768 | 1.1277 | 1.187 | 2019-09-17 | DATA NOT AVAILABLE | N | DATA NOT AVAILABLE | DATA NOT AVAILABLE | DATA NOT AVAILABLE | DATA NOT AVAILABLE | DATA NOT AVAILABLE | 2020-07-22
DATA NOT AVAILABLE | DATA NOT AVAILABLE | RES LIMITED | GLEAN EOGHAINN WIND | GLEAN EOGHAINN WIND | EAST OF DUNVEGAN DUNVEGAN | ISLE OF SKYE | HIGHLAND | IV55 8GS | SCOTLAND | 127339 | 848016 | DUNVEGAN GRID | DATA NOT APPLICABLE | DUNVEGAN GRID | 33 | SCOTTISH HYDRO ELECTRIC POWER DISTRIBUTION PLC | WIND | ONSHORE WIND TURBINES | NO | DATA NOT AVAILABLE | DATA NOT AVAILABLE | 35 | DATA NOT AVAILABLE | DATA NOT AVAILABLE | DATA NOT AVAILABLE | DATA NOT AVAILABLE | DATA NOT AVAILABLE | DATA NOT AVAILABLE | DATA NOT AVAILABLE | DATA NOT AVAILABLE | DATA NOT AVAILABLE | DATA NOT AVAILABLE | DATA NOT AVAILABLE | DATA NOT AVAILABLE | DATA NOT AVAILABLE | ACCEPTED TO CONNECT | DATA NOT AVAILABLE | DATA NOT AVAILABLE | DATA NOT AVAILABLE | DATA NOT AVAILABLE | DATA NOT AVAILABLE | DATA NOT AVAILABLE | 35 | 25 | 26.3158 | 10.0035 | 10.53 | 2019-03-29 | DATA NOT AVAILABLE | N | DATA NOT AVAILABLE | DATA NOT AVAILABLE | DATA NOT AVAILABLE | DATA NOT AVAILABLE | DATA NOT AVAILABLE | 2020-07-22
DATA NOT AVAILABLE | DATA NOT AVAILABLE | TNEI SERVICES LTD. | BERRY BURN EXTENSION WIND FARM | BERRY BURN EXTENSION WIND FARM | ALTYRE ESTATE | FORRES | MORAY | IV36 2QH | SCOTLAND | 302547 | 845737 | BERRYBURN GRID | DATA NOT APPLICABLE | BERRYBURN GRID | 33 | SCOTTISH HYDRO ELECTRIC POWER DISTRIBUTION PLC | WIND | ONSHORE WIND TURBINES | NO | DATA NOT AVAILABLE | DATA NOT AVAILABLE | 19.4 | DATA NOT AVAILABLE | DATA NOT AVAILABLE | DATA NOT AVAILABLE | DATA NOT AVAILABLE | DATA NOT AVAILABLE | DATA NOT AVAILABLE | DATA NOT AVAILABLE | DATA NOT AVAILABLE | DATA NOT AVAILABLE | DATA NOT AVAILABLE | DATA NOT AVAILABLE | DATA NOT AVAILABLE | DATA NOT AVAILABLE | ACCEPTED TO CONNECT | DATA NOT AVAILABLE | DATA NOT AVAILABLE | DATA NOT AVAILABLE | DATA NOT AVAILABLE | DATA NOT AVAILABLE | DATA NOT AVAILABLE | 19.4 | 19.4 | 20.4211 | 0.2679 | 0.282 | 2019-06-18 | DATA NOT AVAILABLE | N | DATA NOT AVAILABLE | DATA NOT AVAILABLE | DATA NOT AVAILABLE | DATA NOT AVAILABLE | DATA NOT AVAILABLE | 2020-07-22
DATA NOT AVAILABLE | DATA NOT AVAILABLE | VATTENFALL WIND POWER LTD | CLASHINDARROCH WIND FARM 2 - ADDCAP | CLASHINDARROCH WIND FARM 2 | DATA NOT AVAILABLE | HUNTLY | ABERDEENSHIRE | AB54 4YL | SCOTLAND | 342767 | 835445 | CAIRNFORD | DATA NOT APPLICABLE | CAIRNFORD | 33 | SCOTTISH HYDRO ELECTRIC POWER DISTRIBUTION PLC | WIND | ONSHORE WIND TURBINES | NO | DATA NOT AVAILABLE | DATA NOT AVAILABLE | 77 | DATA NOT AVAILABLE | DATA NOT AVAILABLE | DATA NOT AVAILABLE | DATA NOT AVAILABLE | DATA NOT AVAILABLE | DATA NOT AVAILABLE | DATA NOT AVAILABLE | DATA NOT AVAILABLE | DATA NOT AVAILABLE | DATA NOT AVAILABLE | DATA NOT AVAILABLE | DATA NOT AVAILABLE | DATA NOT AVAILABLE | ACCEPTED TO CONNECT | DATA NOT AVAILABLE | DATA NOT AVAILABLE | DATA NOT AVAILABLE | DATA NOT AVAILABLE | DATA NOT AVAILABLE | DATA NOT AVAILABLE | 77 | 77 | 81.0526 | 2.1945 | 2.31 | 2019-05-24 | DATA NOT AVAILABLE | N | DATA NOT AVAILABLE | DATA NOT AVAILABLE | DATA NOT AVAILABLE | DATA NOT AVAILABLE | DATA NOT AVAILABLE | 2020-07-22
DATA NOT AVAILABLE | DATA NOT AVAILABLE | CUSTOM SOLAR | NEW 20 GATE SHED WEST BAY HOUSE (ADD CAP) | ASSOCIATED BRITISH PORT, WEST BAY HOUSE | WEST BAY ROAD | SOUTHAMPTON | SOUTHAMPTON | SO15 1HF | ENGLAND | 440171 | 112239 | NURSLING GSP | SOUTHAMPTON | DATA NOT AVAILABLE | EHV | SOUTHERN ELECTRIC POWER DISTRIBUTION PLC | SOLAR | PHOTOVOLTAIC | NO | DATA NOT AVAILABLE | DATA NOT AVAILABLE | 1.9 | DATA NOT AVAILABLE | DATA NOT AVAILABLE | DATA NOT AVAILABLE | DATA NOT AVAILABLE | DATA NOT AVAILABLE | DATA NOT AVAILABLE | DATA NOT AVAILABLE | DATA NOT AVAILABLE | DATA NOT AVAILABLE | DATA NOT AVAILABLE | DATA NOT AVAILABLE | DATA NOT AVAILABLE | DATA NOT AVAILABLE | ACCEPTED TO CONNECT | DATA NOT AVAILABLE | DATA NOT AVAILABLE | DATA NOT AVAILABLE | DATA NOT AVAILABLE | DATA NOT AVAILABLE | DATA NOT AVAILABLE | 1.9 | 1.9 | 2 | 0 | 0 | 2019-05-09 | DATA NOT AVAILABLE | N | DATA NOT AVAILABLE | DATA NOT AVAILABLE | DATA NOT AVAILABLE | DATA NOT AVAILABLE | DATA NOT AVAILABLE | 2020-07-22
DATA NOT AVAILABLE | DATA NOT AVAILABLE | DATA NOT AVAILABLE | CORNABO - WIND | CORNABO WIND | MONYMUSK | INVERURIE | ABERDEENSHIRE | AB51 7JL | SCOTLAND | 365728 | 818361 | TARLAND | DATA NOT APPLICABLE | WHITEHOUSE | 11 | SCOTTISH HYDRO ELECTRIC POWER DISTRIBUTION PLC | WIND | ONSHORE WIND TURBINES | NO | DATA NOT AVAILABLE | DATA NOT AVAILABLE | 2.4 | DATA NOT AVAILABLE | DATA NOT AVAILABLE | DATA NOT AVAILABLE | DATA NOT AVAILABLE | DATA NOT AVAILABLE | DATA NOT AVAILABLE | DATA NOT AVAILABLE | DATA NOT AVAILABLE | DATA NOT AVAILABLE | DATA NOT AVAILABLE | DATA NOT AVAILABLE | DATA NOT AVAILABLE | DATA NOT AVAILABLE | ACCEPTED TO CONNECT | DATA NOT AVAILABLE | DATA NOT AVAILABLE | DATA NOT AVAILABLE | DATA NOT AVAILABLE | DATA NOT AVAILABLE | DATA NOT AVAILABLE | 2.4 | 2.4 | 2.5263 | 0.0171 | 0.018 | 2019-08-15 | DATA NOT AVAILABLE | N | DATA NOT AVAILABLE | DATA NOT AVAILABLE | DATA NOT AVAILABLE | DATA NOT AVAILABLE | DATA NOT AVAILABLE | 2020-07-22
DATA NOT AVAILABLE | DATA NOT AVAILABLE | RENEWABLE ENERGY SYSTEMS LIMITED | HILL OF TOWIE 2 WIND FARM | HILL OF TOWIE 2 WIND FARM | MORAY | ELGIN | MORAY | AB55 5JE | SCOTLAND | 337623 | 844262 | KEITH | DATA NOT APPLICABLE | KEITH GRID | 33 | SCOTTISH HYDRO ELECTRIC POWER DISTRIBUTION PLC | WIND | ONSHORE WIND TURBINES | NO | DATA NOT AVAILABLE | DATA NOT AVAILABLE | 36 | DATA NOT AVAILABLE | DATA NOT AVAILABLE | DATA NOT AVAILABLE | DATA NOT AVAILABLE | DATA NOT AVAILABLE | DATA NOT AVAILABLE | DATA NOT AVAILABLE | DATA NOT AVAILABLE | DATA NOT AVAILABLE | DATA NOT AVAILABLE | DATA NOT AVAILABLE | DATA NOT AVAILABLE | DATA NOT AVAILABLE | ACCEPTED TO CONNECT | DATA NOT AVAILABLE | DATA NOT AVAILABLE | DATA NOT AVAILABLE | DATA NOT AVAILABLE | DATA NOT AVAILABLE | DATA NOT AVAILABLE | 36 | 36 | 37.8947 | 0.02185 | 0.023 | 2019-05-23 | DATA NOT AVAILABLE | N | DATA NOT AVAILABLE | DATA NOT AVAILABLE | DATA NOT AVAILABLE | DATA NOT AVAILABLE | DATA NOT AVAILABLE | 2020-07-22
DATA NOT AVAILABLE | DATA NOT AVAILABLE | S4N LYTCHETT LTD | LYTCHETT SOLAR FARM - PV AND BATTERY | LYTCHETT SOLAR FARM | BLANDFORD RD NORTH | POOLE | DORSET | BH16 6AP | ENGLAND | 395745 | 93443 | MANNINGTON GSP | LYTCHETT | DATA NOT AVAILABLE | EHV | SOUTHERN ELECTRIC POWER DISTRIBUTION PLC | SOLAR | PHOTOVOLTAIC | NO | DATA NOT AVAILABLE | DATA NOT AVAILABLE | 12 | STORED ENERGY (ALL STORED ENERGY IRRESPECTVE OF THE ORIGINAL ENERGY SOURCE) | STORAGE - ELECTROCHEMICAL (BATTERIES) | DATA NOT AVAILABLE | DATA NOT AVAILABLE | DATA NOT AVAILABLE | 12.6316 | DATA NOT AVAILABLE | DATA NOT AVAILABLE | DATA NOT AVAILABLE | DATA NOT AVAILABLE | DATA NOT AVAILABLE | DATA NOT AVAILABLE | DATA NOT AVAILABLE | ACCEPTED TO CONNECT | DATA NOT AVAILABLE | DATA NOT AVAILABLE | DATA NOT AVAILABLE | DATA NOT AVAILABLE | DATA NOT AVAILABLE | DATA NOT AVAILABLE | 12 | 12 | 12.6316 | 11.4 | 12 | 2019-12-10 | DATA NOT AVAILABLE | N | DATA NOT AVAILABLE | DATA NOT AVAILABLE | DATA NOT AVAILABLE | DATA NOT AVAILABLE | DATA NOT AVAILABLE | 2020-07-22
DATA NOT AVAILABLE | DATA NOT AVAILABLE | EDF ENERGY RENEWABLES LTD | CRAIGTON & SPITTALHILL WIND | CRAIGTON & SPITTALHILL WIND | CRAIGTON & SPITTALHILL WIND (REQUOTE) FINTRY | GLASGOW | STIRLING | DATA NOT AVAILABLE | SCOTLAND | DATA NOT AVAILABLE | DATA NOT AVAILABLE | STRATHLEVEN | DATA NOT APPLICABLE | STRATHLEVEN | 33 | SCOTTISH HYDRO ELECTRIC POWER DISTRIBUTION PLC | WIND | ONSHORE WIND TURBINES | NO | DATA NOT AVAILABLE | DATA NOT AVAILABLE | 21 | DATA NOT AVAILABLE | DATA NOT AVAILABLE | DATA NOT AVAILABLE | DATA NOT AVAILABLE | DATA NOT AVAILABLE | DATA NOT AVAILABLE | DATA NOT AVAILABLE | DATA NOT AVAILABLE | DATA NOT AVAILABLE | DATA NOT AVAILABLE | DATA NOT AVAILABLE | DATA NOT AVAILABLE | DATA NOT AVAILABLE | ACCEPTED TO CONNECT | DATA NOT AVAILABLE | DATA NOT AVAILABLE | DATA NOT AVAILABLE | DATA NOT AVAILABLE | DATA NOT AVAILABLE | DATA NOT AVAILABLE | 21 | 21 | 22.1053 | 0.665 | 0.7 | 2019-06-21 | DATA NOT AVAILABLE | N | DATA NOT AVAILABLE | DATA NOT AVAILABLE | DATA NOT AVAILABLE | DATA NOT AVAILABLE | DATA NOT AVAILABLE | 2020-07-22
DATA NOT AVAILABLE | DATA NOT AVAILABLE | ROADNIGHT TAYLOR LTD | STOKEFORD FARM G100 FOR ADD CAPACITY | STOKEFORD FARM G100 | EAST STOKE | WAREHAM | DORSET | BH20 6AN | ENGLAND | 386980 | 87275 | MANNINGTON GSP | WAREHAM | DATA NOT AVAILABLE | DATA NOT AVAILABLE | SOUTHERN ELECTRIC POWER DISTRIBUTION PLC | ADVANCED FUEL (PRODUCED VIA GASIFICATION OR PYROLYSIS OF BIOFUEL OR WASTE) | GAS TURBINE (OCGT) | NO | DATA NOT AVAILABLE | DATA NOT AVAILABLE | 16.7 | DATA NOT AVAILABLE | DATA NOT AVAILABLE | DATA NOT AVAILABLE | DATA NOT AVAILABLE | DATA NOT AVAILABLE | DATA NOT AVAILABLE | DATA NOT AVAILABLE | DATA NOT AVAILABLE | DATA NOT AVAILABLE | DATA NOT AVAILABLE | DATA NOT AVAILABLE | DATA NOT AVAILABLE | DATA NOT AVAILABLE | ACCEPTED TO CONNECT | DATA NOT AVAILABLE | DATA NOT AVAILABLE | DATA NOT AVAILABLE | DATA NOT AVAILABLE | DATA NOT AVAILABLE | DATA NOT AVAILABLE | 16.7 | 0.001 | 0.0010526 | 15.865 | 16.7 | 0 | DATA NOT AVAILABLE | N | DATA NOT AVAILABLE | DATA NOT AVAILABLE | DATA NOT AVAILABLE | DATA NOT AVAILABLE | DATA NOT AVAILABLE | 2020-07-22
DATA NOT AVAILABLE | DATA NOT AVAILABLE | GTC | MUGGIEMOSS ROAD - PV (IDNO SECTION 16 1B) | 401 PLOTS | MUGGIEMOSS ROAD | ABERDEEN | ABERDEENSHIRE | AB21 9UR | SCOTLAND | 391141 | 809279 | PERSLEY | DATA NOT APPLICABLE | HAUDAGAIN | 11 | SCOTTISH HYDRO ELECTRIC POWER DISTRIBUTION PLC | SOLAR | PHOTOVOLTAIC | NO | DATA NOT AVAILABLE | DATA NOT AVAILABLE | 0.849 | DATA NOT AVAILABLE | DATA NOT AVAILABLE | DATA NOT AVAILABLE | DATA NOT AVAILABLE | DATA NOT AVAILABLE | DATA NOT AVAILABLE | DATA NOT AVAILABLE | DATA NOT AVAILABLE | DATA NOT AVAILABLE | DATA NOT AVAILABLE | DATA NOT AVAILABLE | DATA NOT AVAILABLE | DATA NOT AVAILABLE | ACCEPTED TO CONNECT | DATA NOT AVAILABLE | DATA NOT AVAILABLE | DATA NOT AVAILABLE | DATA NOT AVAILABLE | DATA NOT AVAILABLE | DATA NOT AVAILABLE | 0.849 | 0.849 | 0.89368 | 1.2777 | 1.345 | 2019-04-18 | DATA NOT AVAILABLE | N | DATA NOT AVAILABLE | DATA NOT AVAILABLE | DATA NOT AVAILABLE | DATA NOT AVAILABLE | DATA NOT AVAILABLE | 2020-07-22
DATA NOT AVAILABLE | DATA NOT AVAILABLE | DATA NOT AVAILABLE | BEINN THULABAIGH WIND | BEINN THULABAIGH WIND TURBINE | PENTLAND ROAD STORNOWAY | WESTERN ISLES | EILEAN SIAR | HS2 0DJ | SCOTLAND | 140476 | 933999 | ARDMORE GRID | DATA NOT APPLICABLE | STORNOWAY GRID | 33 | SCOTTISH HYDRO ELECTRIC POWER DISTRIBUTION PLC | WIND | ONSHORE WIND TURBINES | NO | DATA NOT AVAILABLE | DATA NOT AVAILABLE | 6 | DATA NOT AVAILABLE | DATA NOT AVAILABLE | DATA NOT AVAILABLE | DATA NOT AVAILABLE | DATA NOT AVAILABLE | DATA NOT AVAILABLE | DATA NOT AVAILABLE | DATA NOT AVAILABLE | DATA NOT AVAILABLE | DATA NOT AVAILABLE | DATA NOT AVAILABLE | DATA NOT AVAILABLE | DATA NOT AVAILABLE | ACCEPTED TO CONNECT | DATA NOT AVAILABLE | DATA NOT AVAILABLE | DATA NOT AVAILABLE | DATA NOT AVAILABLE | DATA NOT AVAILABLE | DATA NOT AVAILABLE | 6 | 6 | 6.3158 | 0.02755 | 0.029 | 2019-06-10 | DATA NOT AVAILABLE | N | DATA NOT AVAILABLE | DATA NOT AVAILABLE | DATA NOT AVAILABLE | DATA NOT AVAILABLE | DATA NOT AVAILABLE | 2020-07-22
DATA NOT AVAILABLE | DATA NOT AVAILABLE | DNO CONSULTING LTD | PIPPLEPEN FARM SOLAR - PV | PIPPLEPEN FARM SOLAR PV | LANDS AT PIPPLEPEN FARM | BEAMINSTER | DORSET | DT8 3HS | ENGLAND | 347251 | 106840 | AXMINSTER | DATA NOT AVAILABLE | DATA NOT AVAILABLE | 132 | SOUTHERN ELECTRIC POWER DISTRIBUTION PLC | SOLAR | PHOTOVOLTAIC | NO | DATA NOT AVAILABLE | DATA NOT AVAILABLE | 32.6 | DATA NOT AVAILABLE | DATA NOT AVAILABLE | DATA NOT AVAILABLE | DATA NOT AVAILABLE | DATA NOT AVAILABLE | DATA NOT AVAILABLE | DATA NOT AVAILABLE | DATA NOT AVAILABLE | DATA NOT AVAILABLE | DATA NOT AVAILABLE | DATA NOT AVAILABLE | DATA NOT AVAILABLE | DATA NOT AVAILABLE | ACCEPTED TO CONNECT | DATA NOT AVAILABLE | DATA NOT AVAILABLE | DATA NOT AVAILABLE | DATA NOT AVAILABLE | DATA NOT AVAILABLE | DATA NOT AVAILABLE | 32.6 | 30 | 31.5789 | 0.0855 | 0.09 | 2019-07-11 | DATA NOT AVAILABLE | N | DATA NOT AVAILABLE | DATA NOT AVAILABLE | DATA NOT AVAILABLE | DATA NOT AVAILABLE | DATA NOT AVAILABLE | 2020-07-22
DATA NOT AVAILABLE | DATA NOT AVAILABLE | ECLIPSE POWER NETWORKS | BICESTER 49.9MW - PV | BICESTER 49.9MW | LAND AT MARSH GIBBON | BUCKINGHAMSHIRE | BUCKINGHAMSHIRE | OX27 0AE | ENGLAND | 463989 | 222801 | EAST CLAYDON GSP | BICESTER NORTH | DATA NOT AVAILABLE | EHV | SOUTHERN ELECTRIC POWER DISTRIBUTION PLC | SOLAR | PHOTOVOLTAIC | NO | DATA NOT AVAILABLE | DATA NOT AVAILABLE | 44 | DATA NOT AVAILABLE | DATA NOT AVAILABLE | DATA NOT AVAILABLE | DATA NOT AVAILABLE | DATA NOT AVAILABLE | DATA NOT AVAILABLE | DATA NOT AVAILABLE | DATA NOT AVAILABLE | DATA NOT AVAILABLE | DATA NOT AVAILABLE | DATA NOT AVAILABLE | DATA NOT AVAILABLE | DATA NOT AVAILABLE | ACCEPTED TO CONNECT | DATA NOT AVAILABLE | DATA NOT AVAILABLE | DATA NOT AVAILABLE | DATA NOT AVAILABLE | DATA NOT AVAILABLE | DATA NOT AVAILABLE | 44 | 44 | 46.3158 | 0.19 | 0.2 | 2019-07-10 | DATA NOT AVAILABLE | N | DATA NOT AVAILABLE | DATA NOT AVAILABLE | DATA NOT AVAILABLE | DATA NOT AVAILABLE | DATA NOT AVAILABLE | 2020-07-22
DATA NOT AVAILABLE | DATA NOT AVAILABLE | DNO CONSULTING LTD | HOWE LANE 99.99MW GAS | LAND AT HOWE LANE FARM | WEST OF HOWE LANE AND EAST OF M4 PALEY STREET | MAIDENHEAD | BERKSHIRE | SL6 3SS | ENGLAND | 485092 | 175642 | BRAMLEY (FLEE) | DATA NOT AVAILABLE | DATA NOT AVAILABLE | 132 | SOUTHERN ELECTRIC POWER DISTRIBUTION PLC | ADVANCED FUEL (PRODUCED VIA GASIFICATION OR PYROLYSIS OF BIOFUEL OR WASTE) | GAS TURBINE (OCGT) | NO | DATA NOT AVAILABLE | DATA NOT AVAILABLE | 125.184 | DATA NOT AVAILABLE | DATA NOT AVAILABLE | DATA NOT AVAILABLE | DATA NOT AVAILABLE | DATA NOT AVAILABLE | DATA NOT AVAILABLE | DATA NOT AVAILABLE | DATA NOT AVAILABLE | DATA NOT AVAILABLE | DATA NOT AVAILABLE | DATA NOT AVAILABLE | DATA NOT AVAILABLE | DATA NOT AVAILABLE | ACCEPTED TO CONNECT | DATA NOT AVAILABLE | DATA NOT AVAILABLE | DATA NOT AVAILABLE | DATA NOT AVAILABLE | DATA NOT AVAILABLE | DATA NOT AVAILABLE | 125.184 | 99.99 | 105.2526 | 1.9 | 2 | 2019-05-28 | DATA NOT AVAILABLE | N | DATA NOT AVAILABLE | DATA NOT AVAILABLE | DATA NOT AVAILABLE | DATA NOT AVAILABLE | DATA NOT AVAILABLE | 2020-07-22
DATA NOT AVAILABLE | DATA NOT AVAILABLE | ENERGY NETWORK SERVICES | FAWLEY WATERSIDE PPGA | EX FAWLEY POWER STATION SITE | CALSHOT ROAD FAWLEY | SOUTHAMPTON | HAMPSHIRE | SO45 1TW | ENGLAND | 447444 | 102274 | FAWLEY GSP | LANGLEY | LANGLEY | 11 | SOUTHERN ELECTRIC POWER DISTRIBUTION PLC | OTHER | OTHER | NO | DATA NOT AVAILABLE | DATA NOT AVAILABLE | 1.05 | DATA NOT AVAILABLE | DATA NOT AVAILABLE | DATA NOT AVAILABLE | DATA NOT AVAILABLE | DATA NOT AVAILABLE | DATA NOT AVAILABLE | DATA NOT AVAILABLE | DATA NOT AVAILABLE | DATA NOT AVAILABLE | DATA NOT AVAILABLE | DATA NOT AVAILABLE | DATA NOT AVAILABLE | DATA NOT AVAILABLE | ACCEPTED TO CONNECT | DATA NOT AVAILABLE | DATA NOT AVAILABLE | DATA NOT AVAILABLE | DATA NOT AVAILABLE | DATA NOT AVAILABLE | DATA NOT AVAILABLE | 1.05 | 0.33 | 0.34737 | 0 | 0 | 2019-07-08 | DATA NOT AVAILABLE | N | DATA NOT AVAILABLE | DATA NOT AVAILABLE | DATA NOT AVAILABLE | DATA NOT AVAILABLE | DATA NOT AVAILABLE | 2020-07-22
DATA NOT AVAILABLE | DATA NOT AVAILABLE | SAC CONSULTING | BRACKENHILLS WIND (RECOST) | BRACKENHILLS WIND | CORNHILL | BANFF | ABERDEENSHIRE | AB45 2BD | SCOTLAND | 357812 | 859394 | MACDUFF | DATA NOT APPLICABLE | MACDUFF GRID | 33 | SCOTTISH HYDRO ELECTRIC POWER DISTRIBUTION PLC | WIND | ONSHORE WIND TURBINES | NO | DATA NOT AVAILABLE | DATA NOT AVAILABLE | 2.3 | DATA NOT AVAILABLE | DATA NOT AVAILABLE | DATA NOT AVAILABLE | DATA NOT AVAILABLE | DATA NOT AVAILABLE | DATA NOT AVAILABLE | DATA NOT AVAILABLE | DATA NOT AVAILABLE | DATA NOT AVAILABLE | DATA NOT AVAILABLE | DATA NOT AVAILABLE | DATA NOT AVAILABLE | DATA NOT AVAILABLE | ACCEPTED TO CONNECT | DATA NOT AVAILABLE | DATA NOT AVAILABLE | DATA NOT AVAILABLE | DATA NOT AVAILABLE | DATA NOT AVAILABLE | DATA NOT AVAILABLE | 2.3 | 2.3 | 2.4211 | 0.0228 | 0.024 | 2019-08-21 | DATA NOT AVAILABLE | N | DATA NOT AVAILABLE | DATA NOT AVAILABLE | DATA NOT AVAILABLE | DATA NOT AVAILABLE | DATA NOT AVAILABLE | 2020-07-22
DATA NOT AVAILABLE | DATA NOT AVAILABLE | BSR APPLICATIONS LIMITED | HIGHER WRAXALL | BRITISH BROADCASTING CORP 24MW BATTERY | RAMPISHAM DOWN | DORCHESTER | DORSET | DT2 0HS | ENGLAND | 354820 | 101220 | CHICKERELL GSP | DATA NOT AVAILABLE | DATA NOT AVAILABLE | EHV | SOUTHERN ELECTRIC POWER DISTRIBUTION PLC | STORED ENERGY (ALL STORED ENERGY IRRESPECTVE OF THE ORIGINAL ENERGY SOURCE) | STORAGE - ELECTROCHEMICAL (BATTERIES) | NO | DATA NOT AVAILABLE | DATA NOT AVAILABLE | 10 | DATA NOT AVAILABLE | DATA NOT AVAILABLE | DATA NOT AVAILABLE | DATA NOT AVAILABLE | DATA NOT AVAILABLE | DATA NOT AVAILABLE | DATA NOT AVAILABLE | DATA NOT AVAILABLE | DATA NOT AVAILABLE | DATA NOT AVAILABLE | DATA NOT AVAILABLE | DATA NOT AVAILABLE | DATA NOT AVAILABLE | ACCEPTED TO CONNECT | DATA NOT AVAILABLE | DATA NOT AVAILABLE | DATA NOT AVAILABLE | DATA NOT AVAILABLE | DATA NOT AVAILABLE | DATA NOT AVAILABLE | 10 | 6.5 | 6.8421 | 0 | 0 | 2019-10-11 | DATA NOT AVAILABLE | N | DATA NOT AVAILABLE | DATA NOT AVAILABLE | DATA NOT AVAILABLE | DATA NOT AVAILABLE | DATA NOT AVAILABLE | 2020-07-22
DATA NOT AVAILABLE | DATA NOT AVAILABLE | LIGHTSOURCE RENEWABLE DEVELOPMENT LIMITED | DOWN BARN FARM PV SOLAR PARK | DOWN BARN FARM PV SOLAR PARK | DOWN BARN FARM CHOLDERTON | SALISBURY | WILTSHIRE | SP4 0DR | ENGLAND | 423288 | 142895 | MELKSHAM GSP | AMESBURY | DATA NOT AVAILABLE | 132 | SOUTHERN ELECTRIC POWER DISTRIBUTION PLC | SOLAR | PHOTOVOLTAIC | NO | DATA NOT AVAILABLE | DATA NOT AVAILABLE | 40 | DATA NOT AVAILABLE | DATA NOT AVAILABLE | DATA NOT AVAILABLE | DATA NOT AVAILABLE | DATA NOT AVAILABLE | DATA NOT AVAILABLE | DATA NOT AVAILABLE | DATA NOT AVAILABLE | DATA NOT AVAILABLE | DATA NOT AVAILABLE | DATA NOT AVAILABLE | DATA NOT AVAILABLE | DATA NOT AVAILABLE | ACCEPTED TO CONNECT | DATA NOT AVAILABLE | DATA NOT AVAILABLE | DATA NOT AVAILABLE | DATA NOT AVAILABLE | DATA NOT AVAILABLE | DATA NOT AVAILABLE | 40 | 40 | 42.1053 | 0.361 | 0.38 | 2019-08-21 | DATA NOT AVAILABLE | N | DATA NOT AVAILABLE | DATA NOT AVAILABLE | DATA NOT AVAILABLE | DATA NOT AVAILABLE | DATA NOT AVAILABLE | 2020-07-22
DATA NOT AVAILABLE | DATA NOT AVAILABLE | SMS PLC | WHADDON FARM - PV/ESS | WHADDON FARM | WHADDON LANE HILPERTON | TROWBRIDGE | WILTSHIRE | BA14 6NR | ENGLAND | 387993 | 161328 | MELKSHAM GSP | NORRINGTON | DATA NOT AVAILABLE | EHV | SOUTHERN ELECTRIC POWER DISTRIBUTION PLC | SOLAR | PHOTOVOLTAIC | NO | DATA NOT AVAILABLE | DATA NOT AVAILABLE | 28 | DATA NOT AVAILABLE | DATA NOT AVAILABLE | DATA NOT AVAILABLE | DATA NOT AVAILABLE | DATA NOT AVAILABLE | DATA NOT AVAILABLE | DATA NOT AVAILABLE | DATA NOT AVAILABLE | DATA NOT AVAILABLE | DATA NOT AVAILABLE | DATA NOT AVAILABLE | DATA NOT AVAILABLE | DATA NOT AVAILABLE | ACCEPTED TO CONNECT | DATA NOT AVAILABLE | DATA NOT AVAILABLE | DATA NOT AVAILABLE | DATA NOT AVAILABLE | DATA NOT AVAILABLE | DATA NOT AVAILABLE | 28 | 20 | 21.0526 | 7.6627 | 8.066 | 2019-10-29 | DATA NOT AVAILABLE | N | DATA NOT AVAILABLE | DATA NOT AVAILABLE | DATA NOT AVAILABLE | DATA NOT AVAILABLE | DATA NOT AVAILABLE | 2020-07-22
DATA NOT AVAILABLE | DATA NOT AVAILABLE | BSR APPLICATIONS LIMITED | UNIVERSITY FARM | ST JOHNS LANE - PV/BATTERY | ST JOHN'S LANE RAMSDEN | CHIPPING NORTON | OXFORDSHIRE | OX29 9UZ | ENGLAND | 435890 | 213879 | COWLEY GSP | DATA NOT AVAILABLE | DATA NOT AVAILABLE | EHV | SOUTHERN ELECTRIC POWER DISTRIBUTION PLC | STORED ENERGY (ALL STORED ENERGY IRRESPECTVE OF THE ORIGINAL ENERGY SOURCE) | STORAGE - ELECTROCHEMICAL (BATTERIES) | NO | DATA NOT AVAILABLE | DATA NOT AVAILABLE | 20 | DATA NOT AVAILABLE | DATA NOT AVAILABLE | DATA NOT AVAILABLE | DATA NOT AVAILABLE | DATA NOT AVAILABLE | DATA NOT AVAILABLE | DATA NOT AVAILABLE | DATA NOT AVAILABLE | DATA NOT AVAILABLE | DATA NOT AVAILABLE | DATA NOT AVAILABLE | DATA NOT AVAILABLE | DATA NOT AVAILABLE | ACCEPTED TO CONNECT | DATA NOT AVAILABLE | DATA NOT AVAILABLE | DATA NOT AVAILABLE | DATA NOT AVAILABLE | DATA NOT AVAILABLE | DATA NOT AVAILABLE | 20 | 13.5 | 14.2105 | 1.52 | 1.6 | 2019-09-06 | DATA NOT AVAILABLE | N | DATA NOT AVAILABLE | DATA NOT AVAILABLE | DATA NOT AVAILABLE | DATA NOT AVAILABLE | DATA NOT AVAILABLE | 2020-07-22
DATA NOT AVAILABLE | DATA NOT AVAILABLE | NAREC DISTRIBUTED ENERGY LTD | NOKE SOLAR FARM - PV | LAND OFF THE B4027 | NOKE WOODEATON | OXFORD | OXFORDSHIRE | OX3 9TU | ENGLAND | 454478 | 213160 | COWLEY GSP | YARNTON | DATA NOT AVAILABLE | EHV | SOUTHERN ELECTRIC POWER DISTRIBUTION PLC | SOLAR | PHOTOVOLTAIC | NO | DATA NOT AVAILABLE | DATA NOT AVAILABLE | 18 | DATA NOT AVAILABLE | DATA NOT AVAILABLE | DATA NOT AVAILABLE | DATA NOT AVAILABLE | DATA NOT AVAILABLE | DATA NOT AVAILABLE | DATA NOT AVAILABLE | DATA NOT AVAILABLE | DATA NOT AVAILABLE | DATA NOT AVAILABLE | DATA NOT AVAILABLE | DATA NOT AVAILABLE | YES | ACCEPTED TO CONNECT | DATA NOT AVAILABLE | DATA NOT AVAILABLE | DATA NOT AVAILABLE | DATA NOT AVAILABLE | DATA NOT AVAILABLE | DATA NOT AVAILABLE | 18 | 18 | 18.9474 | 0.095 | 0.1 | 2019-10-18 | DATA NOT AVAILABLE | N | DATA NOT AVAILABLE | DATA NOT AVAILABLE | DATA NOT AVAILABLE | DATA NOT AVAILABLE | DATA NOT AVAILABLE | 2020-07-22
DATA NOT AVAILABLE | DATA NOT AVAILABLE | BSR APPLICATIONS LIMITED | NORTH DAIRY FARM - SOLAR PV (FLEXIBLE CONNECTION) | NORTH DAIRY FARM | PULHAM | DORCHESTER | DORSET | DT2 7EA | ENGLAND | 371610 | 108186 | DATA NOT AVAILABLE | DATA NOT AVAILABLE | DATA NOT AVAILABLE | 132 | SOUTHERN ELECTRIC POWER DISTRIBUTION PLC | SOLAR | PHOTOVOLTAIC | NO | DATA NOT AVAILABLE | DATA NOT AVAILABLE | 50 | DATA NOT AVAILABLE | DATA NOT AVAILABLE | DATA NOT AVAILABLE | DATA NOT AVAILABLE | DATA NOT AVAILABLE | DATA NOT AVAILABLE | DATA NOT AVAILABLE | DATA NOT AVAILABLE | DATA NOT AVAILABLE | DATA NOT AVAILABLE | DATA NOT AVAILABLE | DATA NOT AVAILABLE | YES | ACCEPTED TO CONNECT | DATA NOT AVAILABLE | DATA NOT AVAILABLE | DATA NOT AVAILABLE | DATA NOT AVAILABLE | DATA NOT AVAILABLE | DATA NOT AVAILABLE | 50 | 49.9 | 52.5263 | 0.475 | 0.5 | 2019-09-09 | DATA NOT AVAILABLE | N | DATA NOT AVAILABLE | DATA NOT AVAILABLE | DATA NOT AVAILABLE | DATA NOT AVAILABLE | DATA NOT AVAILABLE | 2020-07-22
DATA NOT AVAILABLE | DATA NOT AVAILABLE | TNEI SERVICES | ACKRON WIND FARM | ACKRON WIND FARM | GOLVAL FORSINARD | FORSINARD | HIGHLAND | KW13 6YT | SCOTLAND | 289664 | 952932 | DOUNREAY | DATA NOT APPLICABLE | DOUNREAY | 11 | SCOTTISH HYDRO ELECTRIC POWER DISTRIBUTION PLC | WIND | ONSHORE WIND TURBINES | NO | DATA NOT AVAILABLE | DATA NOT AVAILABLE | 50.4 | DATA NOT AVAILABLE | DATA NOT AVAILABLE | DATA NOT AVAILABLE | DATA NOT AVAILABLE | DATA NOT AVAILABLE | DATA NOT AVAILABLE | DATA NOT AVAILABLE | DATA NOT AVAILABLE | DATA NOT AVAILABLE | DATA NOT AVAILABLE | DATA NOT AVAILABLE | DATA NOT AVAILABLE | DATA NOT AVAILABLE | ACCEPTED TO CONNECT | DATA NOT AVAILABLE | DATA NOT AVAILABLE | DATA NOT AVAILABLE | DATA NOT AVAILABLE | DATA NOT AVAILABLE | DATA NOT AVAILABLE | 50.4 | 49.9 | 52.5263 | 0.5928 | 0.624 | 2019-12-31 | DATA NOT AVAILABLE | N | DATA NOT AVAILABLE | DATA NOT AVAILABLE | DATA NOT AVAILABLE | DATA NOT AVAILABLE | DATA NOT AVAILABLE | 2020-07-22
DATA NOT AVAILABLE | DATA NOT AVAILABLE | ROADNIGHT TAYLOR LTD | WELSH WAY - SOLAR PV | DATA NOT AVAILABLE | WELSH WAY | FAIRFORD | GLOUCESTERSHIRE | GL7 4LY | ENGLAND | 414323 | 201289 | MINETY GSP | CIRENCESTER | DATA NOT AVAILABLE | EHV | SOUTHERN ELECTRIC POWER DISTRIBUTION PLC | SOLAR | PHOTOVOLTAIC | NO | DATA NOT AVAILABLE | DATA NOT AVAILABLE | 11 | DATA NOT AVAILABLE | DATA NOT AVAILABLE | DATA NOT AVAILABLE | DATA NOT AVAILABLE | DATA NOT AVAILABLE | DATA NOT AVAILABLE | DATA NOT AVAILABLE | DATA NOT AVAILABLE | DATA NOT AVAILABLE | DATA NOT AVAILABLE | DATA NOT AVAILABLE | DATA NOT AVAILABLE | DATA NOT AVAILABLE | ACCEPTED TO CONNECT | DATA NOT AVAILABLE | DATA NOT AVAILABLE | DATA NOT AVAILABLE | DATA NOT AVAILABLE | DATA NOT AVAILABLE | DATA NOT AVAILABLE | 11 | 10 | 10.5263 | 0.095 | 0.1 | 2019-12-11 | DATA NOT AVAILABLE | N | DATA NOT AVAILABLE | DATA NOT AVAILABLE | DATA NOT AVAILABLE | DATA NOT AVAILABLE | DATA NOT AVAILABLE | 2020-07-22
DATA NOT AVAILABLE | DATA NOT AVAILABLE | LOW CARBON UK SOLAR INVESTMENT COMPANY LIMITED | HASELEY SOLAR FARM - SOLAR PV | PEGGS FARM | GREAT HASELEY | OXFORD | OXFORDSHIRE | OX44 7LF | ENGLAND | 464994 | 201159 | COWLEY GSP | DATA NOT AVAILABLE | DATA NOT AVAILABLE | 132 | SOUTHERN ELECTRIC POWER DISTRIBUTION PLC | SOLAR | PHOTOVOLTAIC | NO | DATA NOT AVAILABLE | DATA NOT AVAILABLE | 50 | DATA NOT AVAILABLE | DATA NOT AVAILABLE | DATA NOT AVAILABLE | DATA NOT AVAILABLE | DATA NOT AVAILABLE | DATA NOT AVAILABLE | DATA NOT AVAILABLE | DATA NOT AVAILABLE | DATA NOT AVAILABLE | DATA NOT AVAILABLE | DATA NOT AVAILABLE | DATA NOT AVAILABLE | DATA NOT AVAILABLE | ACCEPTED TO CONNECT | DATA NOT AVAILABLE | DATA NOT AVAILABLE | DATA NOT AVAILABLE | DATA NOT AVAILABLE | DATA NOT AVAILABLE | DATA NOT AVAILABLE | 50 | 50 | 52.6316 | 0.0475 | 0.05 | 2019-09-10 | DATA NOT AVAILABLE | N | DATA NOT AVAILABLE | DATA NOT AVAILABLE | DATA NOT AVAILABLE | DATA NOT AVAILABLE | DATA NOT AVAILABLE | 2020-07-22
DATA NOT AVAILABLE | DATA NOT AVAILABLE | GREEN ENERGY INTERNATIONAL | FRODO FARM - SOLAR PV | FRODO FARM | LAND AT BILBO FARM | FRASERBURGH | ABERDEENSHIRE | AB43 8QR | SCOTLAND | 406960 | 856722 | STRICHEN | DATA NOT APPLICABLE | STRICHEN GRID | 33 | SCOTTISH HYDRO ELECTRIC POWER DISTRIBUTION PLC | SOLAR | PHOTOVOLTAIC | NO | DATA NOT AVAILABLE | DATA NOT AVAILABLE | 88 | DATA NOT AVAILABLE | DATA NOT AVAILABLE | DATA NOT AVAILABLE | DATA NOT AVAILABLE | DATA NOT AVAILABLE | DATA NOT AVAILABLE | DATA NOT AVAILABLE | DATA NOT AVAILABLE | DATA NOT AVAILABLE | DATA NOT AVAILABLE | DATA NOT AVAILABLE | DATA NOT AVAILABLE | DATA NOT AVAILABLE | ACCEPTED TO CONNECT | DATA NOT AVAILABLE | DATA NOT AVAILABLE | DATA NOT AVAILABLE | DATA NOT AVAILABLE | DATA NOT AVAILABLE | DATA NOT AVAILABLE | 88 | 42.1 | 44.3158 | 29.7895 | 28.3 | 2022-03-07 | DATA NOT AVAILABLE | N | DATA NOT AVAILABLE | DATA NOT AVAILABLE | DATA NOT AVAILABLE | DATA NOT AVAILABLE | DATA NOT AVAILABLE | 2022-03-24
DATA NOT AVAILABLE | DATA NOT AVAILABLE | DNO CONSULTING LTD | CAREY FARM PV (RECOST) | CAREY FARM PV | ABERNETHY | PERTH | PERTHSHIRE AND KINROSS | PH2 9LX | SCOTLAND | 316934 | 716067 | ABERNETHY | DATA NOT APPLICABLE | ABERNETHY GRID | 33 | SCOTTISH HYDRO ELECTRIC POWER DISTRIBUTION PLC | SOLAR | PHOTOVOLTAIC | NO | DATA NOT AVAILABLE | DATA NOT AVAILABLE | 9.9 | DATA NOT AVAILABLE | DATA NOT AVAILABLE | DATA NOT AVAILABLE | DATA NOT AVAILABLE | DATA NOT AVAILABLE | DATA NOT AVAILABLE | DATA NOT AVAILABLE | DATA NOT AVAILABLE | DATA NOT AVAILABLE | DATA NOT AVAILABLE | DATA NOT AVAILABLE | DATA NOT AVAILABLE | DATA NOT AVAILABLE | ACCEPTED TO CONNECT | DATA NOT AVAILABLE | DATA NOT AVAILABLE | DATA NOT AVAILABLE | DATA NOT AVAILABLE | DATA NOT AVAILABLE | DATA NOT AVAILABLE | 9.9 | 9.9 | 10.4211 | 0.0285 | 0.03 | 2019-09-24 | DATA NOT AVAILABLE | N | DATA NOT AVAILABLE | DATA NOT AVAILABLE | DATA NOT AVAILABLE | DATA NOT AVAILABLE | DATA NOT AVAILABLE | 2020-07-22
DATA NOT AVAILABLE | DATA NOT AVAILABLE | DNO CONSULTING | CORDON FARM PV | CORDON FARM PV | ABERNETHY | PERTH | PERTHSHIRE AND KINROSS | PH2 9LN | SCOTLAND | 318065 | 717560 | ABERNETHY | DATA NOT APPLICABLE | ABERNETHY GRID | 33 | SCOTTISH HYDRO ELECTRIC POWER DISTRIBUTION PLC | SOLAR | PHOTOVOLTAIC | NO | DATA NOT AVAILABLE | DATA NOT AVAILABLE | 9.9 | DATA NOT AVAILABLE | DATA NOT AVAILABLE | DATA NOT AVAILABLE | DATA NOT AVAILABLE | DATA NOT AVAILABLE | DATA NOT AVAILABLE | DATA NOT AVAILABLE | DATA NOT AVAILABLE | DATA NOT AVAILABLE | DATA NOT AVAILABLE | DATA NOT AVAILABLE | DATA NOT AVAILABLE | DATA NOT AVAILABLE | ACCEPTED TO CONNECT | DATA NOT AVAILABLE | DATA NOT AVAILABLE | DATA NOT AVAILABLE | DATA NOT AVAILABLE | DATA NOT AVAILABLE | DATA NOT AVAILABLE | 9.9 | 9.9 | 10.4211 | 0.0285 | 0.03 | 2019-09-24 | DATA NOT AVAILABLE | N | DATA NOT AVAILABLE | DATA NOT AVAILABLE | DATA NOT AVAILABLE | DATA NOT AVAILABLE | DATA NOT AVAILABLE | 2020-07-22
DATA NOT AVAILABLE | DATA NOT AVAILABLE | LINDSAY MCGROW | EDINTORE 2 WIND FARM (CAIRDS WOOD) - WIND | EDINTORE 2 WIND FARM (CAIRDS WOOD) | DATA NOT AVAILABLE | KEITH | MORAY | AB55 5FF | SCOTLAND | 343101 | 850667 | KEITH | DATA NOT APPLICABLE | KEITH GRID | 33 | SCOTTISH HYDRO ELECTRIC POWER DISTRIBUTION PLC | WIND | ONSHORE WIND TURBINES | NO | DATA NOT AVAILABLE | DATA NOT AVAILABLE | 16.8 | DATA NOT AVAILABLE | DATA NOT AVAILABLE | DATA NOT AVAILABLE | DATA NOT AVAILABLE | DATA NOT AVAILABLE | DATA NOT AVAILABLE | DATA NOT AVAILABLE | DATA NOT AVAILABLE | DATA NOT AVAILABLE | DATA NOT AVAILABLE | DATA NOT AVAILABLE | DATA NOT AVAILABLE | DATA NOT AVAILABLE | ACCEPTED TO CONNECT | DATA NOT AVAILABLE | DATA NOT AVAILABLE | DATA NOT AVAILABLE | DATA NOT AVAILABLE | DATA NOT AVAILABLE | DATA NOT AVAILABLE | 16.8 | 16.8 | 17.6842 | 0.52632 | 0.5 | 2022-05-05 | DATA NOT AVAILABLE | N | DATA NOT AVAILABLE | DATA NOT AVAILABLE | DATA NOT AVAILABLE | DATA NOT AVAILABLE | DATA NOT AVAILABLE | 2022-06-07
DATA NOT AVAILABLE | DATA NOT AVAILABLE | EDEN RENEWABLES | AUTH - LEIGH DELAMERE SOLAR FARM | LAND NEAR LEIGH DELAMERE | LEIGH DELAMERE | CHIPPENHAM | WILTSHIRE | SN14 6JZ | ENGLAND | 388395 | 179295 | MELKSHAM GSP | CHIPPENHAM | DATA NOT AVAILABLE | EHV | SOUTHERN ELECTRIC POWER DISTRIBUTION PLC | SOLAR | PHOTOVOLTAIC | NO | DATA NOT AVAILABLE | DATA NOT AVAILABLE | 40 | DATA NOT AVAILABLE | DATA NOT AVAILABLE | DATA NOT AVAILABLE | DATA NOT AVAILABLE | DATA NOT AVAILABLE | DATA NOT AVAILABLE | DATA NOT AVAILABLE | DATA NOT AVAILABLE | DATA NOT AVAILABLE | DATA NOT AVAILABLE | DATA NOT AVAILABLE | DATA NOT AVAILABLE | DATA NOT AVAILABLE | ACCEPTED TO CONNECT | DATA NOT AVAILABLE | DATA NOT AVAILABLE | DATA NOT AVAILABLE | DATA NOT AVAILABLE | DATA NOT AVAILABLE | DATA NOT AVAILABLE | 40 | 40 | 42.1053 | 0.52632 | 0.5 | 2022-06-07 | DATA NOT AVAILABLE | N | DATA NOT AVAILABLE | DATA NOT AVAILABLE | DATA NOT AVAILABLE | DATA NOT AVAILABLE | DATA NOT AVAILABLE | 2023-03-08
DATA NOT AVAILABLE | DATA NOT AVAILABLE | HV ENERGY SYSTEMS LTD | MW TO KEEP AN EYE ON. | PORTLAND ISLAND ENERGY | INCLINE ROAD | PORTLAND | DORSET | DT5 1DB | ENGLAND | 369820 | 72529 | CHICKERELL GSP | CHICKERELL | CHICKERELL | 11 | SOUTHERN ELECTRIC POWER DISTRIBUTION PLC | WATER (FLOWING WATER OR HEAD OF WATER) | HYDRO - OTHER | NO | DATA NOT AVAILABLE | DATA NOT AVAILABLE | 15.2 | DATA NOT AVAILABLE | DATA NOT AVAILABLE | DATA NOT AVAILABLE | DATA NOT AVAILABLE | DATA NOT AVAILABLE | DATA NOT AVAILABLE | DATA NOT AVAILABLE | DATA NOT AVAILABLE | DATA NOT AVAILABLE | DATA NOT AVAILABLE | DATA NOT AVAILABLE | DATA NOT AVAILABLE | DATA NOT AVAILABLE | ACCEPTED TO CONNECT | DATA NOT AVAILABLE | DATA NOT AVAILABLE | DATA NOT AVAILABLE | DATA NOT AVAILABLE | DATA NOT AVAILABLE | DATA NOT AVAILABLE | 15.2 | 15.2 | 16 | 0 | 0 | 2020-01-09 | DATA NOT AVAILABLE | N | DATA NOT AVAILABLE | DATA NOT AVAILABLE | DATA NOT AVAILABLE | DATA NOT AVAILABLE | DATA NOT AVAILABLE | 2020-07-22
DATA NOT AVAILABLE | DATA NOT AVAILABLE | GRIDSERVE EMEA DEPC LTD | YZ-NTH FIELD COMPOUND - PV/EV/BATTERY (REQUOTE) | LAND AT NORTH FIELD COMPOUND | ADJACENT TO A255 | WINDSOR | BERKSHIRE | SL4 6PS | ENGLAND | 495956 | 178259 | IVER 132KV | CHALVEY | CHALVEY | 11 | SOUTHERN ELECTRIC POWER DISTRIBUTION PLC | ADVANCED FUEL GASIFICATION OR PYROLYSIS | GAS TURBINE (OCGT) | NO | DATA NOT AVAILABLE | DATA NOT AVAILABLE | 7.608 | STORED ENERGY (ALL STORED ENERGY IRRESPECTVE OF THE ORIGINAL ENERGY SOURCE) | STORAGE - ELECTROCHEMICAL (BATTERIES) | DATA NOT AVAILABLE | DATA NOT AVAILABLE | DATA NOT AVAILABLE | 6.3158 | DATA NOT AVAILABLE | DATA NOT AVAILABLE | DATA NOT AVAILABLE | DATA NOT AVAILABLE | DATA NOT AVAILABLE | DATA NOT AVAILABLE | DATA NOT AVAILABLE | ACCEPTED TO CONNECT | DATA NOT AVAILABLE | DATA NOT AVAILABLE | DATA NOT AVAILABLE | DATA NOT AVAILABLE | DATA NOT AVAILABLE | DATA NOT AVAILABLE | 7.608 | 6 | 6.3158 | 6.3158 | 6 | 2020-03-23 | DATA NOT AVAILABLE | N | DATA NOT AVAILABLE | DATA NOT AVAILABLE | DATA NOT AVAILABLE | DATA NOT AVAILABLE | DATA NOT AVAILABLE | 2023-07-06
DATA NOT AVAILABLE | DATA NOT AVAILABLE | ORKNEY SUSTAINABLE ENERGY LTD | WITH CCM | HAMMARS HILL B WIND ORKNEY CONSORTIA | SAVISGARTH EVIE | ORKNEY | ORKNEY ISLANDS | KW17 2PQ | SCOTLAND | 338644 | 1023698 | DATA NOT AVAILABLE | DATA NOT APPLICABLE | DATA NOT AVAILABLE | EHV | SCOTTISH HYDRO ELECTRIC POWER DISTRIBUTION PLC | WIND | ONSHORE WIND TURBINES | NO | DATA NOT AVAILABLE | DATA NOT AVAILABLE | 8.4 | DATA NOT AVAILABLE | DATA NOT AVAILABLE | DATA NOT AVAILABLE | DATA NOT AVAILABLE | DATA NOT AVAILABLE | DATA NOT AVAILABLE | DATA NOT AVAILABLE | DATA NOT AVAILABLE | DATA NOT AVAILABLE | DATA NOT AVAILABLE | DATA NOT AVAILABLE | DATA NOT AVAILABLE | DATA NOT AVAILABLE | ACCEPTED TO CONNECT | DATA NOT AVAILABLE | DATA NOT AVAILABLE | DATA NOT AVAILABLE | DATA NOT AVAILABLE | DATA NOT AVAILABLE | DATA NOT AVAILABLE | 8.4 | 8.4 | 8.8421 | 0.67165 | 0.707 | 2021-12-03 | DATA NOT AVAILABLE | N | DATA NOT AVAILABLE | DATA NOT AVAILABLE | DATA NOT AVAILABLE | DATA NOT AVAILABLE | DATA NOT AVAILABLE | 2020-10-01
DATA NOT AVAILABLE | DATA NOT AVAILABLE | UCE LTD | LAUNTON - BATTERY | LAUNTON | STATION ROAD LAUNTON | BICESTER | OXFORDSHIRE | OX26 5AB | ENGLAND | 462765 | 224366 | EAST CLAYDON GSP | BICESTER NORTH | BICESTER | 33 | SOUTHERN ELECTRIC POWER DISTRIBUTION PLC | STORED ENERGY (ALL STORED ENERGY IRRESPECTVE OF THE ORIGINAL ENERGY SOURCE) | STORAGE - ELECTROCHEMICAL (BATTERIES) | NO | DATA NOT AVAILABLE | DATA NOT AVAILABLE | 40 | DATA NOT AVAILABLE | DATA NOT AVAILABLE | DATA NOT AVAILABLE | DATA NOT AVAILABLE | DATA NOT AVAILABLE | DATA NOT AVAILABLE | DATA NOT AVAILABLE | DATA NOT AVAILABLE | DATA NOT AVAILABLE | DATA NOT AVAILABLE | DATA NOT AVAILABLE | DATA NOT AVAILABLE | DATA NOT AVAILABLE | ACCEPTED TO CONNECT | DATA NOT AVAILABLE | DATA NOT AVAILABLE | DATA NOT AVAILABLE | DATA NOT AVAILABLE | DATA NOT AVAILABLE | DATA NOT AVAILABLE | 40 | 40 | 42.1053 | 38 | 40 | 2023-05-10 | DATA NOT AVAILABLE | N | DATA NOT AVAILABLE | DATA NOT AVAILABLE | DATA NOT AVAILABLE | DATA NOT AVAILABLE | DATA NOT AVAILABLE | 2020-07-22
DATA NOT AVAILABLE | DATA NOT AVAILABLE | ECLIPSE POWER | KINGDOM AVENUE - GAS | PLOT D2 | KINGDOM AVENUE NORTHACRE INDUSTRIAL PARK | WESTBURY | WILTSHIRE | BA13 4EW | ENGLAND | 385702 | 152278 | MELKSHAM GSP | FROME | HAWKERIDGE | 11 | SOUTHERN ELECTRIC POWER DISTRIBUTION PLC | ADVANCED FUEL (PRODUCED VIA GASIFICATION OR PYROLYSIS OF BIOFUEL OR WASTE) | GAS TURBINE (OCGT) | NO | DATA NOT AVAILABLE | DATA NOT AVAILABLE | 7.6 | DATA NOT AVAILABLE | DATA NOT AVAILABLE | DATA NOT AVAILABLE | DATA NOT AVAILABLE | DATA NOT AVAILABLE | DATA NOT AVAILABLE | DATA NOT AVAILABLE | DATA NOT AVAILABLE | DATA NOT AVAILABLE | DATA NOT AVAILABLE | DATA NOT AVAILABLE | DATA NOT AVAILABLE | DATA NOT AVAILABLE | ACCEPTED TO CONNECT | DATA NOT AVAILABLE | DATA NOT AVAILABLE | DATA NOT AVAILABLE | DATA NOT AVAILABLE | DATA NOT AVAILABLE | DATA NOT AVAILABLE | 7.6 | 7.6 | 8 | 0.3325 | 0.35 | 2024-01-16 | DATA NOT AVAILABLE | N | DATA NOT AVAILABLE | DATA NOT AVAILABLE | DATA NOT AVAILABLE | DATA NOT AVAILABLE | DATA NOT AVAILABLE | 2020-07-22
DATA NOT AVAILABLE | DATA NOT AVAILABLE | GREEN CAT RENEWABLES LTD | BINN FARM - WIND (ADD CAP) | BINN FARM | GLENFARG | PERTH | PERTHSHIRE AND KINROSS | PH2 9PX | SCOTLAND | 317233 | 713295 | ABERNETHY | DATA NOT APPLICABLE | ABERNETHY GRID | 33 | SCOTTISH HYDRO ELECTRIC POWER DISTRIBUTION PLC | WIND | ONSHORE WIND TURBINES | NO | DATA NOT AVAILABLE | DATA NOT AVAILABLE | 2.35 | DATA NOT AVAILABLE | DATA NOT AVAILABLE | DATA NOT AVAILABLE | DATA NOT AVAILABLE | DATA NOT AVAILABLE | DATA NOT AVAILABLE | DATA NOT AVAILABLE | DATA NOT AVAILABLE | DATA NOT AVAILABLE | DATA NOT AVAILABLE | DATA NOT AVAILABLE | DATA NOT AVAILABLE | DATA NOT AVAILABLE | ACCEPTED TO CONNECT | DATA NOT AVAILABLE | DATA NOT AVAILABLE | DATA NOT AVAILABLE | DATA NOT AVAILABLE | DATA NOT AVAILABLE | DATA NOT AVAILABLE | 2.35 | 2.35 | 2.4737 | 0.01425 | 0.015 | 2019-11-21 | DATA NOT AVAILABLE | N | DATA NOT AVAILABLE | DATA NOT AVAILABLE | DATA NOT AVAILABLE | DATA NOT AVAILABLE | DATA NOT AVAILABLE | 2020-07-22
DATA NOT AVAILABLE | DATA NOT AVAILABLE | ESB ENGINEERING & MAJOR PROJECTS | WEST TORRISDALE - WIND | WEST TORRISDALE | KINTYRE | CAMPBELTOWN | ARGYLL AND BUTE | PA28 6QT | SCOTLAND | 179349 | 636137 | CARRADALE | DATA NOT APPLICABLE | CARRADALE GRID | 33 | SCOTTISH HYDRO ELECTRIC POWER DISTRIBUTION PLC | WIND | ONSHORE WIND TURBINES | NO | DATA NOT AVAILABLE | DATA NOT AVAILABLE | 50 | DATA NOT AVAILABLE | DATA NOT AVAILABLE | DATA NOT AVAILABLE | DATA NOT AVAILABLE | DATA NOT AVAILABLE | DATA NOT AVAILABLE | DATA NOT AVAILABLE | DATA NOT AVAILABLE | DATA NOT AVAILABLE | DATA NOT AVAILABLE | DATA NOT AVAILABLE | DATA NOT AVAILABLE | DATA NOT AVAILABLE | ACCEPTED TO CONNECT | DATA NOT AVAILABLE | DATA NOT AVAILABLE | DATA NOT AVAILABLE | DATA NOT AVAILABLE | DATA NOT AVAILABLE | DATA NOT AVAILABLE | 50 | 50 | 52.6316 | 0.76 | 0.8 | 2020-01-27 | DATA NOT AVAILABLE | N | DATA NOT AVAILABLE | DATA NOT AVAILABLE | DATA NOT AVAILABLE | DATA NOT AVAILABLE | DATA NOT AVAILABLE | 2020-07-22
DATA NOT AVAILABLE | DATA NOT AVAILABLE | SPING CHE LTD | REVIEW 19.9MW PV | BALE SOLAR FARM | MANOR FARM GALTON | DORCHESTER | DORSET | DT2 8BZ | ENGLAND | 377726 | 85130 | MANNINGTON GSP | DATA NOT APPLICABLE | WINFRITH HEATH | 11 | SOUTHERN ELECTRIC POWER DISTRIBUTION PLC | SOLAR | PHOTOVOLTAIC | NO | DATA NOT AVAILABLE | DATA NOT AVAILABLE | 18.81 | DATA NOT AVAILABLE | DATA NOT AVAILABLE | DATA NOT AVAILABLE | DATA NOT AVAILABLE | DATA NOT AVAILABLE | DATA NOT AVAILABLE | DATA NOT AVAILABLE | DATA NOT AVAILABLE | DATA NOT AVAILABLE | DATA NOT AVAILABLE | DATA NOT AVAILABLE | DATA NOT AVAILABLE | DATA NOT AVAILABLE | ACCEPTED TO CONNECT | DATA NOT AVAILABLE | DATA NOT AVAILABLE | DATA NOT AVAILABLE | DATA NOT AVAILABLE | DATA NOT AVAILABLE | DATA NOT AVAILABLE | 18.81 | 18.81 | 19.8 | 0.15789 | 0.15 | 2022-01-07 | DATA NOT AVAILABLE | N | DATA NOT AVAILABLE | DATA NOT AVAILABLE | DATA NOT AVAILABLE | DATA NOT AVAILABLE | DATA NOT AVAILABLE | 2022-01-27
DATA NOT AVAILABLE | DATA NOT AVAILABLE | INNOGY RENEWABLES UK LTD | WITH CCM | STEMSTER WIND FARM | DATA NOT AVAILABLE | CAITHNESS | HIGHLAND | KW5 6DX | SCOTLAND | 317987 | 942705 | MYBSTER | DATA NOT APPLICABLE | DATA NOT AVAILABLE | EHV | SCOTTISH HYDRO ELECTRIC POWER DISTRIBUTION PLC | WIND | ONSHORE WIND TURBINES | NO | DATA NOT AVAILABLE | DATA NOT AVAILABLE | 55 | DATA NOT AVAILABLE | DATA NOT AVAILABLE | DATA NOT AVAILABLE | DATA NOT AVAILABLE | DATA NOT AVAILABLE | DATA NOT AVAILABLE | DATA NOT AVAILABLE | DATA NOT AVAILABLE | DATA NOT AVAILABLE | DATA NOT AVAILABLE | DATA NOT AVAILABLE | DATA NOT AVAILABLE | DATA NOT AVAILABLE | ACCEPTED TO CONNECT | DATA NOT AVAILABLE | DATA NOT AVAILABLE | DATA NOT AVAILABLE | DATA NOT AVAILABLE | DATA NOT AVAILABLE | DATA NOT AVAILABLE | 55 | 55 | 57.8947 | 0.095 | 0.1 | 2020-01-08 | DATA NOT AVAILABLE | N | DATA NOT AVAILABLE | DATA NOT AVAILABLE | DATA NOT AVAILABLE | DATA NOT AVAILABLE | DATA NOT AVAILABLE | 2020-07-22
DATA NOT AVAILABLE | DATA NOT AVAILABLE | PUBLIC POWER SOLUTIONS | BURCOT FARM - PV AND BATTERY | BURCOT FARM | BURCOT | ABINGDON | OXFORDSHIRE | OX14 3GW | ENGLAND | 456032 | 196701 | COWLEY GSP | COWLEY LOCAL | DATA NOT AVAILABLE | EHV | SOUTHERN ELECTRIC POWER DISTRIBUTION PLC | SOLAR | PHOTOVOLTAIC | NO | DATA NOT AVAILABLE | DATA NOT AVAILABLE | 100 | STORED ENERGY (ALL STORED ENERGY IRRESPECTVE OF THE ORIGINAL ENERGY SOURCE) | STORAGE - ELECTROCHEMICAL (BATTERIES) | DATA NOT AVAILABLE | DATA NOT AVAILABLE | DATA NOT AVAILABLE | 52.6316 | DATA NOT AVAILABLE | DATA NOT AVAILABLE | DATA NOT AVAILABLE | DATA NOT AVAILABLE | DATA NOT AVAILABLE | DATA NOT AVAILABLE | DATA NOT AVAILABLE | ACCEPTED TO CONNECT | DATA NOT AVAILABLE | DATA NOT AVAILABLE | DATA NOT AVAILABLE | DATA NOT AVAILABLE | DATA NOT AVAILABLE | DATA NOT AVAILABLE | 100 | 50 | 52.6316 | 47.5 | 50 | 2023-01-12 | DATA NOT AVAILABLE | N | DATA NOT AVAILABLE | DATA NOT AVAILABLE | DATA NOT AVAILABLE | DATA NOT AVAILABLE | DATA NOT AVAILABLE | 2020-07-22
DATA NOT AVAILABLE | DATA NOT AVAILABLE | TNEI SERVICES LTD | PAULS HILL II WIND FARM ADDCAP | PAULS HILL II WIND FARM | DATA NOT AVAILABLE | ELGIN | MORAY | DATA NOT AVAILABLE | SCOTLAND | DATA NOT AVAILABLE | DATA NOT AVAILABLE | GLENFARCLAS | DATA NOT APPLICABLE | PAULS HILL WINDFARM | 33 | SCOTTISH HYDRO ELECTRIC POWER DISTRIBUTION PLC | WIND | ONSHORE WIND TURBINES | NO | DATA NOT AVAILABLE | DATA NOT AVAILABLE | 21 | DATA NOT AVAILABLE | DATA NOT AVAILABLE | DATA NOT AVAILABLE | DATA NOT AVAILABLE | DATA NOT AVAILABLE | DATA NOT AVAILABLE | DATA NOT AVAILABLE | DATA NOT AVAILABLE | DATA NOT AVAILABLE | DATA NOT AVAILABLE | DATA NOT AVAILABLE | DATA NOT AVAILABLE | DATA NOT AVAILABLE | ACCEPTED TO CONNECT | DATA NOT AVAILABLE | DATA NOT AVAILABLE | DATA NOT AVAILABLE | DATA NOT AVAILABLE | DATA NOT AVAILABLE | DATA NOT AVAILABLE | 21 | 21 | 22.1053 | 0.475 | 0.5 | 2020-05-28 | DATA NOT AVAILABLE | N | DATA NOT AVAILABLE | DATA NOT AVAILABLE | DATA NOT AVAILABLE | DATA NOT AVAILABLE | DATA NOT AVAILABLE | 2020-07-22
DATA NOT AVAILABLE | DATA NOT AVAILABLE | FPS13 LTD | SWAN COSTS HERMITAGE PARK | HERMITAGE PARK PLOT 2 | HARTS FARM WAY | HAVANT | PORTSMOUTH | PO9 1JN | ENGLAND | 470541 | 105666 | LOVEDEAN GSP | HAVANT | BROCKHAMPTON | 11 | SOUTHERN ELECTRIC POWER DISTRIBUTION PLC | OTHER | OTHER | NO | DATA NOT AVAILABLE | DATA NOT AVAILABLE | 20 | DATA NOT AVAILABLE | DATA NOT AVAILABLE | DATA NOT AVAILABLE | DATA NOT AVAILABLE | DATA NOT AVAILABLE | DATA NOT AVAILABLE | DATA NOT AVAILABLE | DATA NOT AVAILABLE | DATA NOT AVAILABLE | DATA NOT AVAILABLE | DATA NOT AVAILABLE | DATA NOT AVAILABLE | DATA NOT AVAILABLE | ACCEPTED TO CONNECT | DATA NOT AVAILABLE | DATA NOT AVAILABLE | DATA NOT AVAILABLE | DATA NOT AVAILABLE | DATA NOT AVAILABLE | DATA NOT AVAILABLE | 20 | 20 | 21.0526 | 0.2375 | 0.25 | 2023-03-02 | DATA NOT AVAILABLE | N | DATA NOT AVAILABLE | DATA NOT AVAILABLE | DATA NOT AVAILABLE | DATA NOT AVAILABLE | DATA NOT AVAILABLE | 2020-07-22
DATA NOT AVAILABLE | DATA NOT AVAILABLE | BALANCED GRID SOLUTIONS LTD | ABDN FARBURN TERRACE - BATTERY | FARBURN TERRACE | STONEYWOOD | ABERDEEN | ABERDEENSHIRE | AB21 7DT | SCOTLAND | 388490 | 812452 | DATA NOT AVAILABLE | DATA NOT APPLICABLE | DATA NOT AVAILABLE | EHV | SCOTTISH HYDRO ELECTRIC POWER DISTRIBUTION PLC | STORED ENERGY (ALL STORED ENERGY IRRESPECTVE OF THE ORIGINAL ENERGY SOURCE) | STORAGE - ELECTROCHEMICAL (BATTERIES) | NO | DATA NOT AVAILABLE | DATA NOT AVAILABLE | 30 | DATA NOT AVAILABLE | DATA NOT AVAILABLE | DATA NOT AVAILABLE | DATA NOT AVAILABLE | DATA NOT AVAILABLE | DATA NOT AVAILABLE | DATA NOT AVAILABLE | DATA NOT AVAILABLE | DATA NOT AVAILABLE | DATA NOT AVAILABLE | DATA NOT AVAILABLE | DATA NOT AVAILABLE | DATA NOT AVAILABLE | ACCEPTED TO CONNECT | DATA NOT AVAILABLE | DATA NOT AVAILABLE | DATA NOT AVAILABLE | DATA NOT AVAILABLE | DATA NOT AVAILABLE | DATA NOT AVAILABLE | 30 | 30 | 31.5789 | 28.5 | 30 | 2020-02-13 | DATA NOT AVAILABLE | N | DATA NOT AVAILABLE | DATA NOT AVAILABLE | DATA NOT AVAILABLE | DATA NOT AVAILABLE | DATA NOT AVAILABLE | 2020-07-22
DATA NOT AVAILABLE | DATA NOT AVAILABLE | XERO ENERGY LIMITED | WITH CCM | BRAELANGWELL WIND FARM | LANGWELL MOOR | ARDGAY | HIGHLAND | IV24 3BP | SCOTLAND | 254888 | 891457 | SHIN | DATA NOT APPLICABLE | SHIN GRID | 33 | SCOTTISH HYDRO ELECTRIC POWER DISTRIBUTION PLC | WIND | ONSHORE WIND TURBINES | NO | DATA NOT AVAILABLE | DATA NOT AVAILABLE | 69 | DATA NOT AVAILABLE | DATA NOT AVAILABLE | DATA NOT AVAILABLE | DATA NOT AVAILABLE | DATA NOT AVAILABLE | DATA NOT AVAILABLE | DATA NOT AVAILABLE | DATA NOT AVAILABLE | DATA NOT AVAILABLE | DATA NOT AVAILABLE | DATA NOT AVAILABLE | DATA NOT AVAILABLE | DATA NOT AVAILABLE | ACCEPTED TO CONNECT | DATA NOT AVAILABLE | DATA NOT AVAILABLE | DATA NOT AVAILABLE | DATA NOT AVAILABLE | DATA NOT AVAILABLE | DATA NOT AVAILABLE | 69 | 68 | 71.5789 | 1.9 | 2 | 2020-02-11 | DATA NOT AVAILABLE | N | DATA NOT AVAILABLE | DATA NOT AVAILABLE | DATA NOT AVAILABLE | DATA NOT AVAILABLE | DATA NOT AVAILABLE | 2020-07-22
DATA NOT AVAILABLE | DATA NOT AVAILABLE | MUIRDEN ENERGY LLP | COGLE MOSS WIND | COGLE MOSS WIND | B874 | WICK | HIGHLAND | KW1 5UL | SCOTLAND | 326226 | 956038 | MYBSTER | DATA NOT APPLICABLE | MYBSTER GRID | 33 | SCOTTISH HYDRO ELECTRIC POWER DISTRIBUTION PLC | WIND | ONSHORE WIND TURBINES | NO | DATA NOT AVAILABLE | DATA NOT AVAILABLE | 36 | DATA NOT AVAILABLE | DATA NOT AVAILABLE | DATA NOT AVAILABLE | DATA NOT AVAILABLE | DATA NOT AVAILABLE | DATA NOT AVAILABLE | DATA NOT AVAILABLE | DATA NOT AVAILABLE | DATA NOT AVAILABLE | DATA NOT AVAILABLE | DATA NOT AVAILABLE | DATA NOT AVAILABLE | DATA NOT AVAILABLE | ACCEPTED TO CONNECT | DATA NOT AVAILABLE | DATA NOT AVAILABLE | DATA NOT AVAILABLE | DATA NOT AVAILABLE | DATA NOT AVAILABLE | DATA NOT AVAILABLE | 36 | 36 | 37.8947 | 0.38 | 0.4 | 2020-01-24 | DATA NOT AVAILABLE | N | DATA NOT AVAILABLE | DATA NOT AVAILABLE | DATA NOT AVAILABLE | DATA NOT AVAILABLE | DATA NOT AVAILABLE | 2020-07-22
DATA NOT AVAILABLE | DATA NOT AVAILABLE | ETHICAL POWER CONNECTIONS LTD | PV ADD 25MW | CIRENCESTER SOLAR PARK, ESTATE OFFICE | BATHURST ESTATES CIRENCESTER PARK CIRENCESTER | CIRENCESTER | GLOUCESTERSHIRE | GL7 2BU | ENGLAND | 402026 | 202037 | DATA NOT AVAILABLE | DATA NOT AVAILABLE | DATA NOT AVAILABLE | EHV | SOUTHERN ELECTRIC POWER DISTRIBUTION PLC | SOLAR | PHOTOVOLTAIC | NO | DATA NOT AVAILABLE | DATA NOT AVAILABLE | 25 | DATA NOT AVAILABLE | DATA NOT AVAILABLE | DATA NOT AVAILABLE | DATA NOT AVAILABLE | DATA NOT AVAILABLE | DATA NOT AVAILABLE | DATA NOT AVAILABLE | DATA NOT AVAILABLE | DATA NOT AVAILABLE | DATA NOT AVAILABLE | DATA NOT AVAILABLE | DATA NOT AVAILABLE | DATA NOT AVAILABLE | ACCEPTED TO CONNECT | DATA NOT AVAILABLE | DATA NOT AVAILABLE | DATA NOT AVAILABLE | DATA NOT AVAILABLE | DATA NOT AVAILABLE | DATA NOT AVAILABLE | 25 | 25 | 26.3158 | 0 | 0 | 2020-03-30 | DATA NOT AVAILABLE | N | DATA NOT AVAILABLE | DATA NOT AVAILABLE | DATA NOT AVAILABLE | DATA NOT AVAILABLE | DATA NOT AVAILABLE | 2020-07-22
DATA NOT AVAILABLE | DATA NOT AVAILABLE | SSE GENERATION LTD | TUMMEL BRIDGE POWER STATION | TUMMEL BRIDGE POWER STATION | 3 RIVERSIDE TUMMEL BRIDGE | PITLOCHRY | PERTHSHIRE AND KINROSS | PH16 5SB | SCOTLAND | 276354 | 759013 | TUMMEL BRIDGE | DATA NOT APPLICABLE | TUMMEL BRIDGE GRID | 33 | SCOTTISH HYDRO ELECTRIC POWER DISTRIBUTION PLC | WATER (FLOWING WATER OR HEAD OF WATER) | HYDRO - OTHER | NO | DATA NOT AVAILABLE | DATA NOT AVAILABLE | 6.46 | DATA NOT AVAILABLE | DATA NOT AVAILABLE | DATA NOT AVAILABLE | DATA NOT AVAILABLE | DATA NOT AVAILABLE | DATA NOT AVAILABLE | DATA NOT AVAILABLE | DATA NOT AVAILABLE | DATA NOT AVAILABLE | DATA NOT AVAILABLE | DATA NOT AVAILABLE | DATA NOT AVAILABLE | DATA NOT AVAILABLE | ACCEPTED TO CONNECT | DATA NOT AVAILABLE | DATA NOT AVAILABLE | DATA NOT AVAILABLE | DATA NOT AVAILABLE | DATA NOT AVAILABLE | DATA NOT AVAILABLE | 6.46 | 6.46 | 6.8 | 0 | 0 | 2020-12-04 | DATA NOT AVAILABLE | N | DATA NOT AVAILABLE | DATA NOT AVAILABLE | DATA NOT AVAILABLE | DATA NOT AVAILABLE | DATA NOT AVAILABLE | 2020-12-21
DATA NOT AVAILABLE | DATA NOT AVAILABLE | BGS LTD | TITCHFIELD LANE - ESS | DATA NOT AVAILABLE | TITCHFIELD LANE | FAREHAM | HAMPSHIRE | PO15 6DY | ENGLAND | 455138 | 109927 | BOTLEY WOOD GSP | DATA NOT AVAILABLE | DATA NOT AVAILABLE | EHV | SOUTHERN ELECTRIC POWER DISTRIBUTION PLC | OTHER | OTHER | NO | DATA NOT AVAILABLE | DATA NOT AVAILABLE | 49.9 | DATA NOT AVAILABLE | DATA NOT AVAILABLE | DATA NOT AVAILABLE | DATA NOT AVAILABLE | DATA NOT AVAILABLE | DATA NOT AVAILABLE | DATA NOT AVAILABLE | DATA NOT AVAILABLE | DATA NOT AVAILABLE | DATA NOT AVAILABLE | DATA NOT AVAILABLE | DATA NOT AVAILABLE | DATA NOT AVAILABLE | ACCEPTED TO CONNECT | DATA NOT AVAILABLE | DATA NOT AVAILABLE | DATA NOT AVAILABLE | DATA NOT AVAILABLE | DATA NOT AVAILABLE | DATA NOT AVAILABLE | 49.9 | 49.9 | 52.5263 | 47.405 | 49.9 | 2019-12-03 | DATA NOT AVAILABLE | N | DATA NOT AVAILABLE | DATA NOT AVAILABLE | DATA NOT AVAILABLE | DATA NOT AVAILABLE | DATA NOT AVAILABLE | 2020-07-22
DATA NOT AVAILABLE | DATA NOT AVAILABLE | NATURAL POWER CONSULTANTS LTD | ROTHES III WIND FARM | ROTHES III WIND FARM | ROTHES | ABERLOUR | MORAY | DATA NOT AVAILABLE | SCOTLAND | DATA NOT AVAILABLE | DATA NOT AVAILABLE | DALLAS | DATA NOT APPLICABLE | DALLAS | 0.4 | SCOTTISH HYDRO ELECTRIC POWER DISTRIBUTION PLC | WIND | ONSHORE WIND TURBINES | NO | DATA NOT AVAILABLE | DATA NOT AVAILABLE | 23 | DATA NOT AVAILABLE | DATA NOT AVAILABLE | DATA NOT AVAILABLE | DATA NOT AVAILABLE | DATA NOT AVAILABLE | DATA NOT AVAILABLE | DATA NOT AVAILABLE | DATA NOT AVAILABLE | DATA NOT AVAILABLE | DATA NOT AVAILABLE | DATA NOT AVAILABLE | DATA NOT AVAILABLE | DATA NOT AVAILABLE | ACCEPTED TO CONNECT | DATA NOT AVAILABLE | DATA NOT AVAILABLE | DATA NOT AVAILABLE | DATA NOT AVAILABLE | DATA NOT AVAILABLE | DATA NOT AVAILABLE | 23 | 23 | 24.2105 | 0.285 | 0.3 | 2020-05-11 | DATA NOT AVAILABLE | N | DATA NOT AVAILABLE | DATA NOT AVAILABLE | DATA NOT AVAILABLE | DATA NOT AVAILABLE | DATA NOT AVAILABLE | 2020-07-22
DATA NOT AVAILABLE | DATA NOT AVAILABLE | HURLEY PALMER FLATT | CCM TO ISSUE | J P MORGAN CHASE MANHATTEN BANK N A, 1 | CHASESIDE | BOURNEMOUTH | DORSET | BH7 7DA | ENGLAND | 412092 | 93768 | MANNINGTON GSP | CHRISTCHURCH | BOSCOMBE EAST | 11 | SOUTHERN ELECTRIC POWER DISTRIBUTION PLC | SOLAR | PHOTOVOLTAIC | NO | DATA NOT AVAILABLE | DATA NOT AVAILABLE | 2 | DATA NOT AVAILABLE | DATA NOT AVAILABLE | DATA NOT AVAILABLE | DATA NOT AVAILABLE | DATA NOT AVAILABLE | DATA NOT AVAILABLE | DATA NOT AVAILABLE | DATA NOT AVAILABLE | DATA NOT AVAILABLE | DATA NOT AVAILABLE | DATA NOT AVAILABLE | DATA NOT AVAILABLE | YES | ACCEPTED TO CONNECT | DATA NOT AVAILABLE | DATA NOT AVAILABLE | DATA NOT AVAILABLE | DATA NOT AVAILABLE | DATA NOT AVAILABLE | DATA NOT AVAILABLE | 2 | 0.999 | 1.0516 | 0 | 0 | 2020-03-20 | DATA NOT AVAILABLE | N | DATA NOT AVAILABLE | DATA NOT AVAILABLE | DATA NOT AVAILABLE | DATA NOT AVAILABLE | DATA NOT AVAILABLE | 2020-07-22
DATA NOT AVAILABLE | DATA NOT AVAILABLE | ELGIN ENERGY | CULLERLIE ESTATE PV (RE-COST) | CULLERLIE ESTATE PV | SKENE | WESTHILL | ABERDEENSHIRE | AB32 6XA | SCOTLAND | 378071 | 803102 | KINTORE | DATA NOT APPLICABLE | KINTORE GRID | 33 | SCOTTISH HYDRO ELECTRIC POWER DISTRIBUTION PLC | SOLAR | PHOTOVOLTAIC | NO | DATA NOT AVAILABLE | DATA NOT AVAILABLE | 8.75 | DATA NOT AVAILABLE | DATA NOT AVAILABLE | DATA NOT AVAILABLE | DATA NOT AVAILABLE | DATA NOT AVAILABLE | DATA NOT AVAILABLE | DATA NOT AVAILABLE | DATA NOT AVAILABLE | DATA NOT AVAILABLE | DATA NOT AVAILABLE | DATA NOT AVAILABLE | DATA NOT AVAILABLE | DATA NOT AVAILABLE | ACCEPTED TO CONNECT | DATA NOT AVAILABLE | DATA NOT AVAILABLE | DATA NOT AVAILABLE | DATA NOT AVAILABLE | DATA NOT AVAILABLE | DATA NOT AVAILABLE | 8.75 | 8.75 | 9.2105 | 0.02375 | 0.025 | 2019-12-20 | DATA NOT AVAILABLE | N | DATA NOT AVAILABLE | DATA NOT AVAILABLE | DATA NOT AVAILABLE | DATA NOT AVAILABLE | DATA NOT AVAILABLE | 2020-07-22
DATA NOT AVAILABLE | DATA NOT AVAILABLE | AMP ENERGY SERVICES LIMITED | UNIT A1 MARSTON TRADING EST - GAS | UNIT A1, MARSTON TRADING ESTATE | WHITWORTH ROAD FROME | FROME | SOMERSET | BA11 4BY | ENGLAND | 377530 | 146977 | MELKSHAM GSP | FROME | FROME | 11 | SOUTHERN ELECTRIC POWER DISTRIBUTION PLC | ADVANCED FUEL (PRODUCED VIA GASIFICATION OR PYROLYSIS OF BIOFUEL OR WASTE) | GAS TURBINE (OCGT) | NO | DATA NOT AVAILABLE | DATA NOT AVAILABLE | 2.535 | DATA NOT AVAILABLE | DATA NOT AVAILABLE | DATA NOT AVAILABLE | DATA NOT AVAILABLE | DATA NOT AVAILABLE | DATA NOT AVAILABLE | DATA NOT AVAILABLE | DATA NOT AVAILABLE | DATA NOT AVAILABLE | DATA NOT AVAILABLE | DATA NOT AVAILABLE | DATA NOT AVAILABLE | DATA NOT AVAILABLE | ACCEPTED TO CONNECT | DATA NOT AVAILABLE | DATA NOT AVAILABLE | DATA NOT AVAILABLE | DATA NOT AVAILABLE | DATA NOT AVAILABLE | DATA NOT AVAILABLE | 2.535 | 2.535 | 2.6684 | 0.19 | 0.2 | 2020-03-02 | DATA NOT AVAILABLE | N | DATA NOT AVAILABLE | DATA NOT AVAILABLE | DATA NOT AVAILABLE | DATA NOT AVAILABLE | DATA NOT AVAILABLE | 2020-07-22
DATA NOT AVAILABLE | DATA NOT AVAILABLE | WESSEX SOLAR POWER LIMITED | LAND AT WINDMILL FARM - SOLAR | LAND AT WINDMILL FARM | COMMON HILL CRICKLADE CRICKLADE | SWINDON | WILTSHIRE | SN6 6HA | ENGLAND | 408495 | 193343 | MINETY GSP | CIRENCESTER | DATA NOT AVAILABLE | EHV | SOUTHERN ELECTRIC POWER DISTRIBUTION PLC | SOLAR | PHOTOVOLTAIC | NO | DATA NOT AVAILABLE | DATA NOT AVAILABLE | 13 | DATA NOT AVAILABLE | DATA NOT AVAILABLE | DATA NOT AVAILABLE | DATA NOT AVAILABLE | DATA NOT AVAILABLE | DATA NOT AVAILABLE | DATA NOT AVAILABLE | DATA NOT AVAILABLE | DATA NOT AVAILABLE | DATA NOT AVAILABLE | DATA NOT AVAILABLE | DATA NOT AVAILABLE | YES | ACCEPTED TO CONNECT | DATA NOT AVAILABLE | DATA NOT AVAILABLE | DATA NOT AVAILABLE | DATA NOT AVAILABLE | DATA NOT AVAILABLE | DATA NOT AVAILABLE | 13 | 13 | 13.6842 | 0.4085 | 0.43 | 2020-07-17 | DATA NOT AVAILABLE | N | DATA NOT AVAILABLE | DATA NOT AVAILABLE | DATA NOT AVAILABLE | DATA NOT AVAILABLE | DATA NOT AVAILABLE | 2020-09-10
DATA NOT AVAILABLE | DATA NOT AVAILABLE | BSR APPLICATIONS LTD | LOWER WYKE FARM - PV | DATA NOT AVAILABLE | LAND AT LOWER WYKE FARM ST MARY BOURNE | ANDOVER | HAMPSHIRE | SP11 6AQ | ENGLAND | 439012 | 148400 | MELKSHAM GSP | ANDOVER | ANDOVER EAST | 11 | SOUTHERN ELECTRIC POWER DISTRIBUTION PLC | SOLAR | PHOTOVOLTAIC | NO | DATA NOT AVAILABLE | DATA NOT AVAILABLE | 20 | DATA NOT AVAILABLE | DATA NOT AVAILABLE | DATA NOT AVAILABLE | DATA NOT AVAILABLE | DATA NOT AVAILABLE | DATA NOT AVAILABLE | DATA NOT AVAILABLE | DATA NOT AVAILABLE | DATA NOT AVAILABLE | DATA NOT AVAILABLE | DATA NOT AVAILABLE | DATA NOT AVAILABLE | DATA NOT AVAILABLE | ACCEPTED TO CONNECT | DATA NOT AVAILABLE | DATA NOT AVAILABLE | DATA NOT AVAILABLE | DATA NOT AVAILABLE | DATA NOT AVAILABLE | DATA NOT AVAILABLE | 20 | 20 | 21.0526 | 0.15675 | 0.165 | 2020-03-13 | DATA NOT AVAILABLE | N | DATA NOT AVAILABLE | DATA NOT AVAILABLE | DATA NOT AVAILABLE | DATA NOT AVAILABLE | DATA NOT AVAILABLE | 2020-07-22
DATA NOT AVAILABLE | DATA NOT AVAILABLE | REG STRATH TIRRY LTD | DG LAIRG | DATA NOT AVAILABLE | STRATH TIRRY ENERGY PARK A836 LAIRG | LAIRG | HIGHLAND | IV27 4DN | SCOTLAND | 255995 | 912324 | LAIRG | DATA NOT APPLICABLE | LAIRG GRID | 33 | SCOTTISH HYDRO ELECTRIC POWER DISTRIBUTION PLC | WIND | ONSHORE WIND TURBINES | NO | DATA NOT AVAILABLE | DATA NOT AVAILABLE | 34.8 | DATA NOT AVAILABLE | DATA NOT AVAILABLE | DATA NOT AVAILABLE | DATA NOT AVAILABLE | DATA NOT AVAILABLE | DATA NOT AVAILABLE | DATA NOT AVAILABLE | DATA NOT AVAILABLE | DATA NOT AVAILABLE | DATA NOT AVAILABLE | DATA NOT AVAILABLE | DATA NOT AVAILABLE | DATA NOT AVAILABLE | ACCEPTED TO CONNECT | DATA NOT AVAILABLE | DATA NOT AVAILABLE | DATA NOT AVAILABLE | DATA NOT AVAILABLE | DATA NOT AVAILABLE | DATA NOT AVAILABLE | 34.8 | 34.8 | 36.6316 | 6.0088 | 6.325 | 2020-03-24 | DATA NOT AVAILABLE | N | DATA NOT AVAILABLE | DATA NOT AVAILABLE | DATA NOT AVAILABLE | DATA NOT AVAILABLE | DATA NOT AVAILABLE | 2020-07-22
DATA NOT AVAILABLE | DATA NOT AVAILABLE | EDEN RENEWABLES | AH RED BARN SOLAR | RED BARN SOLAR FARM | LAND AROUND KINGTON FARM KINGTON ST MICHAEL CHIPPENHAM | CHIPPENHAM | WILTSHIRE | SN14 6DH | ENGLAND | 391063 | 177279 | MELKSHAM GSP | CHIPPENHAM | DATA NOT AVAILABLE | EHV | SOUTHERN ELECTRIC POWER DISTRIBUTION PLC | SOLAR | PHOTOVOLTAIC | NO | DATA NOT AVAILABLE | DATA NOT AVAILABLE | 40 | DATA NOT AVAILABLE | DATA NOT AVAILABLE | DATA NOT AVAILABLE | DATA NOT AVAILABLE | DATA NOT AVAILABLE | DATA NOT AVAILABLE | DATA NOT AVAILABLE | DATA NOT AVAILABLE | DATA NOT AVAILABLE | DATA NOT AVAILABLE | DATA NOT AVAILABLE | DATA NOT AVAILABLE | DATA NOT AVAILABLE | ACCEPTED TO CONNECT | DATA NOT AVAILABLE | DATA NOT AVAILABLE | DATA NOT AVAILABLE | DATA NOT AVAILABLE | DATA NOT AVAILABLE | DATA NOT AVAILABLE | 40 | 40 | 42.1053 | 0.475 | 0.5 | 2022-06-09 | DATA NOT AVAILABLE | N | DATA NOT AVAILABLE | DATA NOT AVAILABLE | DATA NOT AVAILABLE | DATA NOT AVAILABLE | DATA NOT AVAILABLE | 2020-07-22
DATA NOT AVAILABLE | DATA NOT AVAILABLE | WIND 2 LIMITED | BALMEANACH WIND FARM - WIND | BALMEANACH | DUNVEGAN | ISLE OF SKYE | HIGHLAND | IV56 8FH | SCOTLAND | 131589 | 843107 | DUNVEGAN GRID | DATA NOT APPLICABLE | DUNVEGAN GRID | 33 | SCOTTISH HYDRO ELECTRIC POWER DISTRIBUTION PLC | WIND | ONSHORE WIND TURBINES | NO | DATA NOT AVAILABLE | DATA NOT AVAILABLE | 45 | DATA NOT AVAILABLE | DATA NOT AVAILABLE | DATA NOT AVAILABLE | DATA NOT AVAILABLE | DATA NOT AVAILABLE | DATA NOT AVAILABLE | DATA NOT AVAILABLE | DATA NOT AVAILABLE | DATA NOT AVAILABLE | DATA NOT AVAILABLE | DATA NOT AVAILABLE | DATA NOT AVAILABLE | DATA NOT AVAILABLE | ACCEPTED TO CONNECT | DATA NOT AVAILABLE | DATA NOT AVAILABLE | DATA NOT AVAILABLE | DATA NOT AVAILABLE | DATA NOT AVAILABLE | DATA NOT AVAILABLE | 45 | 45 | 47.3684 | 0.7125 | 0.75 | 2020-06-29 | DATA NOT AVAILABLE | N | DATA NOT AVAILABLE | DATA NOT AVAILABLE | DATA NOT AVAILABLE | DATA NOT AVAILABLE | DATA NOT AVAILABLE | 2020-07-22
DATA NOT AVAILABLE | DATA NOT AVAILABLE | DATA NOT AVAILABLE | I WESTMILL - BATTERY STORAGE | WESTMILL FARM | WATCHFIELD SWINDON | SWINDON | WILTSHIRE | SN6 8TH | ENGLAND | 423237 | 190942 | MINETY GSP | STRATTON | DATA NOT AVAILABLE | EHV | SOUTHERN ELECTRIC POWER DISTRIBUTION PLC | STORED ENERGY (ALL STORED ENERGY IRRESPECTVE OF THE ORIGINAL ENERGY SOURCE) | STORAGE - ELECTROCHEMICAL (BATTERIES) | NO | DATA NOT AVAILABLE | DATA NOT AVAILABLE | 3 | DATA NOT AVAILABLE | DATA NOT AVAILABLE | DATA NOT AVAILABLE | DATA NOT AVAILABLE | DATA NOT AVAILABLE | DATA NOT AVAILABLE | DATA NOT AVAILABLE | DATA NOT AVAILABLE | DATA NOT AVAILABLE | DATA NOT AVAILABLE | DATA NOT AVAILABLE | DATA NOT AVAILABLE | DATA NOT AVAILABLE | ACCEPTED TO CONNECT | DATA NOT AVAILABLE | DATA NOT AVAILABLE | DATA NOT AVAILABLE | DATA NOT AVAILABLE | DATA NOT AVAILABLE | DATA NOT AVAILABLE | 3 | 3 | 3.1579 | 3.158 | 3.0001 | 2021-01-07 | DATA NOT AVAILABLE | N | DATA NOT AVAILABLE | DATA NOT AVAILABLE | DATA NOT AVAILABLE | DATA NOT AVAILABLE | DATA NOT AVAILABLE | 2021-01-29
DATA NOT AVAILABLE | DATA NOT AVAILABLE | YETI GENERATION LIMITED | NORTH FARM - PV | LAND ON THE SOUTH SIDE OF NORTH FARM | SPETISBURY | BLANDFORD | DORSET | DT11 9DH | ENGLAND | 389423 | 102185 | MANNINGTON GSP | LYTCHETT | LYTCHETT | EHV | SOUTHERN ELECTRIC POWER DISTRIBUTION PLC | SOLAR | PHOTOVOLTAIC | NO | DATA NOT AVAILABLE | DATA NOT AVAILABLE | 13.7 | DATA NOT AVAILABLE | DATA NOT AVAILABLE | DATA NOT AVAILABLE | DATA NOT AVAILABLE | DATA NOT AVAILABLE | DATA NOT AVAILABLE | DATA NOT AVAILABLE | DATA NOT AVAILABLE | DATA NOT AVAILABLE | DATA NOT AVAILABLE | DATA NOT AVAILABLE | DATA NOT AVAILABLE | YES | ACCEPTED TO CONNECT | DATA NOT AVAILABLE | DATA NOT AVAILABLE | DATA NOT AVAILABLE | DATA NOT AVAILABLE | DATA NOT AVAILABLE | DATA NOT AVAILABLE | 13.7 | 13.7 | 14.4211 | 0.0475 | 0.05 | 2020-03-25 | DATA NOT AVAILABLE | N | DATA NOT AVAILABLE | DATA NOT AVAILABLE | DATA NOT AVAILABLE | DATA NOT AVAILABLE | DATA NOT AVAILABLE | 2020-07-22
DATA NOT AVAILABLE | DATA NOT AVAILABLE | AMBERSIDE ENERGY LTD | AH BUNKERS HILL SOLAR A - SOLAR AND BATTERY | BUNKERS HILL SOLAR A | HOOK HAMPSHIRE IND BUS PK | BASINGSTOKE | HAMPSHIRE | RG27 9DA | ENGLAND | 472870 | 156122 | BRAMLEY (FLEE) | COXMOOR WOOD | HOOK | 11 | SOUTHERN ELECTRIC POWER DISTRIBUTION PLC | SOLAR | PHOTOVOLTAIC | NO | DATA NOT AVAILABLE | DATA NOT AVAILABLE | 49.9 | STORED ENERGY (ALL STORED ENERGY IRRESPECTVE OF THE ORIGINAL ENERGY SOURCE) | STORAGE - ELECTROCHEMICAL (BATTERIES) | DATA NOT AVAILABLE | DATA NOT AVAILABLE | DATA NOT AVAILABLE | 42.1053 | DATA NOT AVAILABLE | DATA NOT AVAILABLE | DATA NOT AVAILABLE | DATA NOT AVAILABLE | DATA NOT AVAILABLE | DATA NOT AVAILABLE | DATA NOT AVAILABLE | ACCEPTED TO CONNECT | DATA NOT AVAILABLE | DATA NOT AVAILABLE | DATA NOT AVAILABLE | DATA NOT AVAILABLE | DATA NOT AVAILABLE | DATA NOT AVAILABLE | 49.9 | 49.9 | 52.5263 | 38 | 40 | 2023-01-19 | DATA NOT AVAILABLE | N | DATA NOT AVAILABLE | DATA NOT AVAILABLE | DATA NOT AVAILABLE | DATA NOT AVAILABLE | DATA NOT AVAILABLE | 2020-07-22
DATA NOT AVAILABLE | DATA NOT AVAILABLE | CONNECT2GRID | STANDINGFAULD FARM - SOLAR | STANDINGFAULD FARM | MUTHILL CRIEFF | CRIEFF | PERTHSHIRE AND KINROSS | PH5 2BU | SCOTLAND | 286420 | 713509 | BRACO WEST GRID | DATA NOT APPLICABLE | BRACO WEST GRID | 33 | SCOTTISH HYDRO ELECTRIC POWER DISTRIBUTION PLC | SOLAR | PHOTOVOLTAIC | NO | DATA NOT AVAILABLE | DATA NOT AVAILABLE | 9.9 | DATA NOT AVAILABLE | DATA NOT AVAILABLE | DATA NOT AVAILABLE | DATA NOT AVAILABLE | DATA NOT AVAILABLE | DATA NOT AVAILABLE | DATA NOT AVAILABLE | DATA NOT AVAILABLE | DATA NOT AVAILABLE | DATA NOT AVAILABLE | DATA NOT AVAILABLE | DATA NOT AVAILABLE | DATA NOT AVAILABLE | ACCEPTED TO CONNECT | DATA NOT AVAILABLE | DATA NOT AVAILABLE | DATA NOT AVAILABLE | DATA NOT AVAILABLE | DATA NOT AVAILABLE | DATA NOT AVAILABLE | 9.9 | 9.9 | 10.4211 | 0.0475 | 0.05 | 2020-06-09 | DATA NOT AVAILABLE | N | DATA NOT AVAILABLE | DATA NOT AVAILABLE | DATA NOT AVAILABLE | DATA NOT AVAILABLE | DATA NOT AVAILABLE | 2020-07-22
DATA NOT AVAILABLE | DATA NOT AVAILABLE | ECOTRICITY GENERATION LIMITED | TINSLEY FARM | TINSLEY FARM | A40 SWINBROOK | BURFORD | OXFORDSHIRE | OX18 4EX | ENGLAND | 426820 | 211041 | COWLEY GSP | WITNEY | CARTERTON | 11 | SOUTHERN ELECTRIC POWER DISTRIBUTION PLC | SOLAR | PHOTOVOLTAIC | NO | DATA NOT AVAILABLE | DATA NOT AVAILABLE | 5 | DATA NOT AVAILABLE | DATA NOT AVAILABLE | DATA NOT AVAILABLE | DATA NOT AVAILABLE | DATA NOT AVAILABLE | DATA NOT AVAILABLE | DATA NOT AVAILABLE | DATA NOT AVAILABLE | DATA NOT AVAILABLE | DATA NOT AVAILABLE | DATA NOT AVAILABLE | DATA NOT AVAILABLE | DATA NOT AVAILABLE | ACCEPTED TO CONNECT | DATA NOT AVAILABLE | DATA NOT AVAILABLE | DATA NOT AVAILABLE | DATA NOT AVAILABLE | DATA NOT AVAILABLE | DATA NOT AVAILABLE | 5 | 5 | 5.2632 | 0.095 | 0.1 | 2020-08-14 | DATA NOT AVAILABLE | N | DATA NOT AVAILABLE | DATA NOT AVAILABLE | DATA NOT AVAILABLE | DATA NOT AVAILABLE | DATA NOT AVAILABLE | 2020-09-10
DATA NOT AVAILABLE | DATA NOT AVAILABLE | NAREC DISTRIBUTED ENERGY LTD | LAND OFF THE B9134 - ELECTRICAL ENERGY | LAND OFF THE B9134 | FORFAR ANGUS | ANGUS | ANGUS | DD8 2UX | SCOTLAND | 347506 | 751932 | LUNANHEAD | DATA NOT APPLICABLE | DATA NOT AVAILABLE | EHV | SCOTTISH HYDRO ELECTRIC POWER DISTRIBUTION PLC | OTHER | OTHER | NO | DATA NOT AVAILABLE | DATA NOT AVAILABLE | 49.99 | DATA NOT AVAILABLE | DATA NOT AVAILABLE | DATA NOT AVAILABLE | DATA NOT AVAILABLE | DATA NOT AVAILABLE | DATA NOT AVAILABLE | DATA NOT AVAILABLE | DATA NOT AVAILABLE | DATA NOT AVAILABLE | DATA NOT AVAILABLE | DATA NOT AVAILABLE | DATA NOT AVAILABLE | DATA NOT AVAILABLE | ACCEPTED TO CONNECT | DATA NOT AVAILABLE | DATA NOT AVAILABLE | DATA NOT AVAILABLE | DATA NOT AVAILABLE | DATA NOT AVAILABLE | DATA NOT AVAILABLE | 49.99 | 49.99 | 52.6211 | 47.4905 | 49.99 | 2021-04-01 | DATA NOT AVAILABLE | N | DATA NOT AVAILABLE | DATA NOT AVAILABLE | DATA NOT AVAILABLE | DATA NOT AVAILABLE | DATA NOT AVAILABLE | 2020-07-22
DATA NOT AVAILABLE | DATA NOT AVAILABLE | BSR APPLICATIONS LIMITED | RY PRESTON FARM - SOLAR PV | PRESTON FARM | PRESTON CANDOVER BASINGSTOKE | BASINGSTOKE | HAMPSHIRE | RG25 2DS | ENGLAND | 460809 | 142169 | BRAMLEY (FLEE) | FERNHURST | PRESTON CANDOVER | 11 | SOUTHERN ELECTRIC POWER DISTRIBUTION PLC | SOLAR | PHOTOVOLTAIC | NO | DATA NOT AVAILABLE | DATA NOT AVAILABLE | 20 | DATA NOT AVAILABLE | DATA NOT AVAILABLE | DATA NOT AVAILABLE | DATA NOT AVAILABLE | DATA NOT AVAILABLE | DATA NOT AVAILABLE | DATA NOT AVAILABLE | DATA NOT AVAILABLE | DATA NOT AVAILABLE | DATA NOT AVAILABLE | DATA NOT AVAILABLE | DATA NOT AVAILABLE | DATA NOT AVAILABLE | ACCEPTED TO CONNECT | DATA NOT AVAILABLE | DATA NOT AVAILABLE | DATA NOT AVAILABLE | DATA NOT AVAILABLE | DATA NOT AVAILABLE | DATA NOT AVAILABLE | 20 | 20 | 21.0526 | 1.425 | 1.5 | 2020-03-20 | DATA NOT AVAILABLE | N | DATA NOT AVAILABLE | DATA NOT AVAILABLE | DATA NOT AVAILABLE | DATA NOT AVAILABLE | DATA NOT AVAILABLE | 2020-07-22
DATA NOT AVAILABLE | DATA NOT AVAILABLE | SPRING CHE LTD | FT AH PURTON SOLAR FARM - SOLAR | PURTON SOLAR FARM | MOPES LANE PURTON | SWINDON | WILTSHIRE | SN5 4HG | ENGLAND | 408781 | 188774 | MINETY GSP | CIRENCESTER | DATA NOT AVAILABLE | EHV | SOUTHERN ELECTRIC POWER DISTRIBUTION PLC | SOLAR | PHOTOVOLTAIC | NO | DATA NOT AVAILABLE | DATA NOT AVAILABLE | 19 | DATA NOT AVAILABLE | DATA NOT AVAILABLE | DATA NOT AVAILABLE | DATA NOT AVAILABLE | DATA NOT AVAILABLE | DATA NOT AVAILABLE | DATA NOT AVAILABLE | DATA NOT AVAILABLE | DATA NOT AVAILABLE | DATA NOT AVAILABLE | DATA NOT AVAILABLE | DATA NOT AVAILABLE | DATA NOT AVAILABLE | ACCEPTED TO CONNECT | DATA NOT AVAILABLE | DATA NOT AVAILABLE | DATA NOT AVAILABLE | DATA NOT AVAILABLE | DATA NOT AVAILABLE | DATA NOT AVAILABLE | 19 | 19 | 20 | 0.16632 | 0.158 | 2021-02-18 | DATA NOT AVAILABLE | N | DATA NOT AVAILABLE | DATA NOT AVAILABLE | DATA NOT AVAILABLE | DATA NOT AVAILABLE | DATA NOT AVAILABLE | 2021-04-08
DATA NOT AVAILABLE | DATA NOT AVAILABLE | GREEN CAT RENEWABLES LIMITED | ST FERGUS ENERGY PARK - SOLAR & WIND (HYBRID) | ST FERGUS ENERGY PARK | ST FERGUS | ABERDEEN | ABERDEENSHIRE | AB42 3EP | SCOTLAND | 409780 | 853407 | ST FERGUS GAS | DATA NOT APPLICABLE | ST FERGUS GAS TERM | 11 | SCOTTISH HYDRO ELECTRIC POWER DISTRIBUTION PLC | SOLAR | PHOTOVOLTAIC | NO | DATA NOT AVAILABLE | DATA NOT AVAILABLE | 9.7 | WIND | ONSHORE WIND TURBINES | DATA NOT AVAILABLE | DATA NOT AVAILABLE | DATA NOT AVAILABLE | 0.10526 | DATA NOT AVAILABLE | DATA NOT AVAILABLE | DATA NOT AVAILABLE | DATA NOT AVAILABLE | DATA NOT AVAILABLE | DATA NOT AVAILABLE | DATA NOT AVAILABLE | ACCEPTED TO CONNECT | DATA NOT AVAILABLE | DATA NOT AVAILABLE | DATA NOT AVAILABLE | DATA NOT AVAILABLE | DATA NOT AVAILABLE | DATA NOT AVAILABLE | 9.7 | 9.7 | 10.2105 | 0.095 | 0.1 | 2020-08-21 | DATA NOT AVAILABLE | N | DATA NOT AVAILABLE | DATA NOT AVAILABLE | DATA NOT AVAILABLE | DATA NOT AVAILABLE | DATA NOT AVAILABLE | 2020-10-01
DATA NOT AVAILABLE | DATA NOT AVAILABLE | THE ENERGY WORKSHOP LIMITED | OLD GALLOWS ROAD - BATTERY ENERGY STORAGE | OLD GALLOWS ROAD | PERTH | PERTH | PERTHSHIRE AND KINROSS | PH1 1QE | SCOTLAND | 308124 | 723734 | BURGHMUIR | DATA NOT APPLICABLE | BURGHMUIR GRID | 33 | SCOTTISH HYDRO ELECTRIC POWER DISTRIBUTION PLC | STORED ENERGY (ALL STORED ENERGY IRRESPECTVE OF THE ORIGINAL ENERGY SOURCE) | STORAGE - ELECTROCHEMICAL (BATTERIES) | NO | DATA NOT AVAILABLE | DATA NOT AVAILABLE | 49.9 | DATA NOT AVAILABLE | DATA NOT AVAILABLE | DATA NOT AVAILABLE | DATA NOT AVAILABLE | DATA NOT AVAILABLE | DATA NOT AVAILABLE | DATA NOT AVAILABLE | DATA NOT AVAILABLE | DATA NOT AVAILABLE | DATA NOT AVAILABLE | DATA NOT AVAILABLE | DATA NOT AVAILABLE | DATA NOT AVAILABLE | ACCEPTED TO CONNECT | DATA NOT AVAILABLE | DATA NOT AVAILABLE | DATA NOT AVAILABLE | DATA NOT AVAILABLE | DATA NOT AVAILABLE | DATA NOT AVAILABLE | 49.9 | 49.9 | 52.5263 | 52.5263 | 49.9 | 2021-10-29 | DATA NOT AVAILABLE | N | DATA NOT AVAILABLE | DATA NOT AVAILABLE | DATA NOT AVAILABLE | DATA NOT AVAILABLE | DATA NOT AVAILABLE | 2021-12-02
DATA NOT AVAILABLE | DATA NOT AVAILABLE | MINISTRY OF DEFENCE | BAE FACILITIES - CHP NATURAL GAS, ELECTRICITY STOR | VICTORIA ROAD | HMNB PORTSMOUTH BUILDING 2-019, PP116 PORTSMOUTH PORTSMOUTH | PORTSMOUTH | PORTSMOUTH | PO1 3NJ | ENGLAND | 463619 | 100865 | LOVEDEAN GSP | PORTSMOUTH | DOCKYARD | EHV | SOUTHERN ELECTRIC POWER DISTRIBUTION PLC | ADVANCED FUEL (PRODUCED VIA GASIFICATION OR PYROLYSIS OF BIOFUEL OR WASTE) | GAS TURBINE (OCGT) | YES | DATA NOT AVAILABLE | DATA NOT AVAILABLE | 3 | DATA NOT AVAILABLE | DATA NOT AVAILABLE | DATA NOT AVAILABLE | DATA NOT AVAILABLE | DATA NOT AVAILABLE | DATA NOT AVAILABLE | DATA NOT AVAILABLE | DATA NOT AVAILABLE | DATA NOT AVAILABLE | DATA NOT AVAILABLE | DATA NOT AVAILABLE | DATA NOT AVAILABLE | DATA NOT AVAILABLE | ACCEPTED TO CONNECT | DATA NOT AVAILABLE | DATA NOT AVAILABLE | DATA NOT AVAILABLE | DATA NOT AVAILABLE | DATA NOT AVAILABLE | DATA NOT AVAILABLE | 3 | 0 | 0 | 0 | 0 | 2020-02-04 | DATA NOT AVAILABLE | N | DATA NOT AVAILABLE | DATA NOT AVAILABLE | DATA NOT AVAILABLE | DATA NOT AVAILABLE | DATA NOT AVAILABLE | 2020-07-22
DATA NOT AVAILABLE | DATA NOT AVAILABLE | CUSTOM SOLAR | 4.7271MW - SOLAR PV | ASSOCIATED BRITISH PORTS | WEST BAY HOUSE WEST BAY ROAD | SOUTHAMPTON | HAMPSHIRE | SO15 1HF | ENGLAND | 440170 | 112239 | NURSLING GSP | SOUTHAMPTON | DATA NOT AVAILABLE | EHV | SOUTHERN ELECTRIC POWER DISTRIBUTION PLC | SOLAR | PHOTOVOLTAIC | NO | DATA NOT AVAILABLE | DATA NOT AVAILABLE | 1.7 | DATA NOT AVAILABLE | DATA NOT AVAILABLE | DATA NOT AVAILABLE | DATA NOT AVAILABLE | DATA NOT AVAILABLE | DATA NOT AVAILABLE | DATA NOT AVAILABLE | DATA NOT AVAILABLE | DATA NOT AVAILABLE | DATA NOT AVAILABLE | DATA NOT AVAILABLE | DATA NOT AVAILABLE | DATA NOT AVAILABLE | ACCEPTED TO CONNECT | DATA NOT AVAILABLE | DATA NOT AVAILABLE | DATA NOT AVAILABLE | DATA NOT AVAILABLE | DATA NOT AVAILABLE | DATA NOT AVAILABLE | 1.7 | 1.7 | 1.7895 | 0 | 0 | 2020-06-09 | DATA NOT AVAILABLE | N | DATA NOT AVAILABLE | DATA NOT AVAILABLE | DATA NOT AVAILABLE | DATA NOT AVAILABLE | DATA NOT AVAILABLE | 2020-07-22
DATA NOT AVAILABLE | DATA NOT AVAILABLE | ECOTRICITY GENERATION | THE BARN - SOLAR PV | THE BARN | COOLES FARM UPPER MINETY | MALMESBURY | WILTSHIRE | SN16 9YD | ENGLAND | 401618 | 192309 | MINETY GSP | CIRENCESTER | MINETY VILLAGE | 11 | SOUTHERN ELECTRIC POWER DISTRIBUTION PLC | SOLAR | PHOTOVOLTAIC | NO | DATA NOT AVAILABLE | DATA NOT AVAILABLE | 3 | DATA NOT AVAILABLE | DATA NOT AVAILABLE | DATA NOT AVAILABLE | DATA NOT AVAILABLE | DATA NOT AVAILABLE | DATA NOT AVAILABLE | DATA NOT AVAILABLE | DATA NOT AVAILABLE | DATA NOT AVAILABLE | DATA NOT AVAILABLE | DATA NOT AVAILABLE | DATA NOT AVAILABLE | DATA NOT AVAILABLE | ACCEPTED TO CONNECT | DATA NOT AVAILABLE | DATA NOT AVAILABLE | DATA NOT AVAILABLE | DATA NOT AVAILABLE | DATA NOT AVAILABLE | DATA NOT AVAILABLE | 3 | 3 | 3.1579 | 0.095 | 0.1 | 2020-09-11 | DATA NOT AVAILABLE | N | DATA NOT AVAILABLE | DATA NOT AVAILABLE | DATA NOT AVAILABLE | DATA NOT AVAILABLE | DATA NOT AVAILABLE | 2020-10-01
DATA NOT AVAILABLE | DATA NOT AVAILABLE | BASEPOWER | ADDO POOLE BAKERY - CHP | ADDO POOLE BAKERY 10-20 | 10-20 STERTE AVENUE | POOLE | POOLE | BH15 2AS | ENGLAND | 400908 | 91846 | MANNINGTON GSP | POOLE | POOLE 33/11KV | HV | SOUTHERN ELECTRIC POWER DISTRIBUTION PLC | HYDROGEN | ENGINE (COMBUSTION / RECIPROCATING) | YES | DATA NOT AVAILABLE | DATA NOT AVAILABLE | 1.3 | DATA NOT AVAILABLE | DATA NOT AVAILABLE | DATA NOT AVAILABLE | DATA NOT AVAILABLE | DATA NOT AVAILABLE | DATA NOT AVAILABLE | DATA NOT AVAILABLE | DATA NOT AVAILABLE | DATA NOT AVAILABLE | DATA NOT AVAILABLE | DATA NOT AVAILABLE | DATA NOT AVAILABLE | DATA NOT AVAILABLE | ACCEPTED TO CONNECT | DATA NOT AVAILABLE | DATA NOT AVAILABLE | DATA NOT AVAILABLE | DATA NOT AVAILABLE | DATA NOT AVAILABLE | DATA NOT AVAILABLE | 1.3 | 0.8 | 0.84211 | 0 | 0 | 2020-02-05 | DATA NOT AVAILABLE | N | DATA NOT AVAILABLE | DATA NOT AVAILABLE | DATA NOT AVAILABLE | DATA NOT AVAILABLE | DATA NOT AVAILABLE | 2020-07-22
DATA NOT AVAILABLE | DATA NOT AVAILABLE | YETIGEN SOLAR HOLDINGS LIMITED | LAND ON THE NORTH SIDE - PV 49.99MW | LAND ON THE NORTH SIDE | FLISTRIDGE ROAD MINETY MALMESBURY | MALMESBURY | WILTSHIRE | SN16 9PS | ENGLAND | 400174 | 191122 | MELKSHAM GSP | CHIPPENHAM | MALMESBURY | 11 | SOUTHERN ELECTRIC POWER DISTRIBUTION PLC | SOLAR | PHOTOVOLTAIC | NO | DATA NOT AVAILABLE | DATA NOT AVAILABLE | 30 | DATA NOT AVAILABLE | DATA NOT AVAILABLE | DATA NOT AVAILABLE | DATA NOT AVAILABLE | DATA NOT AVAILABLE | DATA NOT AVAILABLE | DATA NOT AVAILABLE | DATA NOT AVAILABLE | DATA NOT AVAILABLE | DATA NOT AVAILABLE | DATA NOT AVAILABLE | DATA NOT AVAILABLE | DATA NOT AVAILABLE | ACCEPTED TO CONNECT | DATA NOT AVAILABLE | DATA NOT AVAILABLE | DATA NOT AVAILABLE | DATA NOT AVAILABLE | DATA NOT AVAILABLE | DATA NOT AVAILABLE | 30 | 30 | 31.5789 | 0.3325 | 0.35 | 2020-07-14 | DATA NOT AVAILABLE | N | DATA NOT AVAILABLE | DATA NOT AVAILABLE | DATA NOT AVAILABLE | DATA NOT AVAILABLE | DATA NOT AVAILABLE | 2020-07-22
DATA NOT AVAILABLE | DATA NOT AVAILABLE | CONNECT2GRID | 30MW SOLAR | LUNANHEAD SOLAR PARK | LAND OFF SUTTIESIDE RD FORFAR | FORFAR | ANGUS | DD8 3NH | SCOTLAND | 346401 | 751882 | LUNANHEAD | DATA NOT APPLICABLE | LUNANHEAD GRID | 33 | SCOTTISH HYDRO ELECTRIC POWER DISTRIBUTION PLC | SOLAR | PHOTOVOLTAIC | NO | DATA NOT AVAILABLE | DATA NOT AVAILABLE | 30 | DATA NOT AVAILABLE | DATA NOT AVAILABLE | DATA NOT AVAILABLE | DATA NOT AVAILABLE | DATA NOT AVAILABLE | DATA NOT AVAILABLE | DATA NOT AVAILABLE | DATA NOT AVAILABLE | DATA NOT AVAILABLE | DATA NOT AVAILABLE | DATA NOT AVAILABLE | DATA NOT AVAILABLE | DATA NOT AVAILABLE | ACCEPTED TO CONNECT | DATA NOT AVAILABLE | DATA NOT AVAILABLE | DATA NOT AVAILABLE | DATA NOT AVAILABLE | DATA NOT AVAILABLE | DATA NOT AVAILABLE | 30 | 30 | 31.5789 | 0.095 | 0.1 | 2020-08-20 | DATA NOT AVAILABLE | N | DATA NOT AVAILABLE | DATA NOT AVAILABLE | DATA NOT AVAILABLE | DATA NOT AVAILABLE | DATA NOT AVAILABLE | 2020-10-01
DATA NOT AVAILABLE | DATA NOT AVAILABLE | PENSO POWER LIMITED | BRAMLEY - 100MW BATTERY | BRAMLEY BATTERY STORAGE SYSTEM | BRAMLEY | BASINGSTOKE | HAMPSHIRE | RG7 2LJ | ENGLAND | 464220 | 161278 | DATA NOT AVAILABLE | DATA NOT AVAILABLE | DATA NOT AVAILABLE | 132 | SOUTHERN ELECTRIC POWER DISTRIBUTION PLC | STORED ENERGY (ALL STORED ENERGY IRRESPECTVE OF THE ORIGINAL ENERGY SOURCE) | STORAGE - ELECTROCHEMICAL (BATTERIES) | NO | DATA NOT AVAILABLE | DATA NOT AVAILABLE | 110 | DATA NOT AVAILABLE | DATA NOT AVAILABLE | DATA NOT AVAILABLE | DATA NOT AVAILABLE | DATA NOT AVAILABLE | DATA NOT AVAILABLE | DATA NOT AVAILABLE | DATA NOT AVAILABLE | DATA NOT AVAILABLE | DATA NOT AVAILABLE | DATA NOT AVAILABLE | DATA NOT AVAILABLE | DATA NOT AVAILABLE | ACCEPTED TO CONNECT | DATA NOT AVAILABLE | DATA NOT AVAILABLE | DATA NOT AVAILABLE | DATA NOT AVAILABLE | DATA NOT AVAILABLE | DATA NOT AVAILABLE | 110 | 99.9 | 105.1579 | 94.905 | 99.9 | 2020-08-24 | DATA NOT AVAILABLE | N | DATA NOT AVAILABLE | DATA NOT AVAILABLE | DATA NOT AVAILABLE | DATA NOT AVAILABLE | DATA NOT AVAILABLE | 2020-10-01
DATA NOT AVAILABLE | DATA NOT AVAILABLE | SINEWAVE ENERGY SOLUTIONS | 11MW GAS (ADD CAP) | CRAPPER & SONS LANDFILL LIMITED, PARK GROUNDS | BRINKWORTH ROAD | ROYAL WOOTON BASSETT | WILTSHIRE | SN4 8DW | ENGLAND | 405117 | 183986 | MINETY GSP | CIRENCESTER | DATA NOT AVAILABLE | EHV | SOUTHERN ELECTRIC POWER DISTRIBUTION PLC | BIOFUEL SEWAGE GAS | DATA NOT AVAILABLE | NO | DATA NOT AVAILABLE | DATA NOT AVAILABLE | 8.125 | DATA NOT AVAILABLE | DATA NOT AVAILABLE | DATA NOT AVAILABLE | DATA NOT AVAILABLE | DATA NOT AVAILABLE | DATA NOT AVAILABLE | DATA NOT AVAILABLE | DATA NOT AVAILABLE | DATA NOT AVAILABLE | DATA NOT AVAILABLE | DATA NOT AVAILABLE | DATA NOT AVAILABLE | DATA NOT AVAILABLE | ACCEPTED TO CONNECT | DATA NOT AVAILABLE | DATA NOT AVAILABLE | DATA NOT AVAILABLE | DATA NOT AVAILABLE | DATA NOT AVAILABLE | DATA NOT AVAILABLE | 8.125 | 5 | 5.2632 | 0 | 0 | 2021-12-22 | DATA NOT AVAILABLE | N | DATA NOT AVAILABLE | DATA NOT AVAILABLE | DATA NOT AVAILABLE | DATA NOT AVAILABLE | DATA NOT AVAILABLE | 2022-01-27
DATA NOT AVAILABLE | DATA NOT AVAILABLE | SOLAR 2 LIMITED | GRANGE OF BERRYHILL | GRANGE OF BERRYHILL | EASTER FOWLIS INVERGOWIE INVERGOWIE | DUNDEE | CITY OF DUNDEE | DD2 5LN | SCOTLAND | 331630 | 733415 | CHARLESTON | DATA NOT APPLICABLE | DATA NOT AVAILABLE | EHV | SCOTTISH HYDRO ELECTRIC POWER DISTRIBUTION PLC | SOLAR | PHOTOVOLTAIC | NO | DATA NOT AVAILABLE | DATA NOT AVAILABLE | 49.9 | DATA NOT AVAILABLE | DATA NOT AVAILABLE | DATA NOT AVAILABLE | DATA NOT AVAILABLE | DATA NOT AVAILABLE | DATA NOT AVAILABLE | DATA NOT AVAILABLE | DATA NOT AVAILABLE | DATA NOT AVAILABLE | DATA NOT AVAILABLE | DATA NOT AVAILABLE | DATA NOT AVAILABLE | DATA NOT AVAILABLE | ACCEPTED TO CONNECT | DATA NOT AVAILABLE | DATA NOT AVAILABLE | DATA NOT AVAILABLE | DATA NOT AVAILABLE | DATA NOT AVAILABLE | DATA NOT AVAILABLE | 49.9 | 49.9 | 52.5263 | 0.31579 | 0.3 | 2020-10-22 | DATA NOT AVAILABLE | N | DATA NOT AVAILABLE | DATA NOT AVAILABLE | DATA NOT AVAILABLE | DATA NOT AVAILABLE | DATA NOT AVAILABLE | 2020-11-02
DATA NOT AVAILABLE | DATA NOT AVAILABLE | ROADNIGHT TAYLOR LTD | SOLAR PV AND BATTERY 18MW EXPORT 6MW IMPORT | LAINS FARM | QUARLEY | ANDOVER | HAMPSHIRE | SP11 8PX | ENGLAND | 427206 | 144365 | MELKSHAM GSP | ANDOVER | THRUXTON | 11 | SOUTHERN ELECTRIC POWER DISTRIBUTION PLC | SOLAR | PHOTOVOLTAIC | NO | DATA NOT AVAILABLE | DATA NOT AVAILABLE | 6.6 | STORED ENERGY (ALL STORED ENERGY IRRESPECTVE OF THE ORIGINAL ENERGY SOURCE) | STORAGE - ELECTROCHEMICAL (BATTERIES) | DATA NOT AVAILABLE | DATA NOT AVAILABLE | DATA NOT AVAILABLE | 6.9474 | DATA NOT AVAILABLE | DATA NOT AVAILABLE | DATA NOT AVAILABLE | DATA NOT AVAILABLE | DATA NOT AVAILABLE | DATA NOT AVAILABLE | DATA NOT AVAILABLE | ACCEPTED TO CONNECT | DATA NOT AVAILABLE | DATA NOT AVAILABLE | DATA NOT AVAILABLE | DATA NOT AVAILABLE | DATA NOT AVAILABLE | DATA NOT AVAILABLE | 6.6 | 18 | 18.9474 | 6.27 | 6.6 | 2020-07-15 | DATA NOT AVAILABLE | N | DATA NOT AVAILABLE | DATA NOT AVAILABLE | DATA NOT AVAILABLE | DATA NOT AVAILABLE | DATA NOT AVAILABLE | 2020-09-10
DATA NOT AVAILABLE | DATA NOT AVAILABLE | BALANCED GRID SOLUTIONS LTD | 30MW BATTERY | WOKINGHAM BATTERY STORAGE | BLAGROVE LANE | WOKINGHAM | BERKSHIRE | RG41 4EG | ENGLAND | 479710 | 167800 | BRAMLEY (FLEE) | WOKINGHAM | DATA NOT AVAILABLE | EHV | SOUTHERN ELECTRIC POWER DISTRIBUTION PLC | STORED ENERGY (ALL STORED ENERGY IRRESPECTVE OF THE ORIGINAL ENERGY SOURCE) | STORAGE - ELECTROCHEMICAL (BATTERIES) | NO | DATA NOT AVAILABLE | DATA NOT AVAILABLE | 30 | DATA NOT AVAILABLE | DATA NOT AVAILABLE | DATA NOT AVAILABLE | DATA NOT AVAILABLE | DATA NOT AVAILABLE | DATA NOT AVAILABLE | DATA NOT AVAILABLE | DATA NOT AVAILABLE | DATA NOT AVAILABLE | DATA NOT AVAILABLE | DATA NOT AVAILABLE | DATA NOT AVAILABLE | DATA NOT AVAILABLE | ACCEPTED TO CONNECT | DATA NOT AVAILABLE | DATA NOT AVAILABLE | DATA NOT AVAILABLE | DATA NOT AVAILABLE | DATA NOT AVAILABLE | DATA NOT AVAILABLE | 30 | 30 | 31.5789 | 28.5 | 30 | 2020-09-10 | DATA NOT AVAILABLE | N | DATA NOT AVAILABLE | DATA NOT AVAILABLE | DATA NOT AVAILABLE | DATA NOT AVAILABLE | DATA NOT AVAILABLE | 2020-10-01
DATA NOT AVAILABLE | DATA NOT AVAILABLE | RENEWABLE CONNECTIONS STORAGE HOLDINGS LIMITED | KNIGHTSBRIDGE FARM | WOODSTOCK ROAD | YARNTON | KIDLINGTON | OXFORDSHIRE | OX5 1PJ | ENGLAND | 448246 | 212335 | COWLEY GSP | YARNTON | DATA NOT AVAILABLE | EHV | SOUTHERN ELECTRIC POWER DISTRIBUTION PLC | OTHER | OTHER | NO | DATA NOT AVAILABLE | DATA NOT AVAILABLE | 49.9 | DATA NOT AVAILABLE | DATA NOT AVAILABLE | DATA NOT AVAILABLE | DATA NOT AVAILABLE | DATA NOT AVAILABLE | DATA NOT AVAILABLE | DATA NOT AVAILABLE | DATA NOT AVAILABLE | DATA NOT AVAILABLE | DATA NOT AVAILABLE | DATA NOT AVAILABLE | DATA NOT AVAILABLE | DATA NOT AVAILABLE | ACCEPTED TO CONNECT | DATA NOT AVAILABLE | DATA NOT AVAILABLE | DATA NOT AVAILABLE | DATA NOT AVAILABLE | DATA NOT AVAILABLE | DATA NOT AVAILABLE | 49.9 | 49.9 | 52.5263 | 42.1053 | 40 | 2021-11-05 | DATA NOT AVAILABLE | N | DATA NOT AVAILABLE | DATA NOT AVAILABLE | DATA NOT AVAILABLE | DATA NOT AVAILABLE | DATA NOT AVAILABLE | 2021-10-26
DATA NOT AVAILABLE | DATA NOT AVAILABLE | INFRALAND LTD | 7.2MW 11KV - PV | CHILTON CANTELO SOLAR FARM | LAND SOUTH OF CHILTON CANTELO SUBSTATION CHILTON CANTELO | YEOVIL | SOMERSET | BA22 8BQ | ENGLAND | 357507 | 121718 | AXMINSTER | YEOVIL | CHILTON CANTELO | 11 | SOUTHERN ELECTRIC POWER DISTRIBUTION PLC | SOLAR | PHOTOVOLTAIC | NO | DATA NOT AVAILABLE | DATA NOT AVAILABLE | 8.36 | DATA NOT AVAILABLE | DATA NOT AVAILABLE | DATA NOT AVAILABLE | DATA NOT AVAILABLE | DATA NOT AVAILABLE | DATA NOT AVAILABLE | DATA NOT AVAILABLE | DATA NOT AVAILABLE | DATA NOT AVAILABLE | DATA NOT AVAILABLE | DATA NOT AVAILABLE | DATA NOT AVAILABLE | DATA NOT AVAILABLE | ACCEPTED TO CONNECT | DATA NOT AVAILABLE | DATA NOT AVAILABLE | DATA NOT AVAILABLE | DATA NOT AVAILABLE | DATA NOT AVAILABLE | DATA NOT AVAILABLE | 8.36 | 7.2 | 7.5789 | 0.21053 | 0.2 | 2020-11-06 | DATA NOT AVAILABLE | N | DATA NOT AVAILABLE | DATA NOT AVAILABLE | DATA NOT AVAILABLE | DATA NOT AVAILABLE | DATA NOT AVAILABLE | 2020-11-25
DATA NOT AVAILABLE | DATA NOT AVAILABLE | SPRINGFIELD PROPERTIES | ELGIN | SOUTH GLASSGREEN | CRESCENT NORTH | ELGIN | MORAY | IV30 6GR | SCOTLAND | 322815 | 861518 | ELGIN | DATA NOT APPLICABLE | BILBOHALL | 11 | SCOTTISH HYDRO ELECTRIC POWER DISTRIBUTION PLC | SOLAR | PHOTOVOLTAIC | NO | DATA NOT AVAILABLE | DATA NOT AVAILABLE | 0.011 | DATA NOT AVAILABLE | DATA NOT AVAILABLE | DATA NOT AVAILABLE | DATA NOT AVAILABLE | DATA NOT AVAILABLE | DATA NOT AVAILABLE | DATA NOT AVAILABLE | DATA NOT AVAILABLE | DATA NOT AVAILABLE | DATA NOT AVAILABLE | DATA NOT AVAILABLE | DATA NOT AVAILABLE | DATA NOT AVAILABLE | ACCEPTED TO CONNECT | DATA NOT AVAILABLE | DATA NOT AVAILABLE | DATA NOT AVAILABLE | DATA NOT AVAILABLE | DATA NOT AVAILABLE | DATA NOT AVAILABLE | 0.011 | 0.011 | 0.011579 | 1.1277 | 1.187 | 2020-07-27 | DATA NOT AVAILABLE | N | DATA NOT AVAILABLE | DATA NOT AVAILABLE | DATA NOT AVAILABLE | DATA NOT AVAILABLE | DATA NOT AVAILABLE | 2020-09-10
DATA NOT AVAILABLE | DATA NOT AVAILABLE | ROADNIGHT TAYLOR | 10 MW - PV | ALDERTON | WILTSHIRE | SHAFTESBURY | WILTSHIRE | SN14 6EY | ENGLAND | 384729 | 183711 | MELKSHAM GSP | CHIPPENHAM | DATA NOT AVAILABLE | EHV | SOUTHERN ELECTRIC POWER DISTRIBUTION PLC | SOLAR | PHOTOVOLTAIC | NO | DATA NOT AVAILABLE | DATA NOT AVAILABLE | 10 | DATA NOT AVAILABLE | DATA NOT AVAILABLE | DATA NOT AVAILABLE | DATA NOT AVAILABLE | DATA NOT AVAILABLE | DATA NOT AVAILABLE | DATA NOT AVAILABLE | DATA NOT AVAILABLE | DATA NOT AVAILABLE | DATA NOT AVAILABLE | DATA NOT AVAILABLE | DATA NOT AVAILABLE | DATA NOT AVAILABLE | ACCEPTED TO CONNECT | DATA NOT AVAILABLE | DATA NOT AVAILABLE | DATA NOT AVAILABLE | DATA NOT AVAILABLE | DATA NOT AVAILABLE | DATA NOT AVAILABLE | 10 | 10 | 10.5263 | 0.052632 | 0.05 | 2021-03-18 | DATA NOT AVAILABLE | N | DATA NOT AVAILABLE | DATA NOT AVAILABLE | DATA NOT AVAILABLE | DATA NOT AVAILABLE | DATA NOT AVAILABLE | 2021-04-08
DATA NOT AVAILABLE | DATA NOT AVAILABLE | DNO CONSULTING LTD | AUTH - MANOR FARM PV | LAND AT MANOR FARM | SHRIPNEY | BOGNOR REGIS | WEST SUSSEX | PO22 9UP | ENGLAND | 493499 | 102153 | LOVEDEAN GSP | CHICHESTER | CHICHESTER | 11 | SOUTHERN ELECTRIC POWER DISTRIBUTION PLC | SOLAR | PHOTOVOLTAIC | NO | DATA NOT AVAILABLE | DATA NOT AVAILABLE | 15 | DATA NOT AVAILABLE | DATA NOT AVAILABLE | DATA NOT AVAILABLE | DATA NOT AVAILABLE | DATA NOT AVAILABLE | DATA NOT AVAILABLE | DATA NOT AVAILABLE | DATA NOT AVAILABLE | DATA NOT AVAILABLE | DATA NOT AVAILABLE | DATA NOT AVAILABLE | DATA NOT AVAILABLE | DATA NOT AVAILABLE | ACCEPTED TO CONNECT | DATA NOT AVAILABLE | DATA NOT AVAILABLE | DATA NOT AVAILABLE | DATA NOT AVAILABLE | DATA NOT AVAILABLE | DATA NOT AVAILABLE | 15 | 15 | 15.7895 | 0.094737 | 0.09 | 2021-12-09 | DATA NOT AVAILABLE | N | DATA NOT AVAILABLE | DATA NOT AVAILABLE | DATA NOT AVAILABLE | DATA NOT AVAILABLE | DATA NOT AVAILABLE | 2022-01-27
DATA NOT AVAILABLE | DATA NOT AVAILABLE | UB GRID CONSULTANCY LTD | 12.35MW WALKFORD ROAD SOLAR | LAND NEAR | WALKFORD ROAD HIGHCLIFFE-ON-SEA | BOURNEMOUTH | DORSET | BH23 5QF | ENGLAND | 422247 | 94694 | MANNINGTON GSP | ARNEWOOD | DATA NOT AVAILABLE | EHV | SOUTHERN ELECTRIC POWER DISTRIBUTION PLC | SOLAR | PHOTOVOLTAIC | NO | DATA NOT AVAILABLE | DATA NOT AVAILABLE | 12.54 | DATA NOT AVAILABLE | DATA NOT AVAILABLE | DATA NOT AVAILABLE | DATA NOT AVAILABLE | DATA NOT AVAILABLE | DATA NOT AVAILABLE | DATA NOT AVAILABLE | DATA NOT AVAILABLE | DATA NOT AVAILABLE | DATA NOT AVAILABLE | DATA NOT AVAILABLE | DATA NOT AVAILABLE | DATA NOT AVAILABLE | ACCEPTED TO CONNECT | DATA NOT AVAILABLE | DATA NOT AVAILABLE | DATA NOT AVAILABLE | DATA NOT AVAILABLE | DATA NOT AVAILABLE | DATA NOT AVAILABLE | 12.54 | 12.35 | 13 | 0.11053 | 0.105 | 2020-11-04 | DATA NOT AVAILABLE | N | DATA NOT AVAILABLE | DATA NOT AVAILABLE | DATA NOT AVAILABLE | DATA NOT AVAILABLE | DATA NOT AVAILABLE | 2020-11-25
DATA NOT AVAILABLE | DATA NOT AVAILABLE | WESSEX SOLAR POWER LIMITED | 12MW SOLAR EXPORT/IMPORT | ADAMS HILL FARM | CHAPMANSLADE | WESTBURY | SOMERSET | BA13 4AR | ENGLAND | 381365 | 148310 | MELKSHAM GSP | NORRINGTON | DATA NOT AVAILABLE | DATA NOT AVAILABLE | SOUTHERN ELECTRIC POWER DISTRIBUTION PLC | SOLAR | PHOTOVOLTAIC | NO | DATA NOT AVAILABLE | DATA NOT AVAILABLE | 12 | DATA NOT AVAILABLE | DATA NOT AVAILABLE | DATA NOT AVAILABLE | DATA NOT AVAILABLE | DATA NOT AVAILABLE | DATA NOT AVAILABLE | DATA NOT AVAILABLE | DATA NOT AVAILABLE | DATA NOT AVAILABLE | DATA NOT AVAILABLE | DATA NOT AVAILABLE | DATA NOT AVAILABLE | YES | ACCEPTED TO CONNECT | DATA NOT AVAILABLE | DATA NOT AVAILABLE | DATA NOT AVAILABLE | DATA NOT AVAILABLE | DATA NOT AVAILABLE | DATA NOT AVAILABLE | 12 | 12 | 12.6316 | 0.0855 | 0.09 | 0 | DATA NOT AVAILABLE | N | DATA NOT AVAILABLE | DATA NOT AVAILABLE | DATA NOT AVAILABLE | DATA NOT AVAILABLE | DATA NOT AVAILABLE | 2020-07-22
DATA NOT AVAILABLE | DATA NOT AVAILABLE | BOUYGUES E&S SOLUTIONS LTD. | 5MW PV 1MW BATTERY | BLENHEIM PALACE & ESTATE | LAND OFF BANBURY RD WOODSTOCK | KIDLINGTON | OXFORDSHIRE | OX20 1LQ | ENGLAND | 445305 | 217051 | COWLEY GSP | YARNTON | WOODSTOCK | 11 | SOUTHERN ELECTRIC POWER DISTRIBUTION PLC | SOLAR | PHOTOVOLTAIC | NO | DATA NOT AVAILABLE | DATA NOT AVAILABLE | 6 | STORED ENERGY (ALL STORED ENERGY IRRESPECTVE OF THE ORIGINAL ENERGY SOURCE) | STORAGE - ELECTROCHEMICAL (BATTERIES) | DATA NOT AVAILABLE | DATA NOT AVAILABLE | DATA NOT AVAILABLE | 1.3158 | DATA NOT AVAILABLE | DATA NOT AVAILABLE | DATA NOT AVAILABLE | DATA NOT AVAILABLE | DATA NOT AVAILABLE | DATA NOT AVAILABLE | DATA NOT AVAILABLE | ACCEPTED TO CONNECT | DATA NOT AVAILABLE | DATA NOT AVAILABLE | DATA NOT AVAILABLE | DATA NOT AVAILABLE | DATA NOT AVAILABLE | DATA NOT AVAILABLE | 6 | 5 | 5.2632 | 1.25 | 1.1875 | 2020-12-15 | DATA NOT AVAILABLE | N | DATA NOT AVAILABLE | DATA NOT AVAILABLE | DATA NOT AVAILABLE | DATA NOT AVAILABLE | DATA NOT AVAILABLE | 2020-12-21
DATA NOT AVAILABLE | DATA NOT AVAILABLE | LOW CARBON UK SOLAR INVESTMENT COMPANY LIMITED | RY SOLAR PV AND BATTERY 49.9MW EXPORT 25MW IMPORT | PART HAVELEYS SOLAR PARK | WESTBURY COURT FARM MARSH GIBBON | BICESTER | OXFORDSHIRE | OX27 0AD | ENGLAND | 463295 | 223554 | EAST CLAYDON GSP | BICESTER NORTH | DATA NOT AVAILABLE | 132 | SOUTHERN ELECTRIC POWER DISTRIBUTION PLC | SOLAR | PHOTOVOLTAIC | NO | DATA NOT AVAILABLE | DATA NOT AVAILABLE | 45.5 | STORED ENERGY (ALL STORED ENERGY IRRESPECTVE OF THE ORIGINAL ENERGY SOURCE) | STORAGE - ELECTROCHEMICAL (BATTERIES) | DATA NOT AVAILABLE | DATA NOT AVAILABLE | DATA NOT AVAILABLE | 27.7 | DATA NOT AVAILABLE | DATA NOT AVAILABLE | DATA NOT AVAILABLE | DATA NOT AVAILABLE | DATA NOT AVAILABLE | DATA NOT AVAILABLE | DATA NOT AVAILABLE | ACCEPTED TO CONNECT | DATA NOT AVAILABLE | DATA NOT AVAILABLE | DATA NOT AVAILABLE | DATA NOT AVAILABLE | DATA NOT AVAILABLE | DATA NOT AVAILABLE | 45.5 | 45.5 | 47.8947 | 27.7 | 26.315 | 2020-09-25 | DATA NOT AVAILABLE | N | DATA NOT AVAILABLE | DATA NOT AVAILABLE | DATA NOT AVAILABLE | DATA NOT AVAILABLE | DATA NOT AVAILABLE | 2020-11-02
DATA NOT AVAILABLE | DATA NOT AVAILABLE | SSE GENERATION LIMITED | 55MW STEAM TURBINE | 342 EDINBURGH AVENUE | DATA NOT AVAILABLE | SLOUGH | BERKSHIRE | SL1 4TU | ENGLAND | 495555 | 181421 | IVER 132KV | SLOUGH | SLOUGH 33KV | 33 | SOUTHERN ELECTRIC POWER DISTRIBUTION PLC | DATA NOT AVAILABLE | STEAM TURBINE (THERMAL POWER PLANT) | NO | DATA NOT AVAILABLE | DATA NOT AVAILABLE | 56.275 | DATA NOT AVAILABLE | DATA NOT AVAILABLE | DATA NOT AVAILABLE | DATA NOT AVAILABLE | DATA NOT AVAILABLE | DATA NOT AVAILABLE | DATA NOT AVAILABLE | DATA NOT AVAILABLE | DATA NOT AVAILABLE | DATA NOT AVAILABLE | DATA NOT AVAILABLE | DATA NOT AVAILABLE | DATA NOT AVAILABLE | ACCEPTED TO CONNECT | DATA NOT AVAILABLE | DATA NOT AVAILABLE | DATA NOT AVAILABLE | DATA NOT AVAILABLE | DATA NOT AVAILABLE | DATA NOT AVAILABLE | 56.275 | 55 | 57.8947 | 5.2632 | 5 | 2020-11-05 | DATA NOT AVAILABLE | N | DATA NOT AVAILABLE | DATA NOT AVAILABLE | DATA NOT AVAILABLE | DATA NOT AVAILABLE | DATA NOT AVAILABLE | 2020-11-25
DATA NOT AVAILABLE | DATA NOT AVAILABLE | LOW CARBON UK SOLAR INVESTMENT COMPANY LIMITED | RY 15MW SOLAR | WITHYBED SOLAR FARM | KINGS MANOR FARM | DATA NOT AVAILABLE | ISLE OF WIGHT | DATA NOT AVAILABLE | ENGLAND | 434704 | 87845 | FAWLEY GSP | COWES & WOOTTON COMMON | DATA NOT AVAILABLE | EHV | SOUTHERN ELECTRIC POWER DISTRIBUTION PLC | SOLAR | PHOTOVOLTAIC | NO | DATA NOT AVAILABLE | DATA NOT AVAILABLE | 15 | DATA NOT AVAILABLE | DATA NOT AVAILABLE | DATA NOT AVAILABLE | DATA NOT AVAILABLE | DATA NOT AVAILABLE | DATA NOT AVAILABLE | DATA NOT AVAILABLE | DATA NOT AVAILABLE | DATA NOT AVAILABLE | DATA NOT AVAILABLE | DATA NOT AVAILABLE | DATA NOT AVAILABLE | DATA NOT AVAILABLE | ACCEPTED TO CONNECT | DATA NOT AVAILABLE | DATA NOT AVAILABLE | DATA NOT AVAILABLE | DATA NOT AVAILABLE | DATA NOT AVAILABLE | DATA NOT AVAILABLE | 15 | 15 | 15.7895 | 0.055789 | 0.053 | 2022-11-14 | DATA NOT AVAILABLE | N | DATA NOT AVAILABLE | DATA NOT AVAILABLE | DATA NOT AVAILABLE | DATA NOT AVAILABLE | DATA NOT AVAILABLE | 2020-11-02
DATA NOT AVAILABLE | DATA NOT AVAILABLE | LOW CARBON UK SOLAR INVESTMENT COMPANY LIMITED | 20MW SOLAR PV AND BATTERY. | PARK FARM | SHAFTESBURY ROAD | GILLINGHAM | SOMERSET | SP8 5JG | ENGLAND | 382223 | 125442 | MANNINGTON GSP | SHAFTESBURY | DATA NOT AVAILABLE | EHV | SOUTHERN ELECTRIC POWER DISTRIBUTION PLC | SOLAR | PHOTOVOLTAIC | NO | DATA NOT AVAILABLE | DATA NOT AVAILABLE | 40 | STORED ENERGY (ALL STORED ENERGY IRRESPECTVE OF THE ORIGINAL ENERGY SOURCE) | STORAGE - ELECTROCHEMICAL (BATTERIES) | DATA NOT AVAILABLE | DATA NOT AVAILABLE | DATA NOT AVAILABLE | 22.1579 | DATA NOT AVAILABLE | DATA NOT AVAILABLE | DATA NOT AVAILABLE | DATA NOT AVAILABLE | DATA NOT AVAILABLE | DATA NOT AVAILABLE | DATA NOT AVAILABLE | ACCEPTED TO CONNECT | DATA NOT AVAILABLE | DATA NOT AVAILABLE | DATA NOT AVAILABLE | DATA NOT AVAILABLE | DATA NOT AVAILABLE | DATA NOT AVAILABLE | 20 | 20 | 21.0526 | 19.9975 | 21.05 | 2020-09-11 | DATA NOT AVAILABLE | N | DATA NOT AVAILABLE | DATA NOT AVAILABLE | DATA NOT AVAILABLE | DATA NOT AVAILABLE | DATA NOT AVAILABLE | 2020-10-01
DATA NOT AVAILABLE | DATA NOT AVAILABLE | INTELLIGENT ALTERNATIVES LIMITED | 18MW SOLAR PV | MALSHANGER | LAND AT MANOR FARM UPPER WOOTTON | TADLEY | HAMPSHIRE | RG26 5TH | ENGLAND | 457997 | 154655 | BRAMLEY (BASI) | BASINGSTOKE | HOUNDMILLS | 11 | SOUTHERN ELECTRIC POWER DISTRIBUTION PLC | SOLAR | PHOTOVOLTAIC | NO | DATA NOT AVAILABLE | DATA NOT AVAILABLE | 18 | DATA NOT AVAILABLE | DATA NOT AVAILABLE | DATA NOT AVAILABLE | DATA NOT AVAILABLE | DATA NOT AVAILABLE | DATA NOT AVAILABLE | DATA NOT AVAILABLE | DATA NOT AVAILABLE | DATA NOT AVAILABLE | DATA NOT AVAILABLE | DATA NOT AVAILABLE | DATA NOT AVAILABLE | DATA NOT AVAILABLE | ACCEPTED TO CONNECT | DATA NOT AVAILABLE | DATA NOT AVAILABLE | DATA NOT AVAILABLE | DATA NOT AVAILABLE | DATA NOT AVAILABLE | DATA NOT AVAILABLE | 18 | 18 | 18.9474 | 0.1 | 0.095 | 2020-12-11 | DATA NOT AVAILABLE | N | DATA NOT AVAILABLE | DATA NOT AVAILABLE | DATA NOT AVAILABLE | DATA NOT AVAILABLE | DATA NOT AVAILABLE | 2020-12-21
DATA NOT AVAILABLE | DATA NOT AVAILABLE | GREEN FROG DEVELOPMENT SOLUTIONS | THE COMMON - BATTERY | DATA NOT AVAILABLE | THE COMMON | MALMESBURY | WILTSHIRE | SN16 9RJ | ENGLAND | 402989 | 188291 | MINETY GSP | DATA NOT AVAILABLE | DATA NOT AVAILABLE | 132 | SOUTHERN ELECTRIC POWER DISTRIBUTION PLC | STORED ENERGY (ALL STORED ENERGY IRRESPECTVE OF THE ORIGINAL ENERGY SOURCE) | STORAGE - ELECTROCHEMICAL (BATTERIES) | NO | DATA NOT AVAILABLE | DATA NOT AVAILABLE | 49.9 | DATA NOT AVAILABLE | DATA NOT AVAILABLE | DATA NOT AVAILABLE | DATA NOT AVAILABLE | DATA NOT AVAILABLE | DATA NOT AVAILABLE | DATA NOT AVAILABLE | DATA NOT AVAILABLE | DATA NOT AVAILABLE | DATA NOT AVAILABLE | DATA NOT AVAILABLE | DATA NOT AVAILABLE | DATA NOT AVAILABLE | ACCEPTED TO CONNECT | DATA NOT AVAILABLE | DATA NOT AVAILABLE | DATA NOT AVAILABLE | DATA NOT AVAILABLE | DATA NOT AVAILABLE | DATA NOT AVAILABLE | 49.9 | 49.9 | 52.5263 | 4.4432 | 4.221 | 2022-05-25 | DATA NOT AVAILABLE | N | DATA NOT AVAILABLE | DATA NOT AVAILABLE | DATA NOT AVAILABLE | DATA NOT AVAILABLE | DATA NOT AVAILABLE | 2022-07-06
DATA NOT AVAILABLE | DATA NOT AVAILABLE | JBM SOLAR PROJECTS 1 LTD | PV AND BATTERY | CORNER CORPSE SOLAR | STANTON FITZWARREN | SWINDON | WILTSHIRE | SN6 7SE | ENGLAND | 417999 | 190239 | MINETY GSP | DATA NOT AVAILABLE | DATA NOT AVAILABLE | 132 | SOUTHERN ELECTRIC POWER DISTRIBUTION PLC | SOLAR | PHOTOVOLTAIC | NO | DATA NOT AVAILABLE | DATA NOT AVAILABLE | 0.001 | STORED ENERGY (ALL STORED ENERGY IRRESPECTVE OF THE ORIGINAL ENERGY SOURCE) | STORAGE - ELECTROCHEMICAL (BATTERIES) | DATA NOT AVAILABLE | DATA NOT AVAILABLE | DATA NOT AVAILABLE | 10 | DATA NOT AVAILABLE | DATA NOT AVAILABLE | DATA NOT AVAILABLE | DATA NOT AVAILABLE | DATA NOT AVAILABLE | DATA NOT AVAILABLE | DATA NOT AVAILABLE | ACCEPTED TO CONNECT | DATA NOT AVAILABLE | DATA NOT AVAILABLE | DATA NOT AVAILABLE | DATA NOT AVAILABLE | DATA NOT AVAILABLE | DATA NOT AVAILABLE | 0.001 | 0.001 | 0.0010526 | 10 | 9.5 | 2020-10-05 | DATA NOT AVAILABLE | N | DATA NOT AVAILABLE | DATA NOT AVAILABLE | DATA NOT AVAILABLE | DATA NOT AVAILABLE | DATA NOT AVAILABLE | 2020-11-02
DATA NOT AVAILABLE | DATA NOT AVAILABLE | TNEI SERVICES | DGNE WIND 37.8MW EXPORT 0.282MW IMPORT | BERRY BURN EXTENSION | ALTYRE ESTATE | FORRES | MORAY | IV36 2QH | SCOTLAND | 302547 | 845737 | BERRYBURN GRID | DATA NOT APPLICABLE | BERRYBURN GRID | 33 | SCOTTISH HYDRO ELECTRIC POWER DISTRIBUTION PLC | WIND | ONSHORE WIND TURBINES | NO | DATA NOT AVAILABLE | DATA NOT AVAILABLE | 37.8 | DATA NOT AVAILABLE | DATA NOT AVAILABLE | DATA NOT AVAILABLE | DATA NOT AVAILABLE | DATA NOT AVAILABLE | DATA NOT AVAILABLE | DATA NOT AVAILABLE | DATA NOT AVAILABLE | DATA NOT AVAILABLE | DATA NOT AVAILABLE | DATA NOT AVAILABLE | DATA NOT AVAILABLE | DATA NOT AVAILABLE | ACCEPTED TO CONNECT | DATA NOT AVAILABLE | DATA NOT AVAILABLE | DATA NOT AVAILABLE | DATA NOT AVAILABLE | DATA NOT AVAILABLE | DATA NOT AVAILABLE | 37.8 | 37.8 | 39.7895 | 0.29684 | 0.282 | 2020-10-07 | DATA NOT AVAILABLE | N | DATA NOT AVAILABLE | DATA NOT AVAILABLE | DATA NOT AVAILABLE | DATA NOT AVAILABLE | DATA NOT AVAILABLE | 2020-11-02
DATA NOT AVAILABLE | DATA NOT AVAILABLE | TNEI SERVICES LTD | ORKNEY COMMUNITY WIND FARM PROJECT | ORKNEY COMMUNITY WIND FARM PROJECT | KIRKWALL | KIRKWALL | ORKNEY ISLANDS | KW15 1TX | SCOTLAND | 339623 | 1012305 | THURSO | DATA NOT APPLICABLE | DATA NOT AVAILABLE | EHV | SCOTTISH HYDRO ELECTRIC POWER DISTRIBUTION PLC | WIND | ONSHORE WIND TURBINES | NO | DATA NOT AVAILABLE | DATA NOT AVAILABLE | 30 | DATA NOT AVAILABLE | DATA NOT AVAILABLE | DATA NOT AVAILABLE | DATA NOT AVAILABLE | DATA NOT AVAILABLE | DATA NOT AVAILABLE | DATA NOT AVAILABLE | DATA NOT AVAILABLE | DATA NOT AVAILABLE | DATA NOT AVAILABLE | DATA NOT AVAILABLE | DATA NOT AVAILABLE | DATA NOT AVAILABLE | ACCEPTED TO CONNECT | DATA NOT AVAILABLE | DATA NOT AVAILABLE | DATA NOT AVAILABLE | DATA NOT AVAILABLE | DATA NOT AVAILABLE | DATA NOT AVAILABLE | 30 | 30 | 31.5789 | 0.16632 | 0.158 | 2020-10-27 | DATA NOT AVAILABLE | N | DATA NOT AVAILABLE | DATA NOT AVAILABLE | DATA NOT AVAILABLE | DATA NOT AVAILABLE | DATA NOT AVAILABLE | 2020-11-02
DATA NOT AVAILABLE | DATA NOT AVAILABLE | TNEI SERVICES LTD | ORKNEY COMMUNITY WIND FARM - HOY | ORKNEY COMMUNITY WIND FARM - HOY | LYNESS | STROMNESS | ORKNEY ISLANDS | KW16 3NU | SCOTLAND | 330177 | 995553 | THURSO | DATA NOT APPLICABLE | DATA NOT AVAILABLE | EHV | SCOTTISH HYDRO ELECTRIC POWER DISTRIBUTION PLC | WIND | ONSHORE WIND TURBINES | NO | DATA NOT AVAILABLE | DATA NOT AVAILABLE | 30 | DATA NOT AVAILABLE | DATA NOT AVAILABLE | DATA NOT AVAILABLE | DATA NOT AVAILABLE | DATA NOT AVAILABLE | DATA NOT AVAILABLE | DATA NOT AVAILABLE | DATA NOT AVAILABLE | DATA NOT AVAILABLE | DATA NOT AVAILABLE | DATA NOT AVAILABLE | DATA NOT AVAILABLE | DATA NOT AVAILABLE | ACCEPTED TO CONNECT | DATA NOT AVAILABLE | DATA NOT AVAILABLE | DATA NOT AVAILABLE | DATA NOT AVAILABLE | DATA NOT AVAILABLE | DATA NOT AVAILABLE | 30 | 30 | 31.5789 | 0.16632 | 0.158 | 2020-10-27 | DATA NOT AVAILABLE | N | DATA NOT AVAILABLE | DATA NOT AVAILABLE | DATA NOT AVAILABLE | DATA NOT AVAILABLE | DATA NOT AVAILABLE | 2020-11-02
DATA NOT AVAILABLE | DATA NOT AVAILABLE | ROADNIGHT TAYLOR LTD | TILBURY FARM | TILBURY FARM SOLAR & STORAGE | EYNSHAM ROAD BOTLEY | OXFORD | OXFORDSHIRE | OX2 9ND | ENGLAND | 448053 | 206513 | COWLEY GSP | OXFORD | OXFORD | 33 | SOUTHERN ELECTRIC POWER DISTRIBUTION PLC | SOLAR | PHOTOVOLTAIC | NO | DATA NOT AVAILABLE | DATA NOT AVAILABLE | 49.9 | DATA NOT AVAILABLE | DATA NOT AVAILABLE | DATA NOT AVAILABLE | DATA NOT AVAILABLE | DATA NOT AVAILABLE | DATA NOT AVAILABLE | DATA NOT AVAILABLE | DATA NOT AVAILABLE | DATA NOT AVAILABLE | DATA NOT AVAILABLE | DATA NOT AVAILABLE | DATA NOT AVAILABLE | DATA NOT AVAILABLE | ACCEPTED TO CONNECT | DATA NOT AVAILABLE | DATA NOT AVAILABLE | DATA NOT AVAILABLE | DATA NOT AVAILABLE | DATA NOT AVAILABLE | DATA NOT AVAILABLE | 49.9 | 49.9 | 52.5263 | 2 | 1.9 | 2020-12-15 | DATA NOT AVAILABLE | N | DATA NOT AVAILABLE | DATA NOT AVAILABLE | DATA NOT AVAILABLE | DATA NOT AVAILABLE | DATA NOT AVAILABLE | 2020-12-21
DATA NOT AVAILABLE | DATA NOT AVAILABLE | A & W BROCK LTD | 43.975MW - PV & BATTERY | MANOR FARM | WEST WORLDHAM | ALTON | HAMPSHIRE | GU34 3BD | ENGLAND | 474091 | 137006 | BRAMLEY (FLEE) | ALTON | ALTON LOCAL | 0.4 | SOUTHERN ELECTRIC POWER DISTRIBUTION PLC | SOLAR | PHOTOVOLTAIC | NO | DATA NOT AVAILABLE | DATA NOT AVAILABLE | 43.975 | STORED ENERGY (ALL STORED ENERGY IRRESPECTVE OF THE ORIGINAL ENERGY SOURCE) | STORAGE - ELECTROCHEMICAL (BATTERIES) | DATA NOT AVAILABLE | DATA NOT AVAILABLE | DATA NOT AVAILABLE | 21.0526 | DATA NOT AVAILABLE | DATA NOT AVAILABLE | DATA NOT AVAILABLE | DATA NOT AVAILABLE | DATA NOT AVAILABLE | DATA NOT AVAILABLE | DATA NOT AVAILABLE | ACCEPTED TO CONNECT | DATA NOT AVAILABLE | DATA NOT AVAILABLE | DATA NOT AVAILABLE | DATA NOT AVAILABLE | DATA NOT AVAILABLE | DATA NOT AVAILABLE | 43.975 | 43.975 | 46.2895 | 20 | 19 | 2020-12-16 | DATA NOT AVAILABLE | N | DATA NOT AVAILABLE | DATA NOT AVAILABLE | DATA NOT AVAILABLE | DATA NOT AVAILABLE | DATA NOT AVAILABLE | 2020-12-21
DATA NOT AVAILABLE | DATA NOT AVAILABLE | INTELLIGENT ALTERNATIVES LIMITED | GEN | LAND AT LOCKS FARM | BOTLEY ROAD BISHOPS WALTHAM | SOUTHAMPTON | HAMPSHIRE | SO32 1DR | ENGLAND | 454696 | 116497 | BOTLEY WOOD GSP | NETLEY COMMON | BISHOPS WALTHAM | 11 | SOUTHERN ELECTRIC POWER DISTRIBUTION PLC | SOLAR | PHOTOVOLTAIC | NO | DATA NOT AVAILABLE | DATA NOT AVAILABLE | 12 | DATA NOT AVAILABLE | DATA NOT AVAILABLE | DATA NOT AVAILABLE | DATA NOT AVAILABLE | DATA NOT AVAILABLE | DATA NOT AVAILABLE | DATA NOT AVAILABLE | DATA NOT AVAILABLE | DATA NOT AVAILABLE | DATA NOT AVAILABLE | DATA NOT AVAILABLE | DATA NOT AVAILABLE | DATA NOT AVAILABLE | ACCEPTED TO CONNECT | DATA NOT AVAILABLE | DATA NOT AVAILABLE | DATA NOT AVAILABLE | DATA NOT AVAILABLE | DATA NOT AVAILABLE | DATA NOT AVAILABLE | 12 | 12 | 12.6316 | 0.211 | 0.20045 | 2020-11-30 | DATA NOT AVAILABLE | N | DATA NOT AVAILABLE | DATA NOT AVAILABLE | DATA NOT AVAILABLE | DATA NOT AVAILABLE | DATA NOT AVAILABLE | 2020-12-21
DATA NOT AVAILABLE | DATA NOT AVAILABLE | RENEWABLE POWER LIMITED | SNARLTON LANE | SNARLTON LANE | SNARLTON LANE | MELKSHAM | WILTSHIRE | SN12 7QP | ENGLAND | 392005 | 163835 | MELKSHAM GSP | DATA NOT APPLICABLE | SANDRIDGE PV FARM | 132 | SOUTHERN ELECTRIC POWER DISTRIBUTION PLC | OTHER | OTHER | NO | DATA NOT AVAILABLE | DATA NOT AVAILABLE | 49.9 | DATA NOT AVAILABLE | DATA NOT AVAILABLE | DATA NOT AVAILABLE | DATA NOT AVAILABLE | DATA NOT AVAILABLE | DATA NOT AVAILABLE | DATA NOT AVAILABLE | DATA NOT AVAILABLE | DATA NOT AVAILABLE | DATA NOT AVAILABLE | DATA NOT AVAILABLE | DATA NOT AVAILABLE | DATA NOT AVAILABLE | ACCEPTED TO CONNECT | DATA NOT AVAILABLE | DATA NOT AVAILABLE | DATA NOT AVAILABLE | DATA NOT AVAILABLE | DATA NOT AVAILABLE | DATA NOT AVAILABLE | 49.9 | 49.9 | 52.5263 | 47.405 | 49.9 | 2020-08-13 | DATA NOT AVAILABLE | N | DATA NOT AVAILABLE | DATA NOT AVAILABLE | DATA NOT AVAILABLE | DATA NOT AVAILABLE | DATA NOT AVAILABLE | 2020-09-10
DATA NOT AVAILABLE | DATA NOT AVAILABLE | ANESCO LTD | FT SIDDINGTON - PV | LAND TO THE EAST OF ASHTON ROAD | SIDDINGTON | CIRENCESTER | GLOUCESTERSHIRE | GL7 6DB | ENGLAND | 403696 | 197870 | MINETY GSP | CIRENCESTER | DATA NOT AVAILABLE | EHV | SOUTHERN ELECTRIC POWER DISTRIBUTION PLC | SOLAR | PHOTOVOLTAIC | NO | DATA NOT AVAILABLE | DATA NOT AVAILABLE | 23 | DATA NOT AVAILABLE | DATA NOT AVAILABLE | DATA NOT AVAILABLE | DATA NOT AVAILABLE | DATA NOT AVAILABLE | DATA NOT AVAILABLE | DATA NOT AVAILABLE | DATA NOT AVAILABLE | DATA NOT AVAILABLE | DATA NOT AVAILABLE | DATA NOT AVAILABLE | DATA NOT AVAILABLE | DATA NOT AVAILABLE | ACCEPTED TO CONNECT | DATA NOT AVAILABLE | DATA NOT AVAILABLE | DATA NOT AVAILABLE | DATA NOT AVAILABLE | DATA NOT AVAILABLE | DATA NOT AVAILABLE | 23 | 23 | 24.2105 | 0.05 | 0.0475 | 2021-01-07 | DATA NOT AVAILABLE | N | DATA NOT AVAILABLE | DATA NOT AVAILABLE | DATA NOT AVAILABLE | DATA NOT AVAILABLE | DATA NOT AVAILABLE | 2021-01-29
DATA NOT AVAILABLE | DATA NOT AVAILABLE | SPING CHE LTD | HARDY SOLAR FARM - PV-REPLACE ENJ718 | FOSSIL FARM | WINFRITH NEWBURGH | DORCHESTER | DORSET | DT2 8DB | ENGLAND | 379826 | 84967 | MANNINGTON GSP | DATA NOT APPLICABLE | WINFRITH HEATH | 11 | SOUTHERN ELECTRIC POWER DISTRIBUTION PLC | SOLAR | PHOTOVOLTAIC | NO | DATA NOT AVAILABLE | DATA NOT AVAILABLE | 29.4 | DATA NOT AVAILABLE | DATA NOT AVAILABLE | DATA NOT AVAILABLE | DATA NOT AVAILABLE | DATA NOT AVAILABLE | DATA NOT AVAILABLE | DATA NOT AVAILABLE | DATA NOT AVAILABLE | DATA NOT AVAILABLE | DATA NOT AVAILABLE | DATA NOT AVAILABLE | DATA NOT AVAILABLE | DATA NOT AVAILABLE | ACCEPTED TO CONNECT | DATA NOT AVAILABLE | DATA NOT AVAILABLE | DATA NOT AVAILABLE | DATA NOT AVAILABLE | DATA NOT AVAILABLE | DATA NOT AVAILABLE | 29.4 | 29.4 | 30.9474 | 0.24737 | 0.235 | 2021-03-12 | DATA NOT AVAILABLE | N | DATA NOT AVAILABLE | DATA NOT AVAILABLE | DATA NOT AVAILABLE | DATA NOT AVAILABLE | DATA NOT AVAILABLE | 2021-04-08
DATA NOT AVAILABLE | DATA NOT AVAILABLE | NAREC DISTRIBUTED ENERGY LTD | 49.9MW BATTERY | BRACO BATTERY | BRACO | DUNBLANE | STIRLING | FK15 9RD | SCOTLAND | 281015 | 709090 | BRACO WEST GRID | DATA NOT APPLICABLE | BRACO WEST GRID | 33 | SCOTTISH HYDRO ELECTRIC POWER DISTRIBUTION PLC | STORED ENERGY (ALL STORED ENERGY IRRESPECTVE OF THE ORIGINAL ENERGY SOURCE) | STORAGE - ELECTROCHEMICAL (BATTERIES) | NO | DATA NOT AVAILABLE | DATA NOT AVAILABLE | 49.9 | DATA NOT AVAILABLE | DATA NOT AVAILABLE | DATA NOT AVAILABLE | DATA NOT AVAILABLE | DATA NOT AVAILABLE | DATA NOT AVAILABLE | DATA NOT AVAILABLE | DATA NOT AVAILABLE | DATA NOT AVAILABLE | DATA NOT AVAILABLE | DATA NOT AVAILABLE | DATA NOT AVAILABLE | DATA NOT AVAILABLE | ACCEPTED TO CONNECT | DATA NOT AVAILABLE | DATA NOT AVAILABLE | DATA NOT AVAILABLE | DATA NOT AVAILABLE | DATA NOT AVAILABLE | DATA NOT AVAILABLE | 49.9 | 49.9 | 52.5263 | 47.405 | 49.9 | 2020-08-28 | DATA NOT AVAILABLE | N | DATA NOT AVAILABLE | DATA NOT AVAILABLE | DATA NOT AVAILABLE | DATA NOT AVAILABLE | DATA NOT AVAILABLE | 2020-10-01
DATA NOT AVAILABLE | DATA NOT AVAILABLE | LOW CARBON UK SOLAR INVESTMENT COMPANY LIMITED | FT HARLESFORD FARM | HARLESFORD SOLAR FARM, HARLESFORD FARM | TETSWORTH | THAME | OXFORDSHIRE | OX9 7BT | ENGLAND | 467960 | 201485 | COWLEY GSP | DATA NOT AVAILABLE | DATA NOT AVAILABLE | 132 | SOUTHERN ELECTRIC POWER DISTRIBUTION PLC | SOLAR | PHOTOVOLTAIC | NO | DATA NOT AVAILABLE | DATA NOT AVAILABLE | 20 | DATA NOT AVAILABLE | DATA NOT AVAILABLE | DATA NOT AVAILABLE | DATA NOT AVAILABLE | DATA NOT AVAILABLE | DATA NOT AVAILABLE | DATA NOT AVAILABLE | DATA NOT AVAILABLE | DATA NOT AVAILABLE | DATA NOT AVAILABLE | DATA NOT AVAILABLE | DATA NOT AVAILABLE | DATA NOT AVAILABLE | ACCEPTED TO CONNECT | DATA NOT AVAILABLE | DATA NOT AVAILABLE | DATA NOT AVAILABLE | DATA NOT AVAILABLE | DATA NOT AVAILABLE | DATA NOT AVAILABLE | 20 | 20 | 21.0526 | 0.053 | 0.05035 | 2020-12-07 | DATA NOT AVAILABLE | N | DATA NOT AVAILABLE | DATA NOT AVAILABLE | DATA NOT AVAILABLE | DATA NOT AVAILABLE | DATA NOT AVAILABLE | 2020-12-21
DATA NOT AVAILABLE | DATA NOT AVAILABLE | PADERO SOLAER LIMITED | 5MW - PV | EVELEY SOLAR FARM 2, EVELEY FARM | HOUGHTON STOCKBRIDGE | CHICHESTER | HAMPSHIRE | SO20 6SA | ENGLAND | 432815 | 133266 | NURSLING GSP | WINCHESTER | HOUGHTON | 11 | SOUTHERN ELECTRIC POWER DISTRIBUTION PLC | SOLAR | PHOTOVOLTAIC | NO | DATA NOT AVAILABLE | DATA NOT AVAILABLE | 5 | DATA NOT AVAILABLE | DATA NOT AVAILABLE | DATA NOT AVAILABLE | DATA NOT AVAILABLE | DATA NOT AVAILABLE | DATA NOT AVAILABLE | DATA NOT AVAILABLE | DATA NOT AVAILABLE | DATA NOT AVAILABLE | DATA NOT AVAILABLE | DATA NOT AVAILABLE | DATA NOT AVAILABLE | DATA NOT AVAILABLE | ACCEPTED TO CONNECT | DATA NOT AVAILABLE | DATA NOT AVAILABLE | DATA NOT AVAILABLE | DATA NOT AVAILABLE | DATA NOT AVAILABLE | DATA NOT AVAILABLE | 5 | 5 | 5.2632 | 0.10526 | 0.1 | 2020-11-13 | DATA NOT AVAILABLE | N | DATA NOT AVAILABLE | DATA NOT AVAILABLE | DATA NOT AVAILABLE | DATA NOT AVAILABLE | DATA NOT AVAILABLE | 2020-11-25
DATA NOT AVAILABLE | DATA NOT AVAILABLE | OPDE UK LIMITED | NON COMP 47.5MW - PV | RYCOTE FARM | RYCOTE LANE GREAT HASELEY | OXFORD | OXFORDSHIRE | OX9 2PA | ENGLAND | 466878 | 204199 | COWLEY GSP | COWLEY LOCAL | DATA NOT AVAILABLE | EHV | SOUTHERN ELECTRIC POWER DISTRIBUTION PLC | SOLAR | PHOTOVOLTAIC | NO | DATA NOT AVAILABLE | DATA NOT AVAILABLE | 47.5 | DATA NOT AVAILABLE | DATA NOT AVAILABLE | DATA NOT AVAILABLE | DATA NOT AVAILABLE | DATA NOT AVAILABLE | DATA NOT AVAILABLE | DATA NOT AVAILABLE | DATA NOT AVAILABLE | DATA NOT AVAILABLE | DATA NOT AVAILABLE | DATA NOT AVAILABLE | DATA NOT AVAILABLE | DATA NOT AVAILABLE | ACCEPTED TO CONNECT | DATA NOT AVAILABLE | DATA NOT AVAILABLE | DATA NOT AVAILABLE | DATA NOT AVAILABLE | DATA NOT AVAILABLE | DATA NOT AVAILABLE | 47.5 | 42 | 44.2105 | 0.63158 | 0.6 | 2021-02-10 | DATA NOT AVAILABLE | N | DATA NOT AVAILABLE | DATA NOT AVAILABLE | DATA NOT AVAILABLE | DATA NOT AVAILABLE | DATA NOT AVAILABLE | 2021-04-08
DATA NOT AVAILABLE | DATA NOT AVAILABLE | FES SUPPORT SERVICES | 29.8MW - PV | LAIRD SOLAR FARM, LAIRD'S FARM | LOCHHEAD QUARRY | FORFAR | ANGUS | DD8 2HX | SCOTLAND | 346596 | 750949 | LUNANHEAD | DATA NOT APPLICABLE | DATA NOT AVAILABLE | EHV | SCOTTISH HYDRO ELECTRIC POWER DISTRIBUTION PLC | SOLAR | PHOTOVOLTAIC | NO | DATA NOT AVAILABLE | DATA NOT AVAILABLE | 29.8 | DATA NOT AVAILABLE | DATA NOT AVAILABLE | DATA NOT AVAILABLE | DATA NOT AVAILABLE | DATA NOT AVAILABLE | DATA NOT AVAILABLE | DATA NOT AVAILABLE | DATA NOT AVAILABLE | DATA NOT AVAILABLE | DATA NOT AVAILABLE | DATA NOT AVAILABLE | DATA NOT AVAILABLE | DATA NOT AVAILABLE | ACCEPTED TO CONNECT | DATA NOT AVAILABLE | DATA NOT AVAILABLE | DATA NOT AVAILABLE | DATA NOT AVAILABLE | DATA NOT AVAILABLE | DATA NOT AVAILABLE | 29.8 | 29.8 | 31.3684 | 0.10526 | 0.1 | 2021-03-09 | DATA NOT AVAILABLE | N | DATA NOT AVAILABLE | DATA NOT AVAILABLE | DATA NOT AVAILABLE | DATA NOT AVAILABLE | DATA NOT AVAILABLE | 2021-04-08
DATA NOT AVAILABLE | DATA NOT AVAILABLE | CONRAD ENERGY (DEVELOPMENTS) LIMITED | 7.2MW - GAS (7.605MW INSTALL) | BISHOPSTOKE POWER GENERATION PLANT | CHICKENHALL LANE BISHOPSTOKE | EASTLEIGH | HAMPSHIRE | SO50 6YU | ENGLAND | 446331 | 118416 | NURSLING GSP | VELMORE | BISHOPSTOKE | 11 | SOUTHERN ELECTRIC POWER DISTRIBUTION PLC | ADVANCED FUEL (PRODUCED VIA GASIFICATION OR PYROLYSIS OF BIOFUEL OR WASTE) | GAS TURBINE (OCGT) | NO | DATA NOT AVAILABLE | DATA NOT AVAILABLE | 7.605 | DATA NOT AVAILABLE | DATA NOT AVAILABLE | DATA NOT AVAILABLE | DATA NOT AVAILABLE | DATA NOT AVAILABLE | DATA NOT AVAILABLE | DATA NOT AVAILABLE | DATA NOT AVAILABLE | DATA NOT AVAILABLE | DATA NOT AVAILABLE | DATA NOT AVAILABLE | DATA NOT AVAILABLE | DATA NOT AVAILABLE | ACCEPTED TO CONNECT | DATA NOT AVAILABLE | DATA NOT AVAILABLE | DATA NOT AVAILABLE | DATA NOT AVAILABLE | DATA NOT AVAILABLE | DATA NOT AVAILABLE | 7.605 | 7.2 | 7.5789 | 0.3 | 0.285 | 2022-09-07 | DATA NOT AVAILABLE | N | DATA NOT AVAILABLE | DATA NOT AVAILABLE | DATA NOT AVAILABLE | DATA NOT AVAILABLE | DATA NOT AVAILABLE | 2020-12-21
DATA NOT AVAILABLE | DATA NOT AVAILABLE | AMP ENERGY SERVICES LTD | 4MW ANDOVER BUSINESS PARK - GAS | UNIT 2 | ANDOVER BUSINESS PARK | ANDOVER | HAMPSHIRE | SP11 8BF | ENGLAND | 433670 | 145745 | MELKSHAM GSP | ANDOVER | PORTWAY | 11 | SOUTHERN ELECTRIC POWER DISTRIBUTION PLC | ADVANCED FUEL (PRODUCED VIA GASIFICATION OR PYROLYSIS OF BIOFUEL OR WASTE) | GAS TURBINE (OCGT) | NO | DATA NOT AVAILABLE | DATA NOT AVAILABLE | 4 | DATA NOT AVAILABLE | DATA NOT AVAILABLE | DATA NOT AVAILABLE | DATA NOT AVAILABLE | DATA NOT AVAILABLE | DATA NOT AVAILABLE | DATA NOT AVAILABLE | DATA NOT AVAILABLE | DATA NOT AVAILABLE | DATA NOT AVAILABLE | DATA NOT AVAILABLE | DATA NOT AVAILABLE | DATA NOT AVAILABLE | ACCEPTED TO CONNECT | DATA NOT AVAILABLE | DATA NOT AVAILABLE | DATA NOT AVAILABLE | DATA NOT AVAILABLE | DATA NOT AVAILABLE | DATA NOT AVAILABLE | 4 | 4 | 4.2105 | 0.46737 | 0.444 | 2020-10-05 | DATA NOT AVAILABLE | N | DATA NOT AVAILABLE | DATA NOT AVAILABLE | DATA NOT AVAILABLE | DATA NOT AVAILABLE | DATA NOT AVAILABLE | 2020-11-02
DATA NOT AVAILABLE | DATA NOT AVAILABLE | INTELLIGENT ALTERNATIVES LIMITED | COURT FARM | COURT FARM, LAND AT COURT FARM | DATA NOT AVAILABLE | SALISBURY | WILTSHIRE | SP4 6NQ | ENGLAND | 412496 | 135175 | MANNINGTON GSP | SALISBURY | DATA NOT AVAILABLE | EHV | SOUTHERN ELECTRIC POWER DISTRIBUTION PLC | SOLAR | PHOTOVOLTAIC | NO | DATA NOT AVAILABLE | DATA NOT AVAILABLE | 20 | DATA NOT AVAILABLE | DATA NOT AVAILABLE | DATA NOT AVAILABLE | DATA NOT AVAILABLE | DATA NOT AVAILABLE | DATA NOT AVAILABLE | DATA NOT AVAILABLE | DATA NOT AVAILABLE | DATA NOT AVAILABLE | DATA NOT AVAILABLE | DATA NOT AVAILABLE | DATA NOT AVAILABLE | DATA NOT AVAILABLE | ACCEPTED TO CONNECT | DATA NOT AVAILABLE | DATA NOT AVAILABLE | DATA NOT AVAILABLE | DATA NOT AVAILABLE | DATA NOT AVAILABLE | DATA NOT AVAILABLE | 20 | 20 | 21.0526 | 0.23158 | 0.22 | 2021-12-08 | DATA NOT AVAILABLE | N | DATA NOT AVAILABLE | DATA NOT AVAILABLE | DATA NOT AVAILABLE | DATA NOT AVAILABLE | DATA NOT AVAILABLE | 2022-01-27
DATA NOT AVAILABLE | DATA NOT AVAILABLE | RE PROJECTS DEVELOPMENT LIMITED | 23MW PV | LAND AT WESTLANDS FARM | WESTLANDS LANE | MELKSHAM | WILTSHIRE | SN12 7QQ | ENGLAND | 389145 | 166722 | MELKSHAM GSP | NORRINGTON | DATA NOT AVAILABLE | EHV | SOUTHERN ELECTRIC POWER DISTRIBUTION PLC | SOLAR | PHOTOVOLTAIC | NO | DATA NOT AVAILABLE | DATA NOT AVAILABLE | 23 | DATA NOT AVAILABLE | DATA NOT AVAILABLE | DATA NOT AVAILABLE | DATA NOT AVAILABLE | DATA NOT AVAILABLE | DATA NOT AVAILABLE | DATA NOT AVAILABLE | DATA NOT AVAILABLE | DATA NOT AVAILABLE | DATA NOT AVAILABLE | DATA NOT AVAILABLE | DATA NOT AVAILABLE | DATA NOT AVAILABLE | ACCEPTED TO CONNECT | DATA NOT AVAILABLE | DATA NOT AVAILABLE | DATA NOT AVAILABLE | DATA NOT AVAILABLE | DATA NOT AVAILABLE | DATA NOT AVAILABLE | 23 | 23 | 24.2105 | 0.55368 | 0.526 | 2020-11-09 | DATA NOT AVAILABLE | N | DATA NOT AVAILABLE | DATA NOT AVAILABLE | DATA NOT AVAILABLE | DATA NOT AVAILABLE | DATA NOT AVAILABLE | 2020-11-25
DATA NOT AVAILABLE | DATA NOT AVAILABLE | HAWKSMOOR ENERGY LIMITED | 22MW BATTERY | NORTH MAINS BATTERY STORAGE PARK | SUTTIESIDE FARM | FORFAR | ANGUS | DD8 3RN | SCOTLAND | 345570 | 751847 | LUNANHEAD | DATA NOT APPLICABLE | DATA NOT AVAILABLE | EHV | SCOTTISH HYDRO ELECTRIC POWER DISTRIBUTION PLC | STORED ENERGY (ALL STORED ENERGY IRRESPECTVE OF THE ORIGINAL ENERGY SOURCE) | STORAGE - ELECTROCHEMICAL (BATTERIES) | NO | DATA NOT AVAILABLE | DATA NOT AVAILABLE | 22 | DATA NOT AVAILABLE | DATA NOT AVAILABLE | DATA NOT AVAILABLE | DATA NOT AVAILABLE | DATA NOT AVAILABLE | DATA NOT AVAILABLE | DATA NOT AVAILABLE | DATA NOT AVAILABLE | DATA NOT AVAILABLE | DATA NOT AVAILABLE | DATA NOT AVAILABLE | DATA NOT AVAILABLE | DATA NOT AVAILABLE | ACCEPTED TO CONNECT | DATA NOT AVAILABLE | DATA NOT AVAILABLE | DATA NOT AVAILABLE | DATA NOT AVAILABLE | DATA NOT AVAILABLE | DATA NOT AVAILABLE | 22 | 22 | 23.1579 | 22 | 20.9 | 2020-12-15 | DATA NOT AVAILABLE | N | DATA NOT AVAILABLE | DATA NOT AVAILABLE | DATA NOT AVAILABLE | DATA NOT AVAILABLE | DATA NOT AVAILABLE | 2020-12-21
DATA NOT AVAILABLE | DATA NOT AVAILABLE | LOW CARBON UK SOLAR INVESTMENT COMPANY LIMITED | SOLAR PV AND BATTERY 50MW IMPORT 50MW EXPORT | MONKLEY LANE SOLAR FARM | RODE FARM | FROME | SOMERSET | BA11 6QQ | ENGLAND | 381945 | 154019 | DATA NOT AVAILABLE | DATA NOT AVAILABLE | DATA NOT AVAILABLE | 132 | SOUTHERN ELECTRIC POWER DISTRIBUTION PLC | SOLAR | PHOTOVOLTAIC | NO | DATA NOT AVAILABLE | DATA NOT AVAILABLE | 50 | STORED ENERGY (ALL STORED ENERGY IRRESPECTVE OF THE ORIGINAL ENERGY SOURCE) | STORAGE - ELECTROCHEMICAL (BATTERIES) | DATA NOT AVAILABLE | DATA NOT AVAILABLE | DATA NOT AVAILABLE | 55.4021 | DATA NOT AVAILABLE | DATA NOT AVAILABLE | DATA NOT AVAILABLE | DATA NOT AVAILABLE | DATA NOT AVAILABLE | DATA NOT AVAILABLE | DATA NOT AVAILABLE | ACCEPTED TO CONNECT | DATA NOT AVAILABLE | DATA NOT AVAILABLE | DATA NOT AVAILABLE | DATA NOT AVAILABLE | DATA NOT AVAILABLE | DATA NOT AVAILABLE | 50 | 50 | 52.6316 | 55.4021 | 52.632 | 2020-10-27 | DATA NOT AVAILABLE | N | DATA NOT AVAILABLE | DATA NOT AVAILABLE | DATA NOT AVAILABLE | DATA NOT AVAILABLE | DATA NOT AVAILABLE | 2020-11-02
DATA NOT AVAILABLE | DATA NOT AVAILABLE | RENEWABLE ENERGY SYSTEMS LTD. | DG THURSO | CAIRNMORE HILL WIND GENERATING STATION | CAIRNMORE HILL | THURSO | HIGHLAND | KW14 7XU | SCOTLAND | 305421 | 969095 | THURSO | DATA NOT APPLICABLE | THURSO GRID | 33 | SCOTTISH HYDRO ELECTRIC POWER DISTRIBUTION PLC | WIND | ONSHORE WIND TURBINES | NO | DATA NOT AVAILABLE | DATA NOT AVAILABLE | 46 | DATA NOT AVAILABLE | DATA NOT AVAILABLE | DATA NOT AVAILABLE | DATA NOT AVAILABLE | DATA NOT AVAILABLE | DATA NOT AVAILABLE | DATA NOT AVAILABLE | DATA NOT AVAILABLE | DATA NOT AVAILABLE | DATA NOT AVAILABLE | DATA NOT AVAILABLE | DATA NOT AVAILABLE | DATA NOT AVAILABLE | ACCEPTED TO CONNECT | DATA NOT AVAILABLE | DATA NOT AVAILABLE | DATA NOT AVAILABLE | DATA NOT AVAILABLE | DATA NOT AVAILABLE | DATA NOT AVAILABLE | 46 | 36 | 37.8947 | 10.53 | 10.0035 | 2020-12-04 | DATA NOT AVAILABLE | N | DATA NOT AVAILABLE | DATA NOT AVAILABLE | DATA NOT AVAILABLE | DATA NOT AVAILABLE | DATA NOT AVAILABLE | 2020-12-21
DATA NOT AVAILABLE | DATA NOT AVAILABLE | WEST BERKSHIRE COUNCIL | 12MW PV | BLOOMFIELD SOLAR FARM | BLOOMFIELDHATCH LANE WOKEFIELD GRAZELEY GREEN | READING | BERKSHIRE | RG7 3AD | ENGLAND | 468476 | 165782 | BRAMLEY (FLEE) | BURGHFIELD RESERVE | DATA NOT AVAILABLE | EHV | SOUTHERN ELECTRIC POWER DISTRIBUTION PLC | SOLAR | PHOTOVOLTAIC | NO | DATA NOT AVAILABLE | DATA NOT AVAILABLE | 12 | DATA NOT AVAILABLE | DATA NOT AVAILABLE | DATA NOT AVAILABLE | DATA NOT AVAILABLE | DATA NOT AVAILABLE | DATA NOT AVAILABLE | DATA NOT AVAILABLE | DATA NOT AVAILABLE | DATA NOT AVAILABLE | DATA NOT AVAILABLE | DATA NOT AVAILABLE | DATA NOT AVAILABLE | DATA NOT AVAILABLE | ACCEPTED TO CONNECT | DATA NOT AVAILABLE | DATA NOT AVAILABLE | DATA NOT AVAILABLE | DATA NOT AVAILABLE | DATA NOT AVAILABLE | DATA NOT AVAILABLE | 12 | 12 | 12.6316 | 0.075 | 0.07125 | 2020-12-09 | DATA NOT AVAILABLE | N | DATA NOT AVAILABLE | DATA NOT AVAILABLE | DATA NOT AVAILABLE | DATA NOT AVAILABLE | DATA NOT AVAILABLE | 2020-12-21
DATA NOT AVAILABLE | DATA NOT AVAILABLE | NEWHOUSE ENERGY STORAGE LTD | 49.9MW IMPORT/EXPORT | DATA NOT AVAILABLE | NEWHOUSE FARM | PERTH | PERTHSHIRE AND KINROSS | PH1 1QF | SCOTLAND | 308079 | 724383 | BURGHMUIR | DATA NOT APPLICABLE | BURGHMUIR GRID | 33 | SCOTTISH HYDRO ELECTRIC POWER DISTRIBUTION PLC | OTHER | OTHER | NO | DATA NOT AVAILABLE | DATA NOT AVAILABLE | 49.9 | DATA NOT AVAILABLE | DATA NOT AVAILABLE | DATA NOT AVAILABLE | DATA NOT AVAILABLE | DATA NOT AVAILABLE | DATA NOT AVAILABLE | DATA NOT AVAILABLE | DATA NOT AVAILABLE | DATA NOT AVAILABLE | DATA NOT AVAILABLE | DATA NOT AVAILABLE | DATA NOT AVAILABLE | DATA NOT AVAILABLE | ACCEPTED TO CONNECT | DATA NOT AVAILABLE | DATA NOT AVAILABLE | DATA NOT AVAILABLE | DATA NOT AVAILABLE | DATA NOT AVAILABLE | DATA NOT AVAILABLE | 49.9 | 49.9 | 52.5263 | 52.5263 | 49.9 | 2021-09-29 | DATA NOT AVAILABLE | N | DATA NOT AVAILABLE | DATA NOT AVAILABLE | DATA NOT AVAILABLE | DATA NOT AVAILABLE | DATA NOT AVAILABLE | 2021-10-26
DATA NOT AVAILABLE | DATA NOT AVAILABLE | SOLAR 2 LIMITED | 49.9MW SOLAR FARM | LEWKNOR SOLAR | SALT LANE POSTCOMBE | OXFORD | OXFORDSHIRE | OX9 7EE | ENGLAND | 470937 | 199481 | COWLEY GSP | DATA NOT AVAILABLE | DATA NOT AVAILABLE | 132 | SOUTHERN ELECTRIC POWER DISTRIBUTION PLC | SOLAR | PHOTOVOLTAIC | NO | DATA NOT AVAILABLE | DATA NOT AVAILABLE | 49.9 | DATA NOT AVAILABLE | DATA NOT AVAILABLE | DATA NOT AVAILABLE | DATA NOT AVAILABLE | DATA NOT AVAILABLE | DATA NOT AVAILABLE | DATA NOT AVAILABLE | DATA NOT AVAILABLE | DATA NOT AVAILABLE | DATA NOT AVAILABLE | DATA NOT AVAILABLE | DATA NOT AVAILABLE | DATA NOT AVAILABLE | ACCEPTED TO CONNECT | DATA NOT AVAILABLE | DATA NOT AVAILABLE | DATA NOT AVAILABLE | DATA NOT AVAILABLE | DATA NOT AVAILABLE | DATA NOT AVAILABLE | 49.9 | 49.9 | 52.5263 | 0.35263 | 0.335 | 2021-09-16 | DATA NOT AVAILABLE | N | DATA NOT AVAILABLE | DATA NOT AVAILABLE | DATA NOT AVAILABLE | DATA NOT AVAILABLE | DATA NOT AVAILABLE | 2021-10-26
DATA NOT AVAILABLE | DATA NOT AVAILABLE | HILL PARTNERSHIPS LTD | 270KW - CHP & 2,959.1KVA DEMAND | SITE AT | LAMPTON ROAD | HOUNSLOW | GREATER LONDON | TW3 4FB | ENGLAND | 513490 | 176212 | EALING GSP | DATA NOT APPLICABLE | BRIDGE ROAD | 11 | SOUTHERN ELECTRIC POWER DISTRIBUTION PLC | BIOFUEL - OTHER | ENGINE (COMBUSTION / RECIPROCATING) | YES | DATA NOT AVAILABLE | DATA NOT AVAILABLE | 0.27 | DATA NOT AVAILABLE | DATA NOT AVAILABLE | DATA NOT AVAILABLE | DATA NOT AVAILABLE | DATA NOT AVAILABLE | DATA NOT AVAILABLE | DATA NOT AVAILABLE | DATA NOT AVAILABLE | DATA NOT AVAILABLE | DATA NOT AVAILABLE | DATA NOT AVAILABLE | DATA NOT AVAILABLE | DATA NOT AVAILABLE | ACCEPTED TO CONNECT | DATA NOT AVAILABLE | DATA NOT AVAILABLE | DATA NOT AVAILABLE | DATA NOT AVAILABLE | DATA NOT AVAILABLE | DATA NOT AVAILABLE | 0.27 | 0.27 | 0.28421 | 2.959 | 2.811 | 2023-04-11 | DATA NOT AVAILABLE | N | DATA NOT AVAILABLE | DATA NOT AVAILABLE | DATA NOT AVAILABLE | DATA NOT AVAILABLE | DATA NOT AVAILABLE | 2021-01-29
DATA NOT AVAILABLE | DATA NOT AVAILABLE | SOLAR 2 LIMITED | OXFO 26MW SOLAR FARM | DATA NOT AVAILABLE | CUMNOR SOUTH CUMNOR | OXFORD | OXFORDSHIRE | OX2 9GR | ENGLAND | 448766 | 204831 | COWLEY GSP | DATA NOT AVAILABLE | DATA NOT AVAILABLE | EHV | SOUTHERN ELECTRIC POWER DISTRIBUTION PLC | SOLAR | PHOTOVOLTAIC | NO | DATA NOT AVAILABLE | DATA NOT AVAILABLE | 21 | DATA NOT AVAILABLE | DATA NOT AVAILABLE | DATA NOT AVAILABLE | DATA NOT AVAILABLE | DATA NOT AVAILABLE | DATA NOT AVAILABLE | DATA NOT AVAILABLE | DATA NOT AVAILABLE | DATA NOT AVAILABLE | DATA NOT AVAILABLE | DATA NOT AVAILABLE | DATA NOT AVAILABLE | DATA NOT AVAILABLE | ACCEPTED TO CONNECT | DATA NOT AVAILABLE | DATA NOT AVAILABLE | DATA NOT AVAILABLE | DATA NOT AVAILABLE | DATA NOT AVAILABLE | DATA NOT AVAILABLE | 21 | 21 | 22.1053 | 0.33263 | 0.316 | 2021-03-17 | DATA NOT AVAILABLE | N | DATA NOT AVAILABLE | DATA NOT AVAILABLE | DATA NOT AVAILABLE | DATA NOT AVAILABLE | DATA NOT AVAILABLE | 2021-04-08
DATA NOT AVAILABLE | DATA NOT AVAILABLE | LOW CARBON UK SOLAR INVESTMENT COMPANY LIMITED | 9MW EXPORT AND 0.8 MW IMPORT PV/BATTERY | DOGDEAN SOLAR FARM | DOGDEAN FARM HOMINGTON | SALISBURY | WILTSHIRE | SP5 4NR | ENGLAND | 413419 | 127047 | MANNINGTON GSP | SALISBURY | HOMINGTON | 11 | SOUTHERN ELECTRIC POWER DISTRIBUTION PLC | SOLAR | PHOTOVOLTAIC | NO | DATA NOT AVAILABLE | DATA NOT AVAILABLE | 9.8 | STORED ENERGY (ALL STORED ENERGY IRRESPECTVE OF THE ORIGINAL ENERGY SOURCE) | STORAGE - ELECTROCHEMICAL (BATTERIES) | DATA NOT AVAILABLE | DATA NOT AVAILABLE | DATA NOT AVAILABLE | 0.88632 | DATA NOT AVAILABLE | DATA NOT AVAILABLE | DATA NOT AVAILABLE | DATA NOT AVAILABLE | DATA NOT AVAILABLE | DATA NOT AVAILABLE | DATA NOT AVAILABLE | ACCEPTED TO CONNECT | DATA NOT AVAILABLE | DATA NOT AVAILABLE | DATA NOT AVAILABLE | DATA NOT AVAILABLE | DATA NOT AVAILABLE | DATA NOT AVAILABLE | 9.8 | 9 | 9.4737 | 0.88632 | 0.842 | 2021-06-14 | DATA NOT AVAILABLE | N | DATA NOT AVAILABLE | DATA NOT AVAILABLE | DATA NOT AVAILABLE | DATA NOT AVAILABLE | DATA NOT AVAILABLE | 2021-06-30
DATA NOT AVAILABLE | DATA NOT AVAILABLE | LOW CARBON UK SOLAR INVESTMENT COMPANY LIMITED | 9 MW EXPORT AND 1.5 MW IMPORT | DATA NOT AVAILABLE | DOGDEAN FARM HOMINGTON | SALISBURY | WILTSHIRE | SP5 4NR | ENGLAND | 413472 | 127060 | MANNINGTON GSP | SALISBURY | NETHERHAMPTON | 11 | SOUTHERN ELECTRIC POWER DISTRIBUTION PLC | SOLAR | PHOTOVOLTAIC | NO | DATA NOT AVAILABLE | DATA NOT AVAILABLE | 10 | DATA NOT AVAILABLE | DATA NOT AVAILABLE | DATA NOT AVAILABLE | DATA NOT AVAILABLE | DATA NOT AVAILABLE | DATA NOT AVAILABLE | DATA NOT AVAILABLE | DATA NOT AVAILABLE | DATA NOT AVAILABLE | DATA NOT AVAILABLE | DATA NOT AVAILABLE | DATA NOT AVAILABLE | DATA NOT AVAILABLE | ACCEPTED TO CONNECT | DATA NOT AVAILABLE | DATA NOT AVAILABLE | DATA NOT AVAILABLE | DATA NOT AVAILABLE | DATA NOT AVAILABLE | DATA NOT AVAILABLE | 10 | 9 | 9.4737 | 1.6621 | 1.579 | 2021-07-21 | DATA NOT AVAILABLE | N | DATA NOT AVAILABLE | DATA NOT AVAILABLE | DATA NOT AVAILABLE | DATA NOT AVAILABLE | DATA NOT AVAILABLE | 2021-09-01
DATA NOT AVAILABLE | DATA NOT AVAILABLE | AMP ENERGY SERVICES LIMITED | WHITTLE POWER - GAS | LAND ON 23 | WHITTLE ROAD FERNDALE INDUSTRIAL ESTATE | WIMBORNE | DORSET | BH21 7PW | ENGLAND | 405941 | 101216 | MANNINGTON GSP | MANNINGTON | FERNDOWN | 11 | SOUTHERN ELECTRIC POWER DISTRIBUTION PLC | FOSSIL - GAS | GAS TURBINE (OCGT) | NO | DATA NOT AVAILABLE | DATA NOT AVAILABLE | 5.07 | DATA NOT AVAILABLE | DATA NOT AVAILABLE | DATA NOT AVAILABLE | DATA NOT AVAILABLE | DATA NOT AVAILABLE | DATA NOT AVAILABLE | DATA NOT AVAILABLE | DATA NOT AVAILABLE | DATA NOT AVAILABLE | DATA NOT AVAILABLE | DATA NOT AVAILABLE | DATA NOT AVAILABLE | DATA NOT AVAILABLE | ACCEPTED TO CONNECT | DATA NOT AVAILABLE | DATA NOT AVAILABLE | DATA NOT AVAILABLE | DATA NOT AVAILABLE | DATA NOT AVAILABLE | DATA NOT AVAILABLE | 5.07 | 5.07 | 5.3368 | 0.22105 | 0.21 | 2021-11-22 | DATA NOT AVAILABLE | N | DATA NOT AVAILABLE | DATA NOT AVAILABLE | DATA NOT AVAILABLE | DATA NOT AVAILABLE | DATA NOT AVAILABLE | 2021-12-10
DATA NOT AVAILABLE | DATA NOT AVAILABLE | ECLIPSE POWER | 32MVA - PV & BATTERY (EXISING 12MW ENA914) | LYTCHETT SOLAR FARM | BLANDFORD ROAD NORTH | POOLE | DORSET | BH16 6AP | ENGLAND | 395744 | 93441 | MANNINGTON GSP | LYTCHETT | DATA NOT AVAILABLE | EHV | SOUTHERN ELECTRIC POWER DISTRIBUTION PLC | SOLAR | PHOTOVOLTAIC | NO | DATA NOT AVAILABLE | DATA NOT AVAILABLE | 64 | STORED ENERGY (ALL STORED ENERGY IRRESPECTVE OF THE ORIGINAL ENERGY SOURCE) | STORAGE - ELECTROCHEMICAL (BATTERIES) | DATA NOT AVAILABLE | DATA NOT AVAILABLE | DATA NOT AVAILABLE | 35.4568 | DATA NOT AVAILABLE | DATA NOT AVAILABLE | DATA NOT AVAILABLE | DATA NOT AVAILABLE | DATA NOT AVAILABLE | DATA NOT AVAILABLE | DATA NOT AVAILABLE | ACCEPTED TO CONNECT | DATA NOT AVAILABLE | DATA NOT AVAILABLE | DATA NOT AVAILABLE | DATA NOT AVAILABLE | DATA NOT AVAILABLE | DATA NOT AVAILABLE | 64 | 32 | 33.6842 | 35.4568 | 33.684 | 2021-06-28 | DATA NOT AVAILABLE | N | DATA NOT AVAILABLE | DATA NOT AVAILABLE | DATA NOT AVAILABLE | DATA NOT AVAILABLE | DATA NOT AVAILABLE | 2021-09-01
DATA NOT AVAILABLE | DATA NOT AVAILABLE | RE PROJECTS DEVELOPMENT LTD | 39.96MW - PV | WHERWELL SOLAR FARM | SOUTH-WEST SIDE OF WINCHESTER ROAD WHERWELL | ANDOVER | HAMPSHIRE | SP11 7HW | ENGLAND | 437554 | 142086 | NURSLING GSP | DATA NOT AVAILABLE | DATA NOT AVAILABLE | 132 | SOUTHERN ELECTRIC POWER DISTRIBUTION PLC | SOLAR | PHOTOVOLTAIC | NO | DATA NOT AVAILABLE | DATA NOT AVAILABLE | 32.4 | DATA NOT AVAILABLE | DATA NOT AVAILABLE | DATA NOT AVAILABLE | DATA NOT AVAILABLE | DATA NOT AVAILABLE | DATA NOT AVAILABLE | DATA NOT AVAILABLE | DATA NOT AVAILABLE | DATA NOT AVAILABLE | DATA NOT AVAILABLE | DATA NOT AVAILABLE | DATA NOT AVAILABLE | DATA NOT AVAILABLE | ACCEPTED TO CONNECT | DATA NOT AVAILABLE | DATA NOT AVAILABLE | DATA NOT AVAILABLE | DATA NOT AVAILABLE | DATA NOT AVAILABLE | DATA NOT AVAILABLE | 32.4 | 32.4 | 34.1053 | 0.55368 | 0.526 | 2021-03-26 | DATA NOT AVAILABLE | N | DATA NOT AVAILABLE | DATA NOT AVAILABLE | DATA NOT AVAILABLE | DATA NOT AVAILABLE | DATA NOT AVAILABLE | 2021-05-05
DATA NOT AVAILABLE | DATA NOT AVAILABLE | GREEN FROG CONNECT | FT5MW - BATTERY ADD CAP (30MW - BATTERY EXISTING) | FT MANNINGTON DEPOT STORAGE | TRADING ESTATE | SWINDON | WILTSHIRE | SN2 2QG | ENGLAND | 413272 | 186185 | MINETY GSP | TOOTHILL | DATA NOT AVAILABLE | EHV | SOUTHERN ELECTRIC POWER DISTRIBUTION PLC | STORED ENERGY (ALL STORED ENERGY IRRESPECTVE OF THE ORIGINAL ENERGY SOURCE) | STORAGE - ELECTROCHEMICAL (BATTERIES) | NO | DATA NOT AVAILABLE | DATA NOT AVAILABLE | 5 | DATA NOT AVAILABLE | DATA NOT AVAILABLE | DATA NOT AVAILABLE | DATA NOT AVAILABLE | DATA NOT AVAILABLE | DATA NOT AVAILABLE | DATA NOT AVAILABLE | DATA NOT AVAILABLE | DATA NOT AVAILABLE | DATA NOT AVAILABLE | DATA NOT AVAILABLE | DATA NOT AVAILABLE | DATA NOT AVAILABLE | ACCEPTED TO CONNECT | DATA NOT AVAILABLE | DATA NOT AVAILABLE | DATA NOT AVAILABLE | DATA NOT AVAILABLE | DATA NOT AVAILABLE | DATA NOT AVAILABLE | 5 | 5 | 5.2632 | 5.263 | 4.9998 | 2020-10-12 | DATA NOT AVAILABLE | N | DATA NOT AVAILABLE | DATA NOT AVAILABLE | DATA NOT AVAILABLE | DATA NOT AVAILABLE | DATA NOT AVAILABLE | 2020-12-21
DATA NOT AVAILABLE | DATA NOT AVAILABLE | NOVALUX ENERGY SOLUTIONS LTD | 0.7MW - BIOMASS CHP | GOODWOOD CHP, REDVINS FARM | GOODWOOD ESTATE | CHICHESTER | WEST SUSSEX | PO18 0QJ | ENGLAND | 490197 | 108126 | LOVEDEAN GSP | CHICHESTER | CHICHESTER | 11 | SOUTHERN ELECTRIC POWER DISTRIBUTION PLC | BIOFUEL - OTHER | ENGINE (COMBUSTION / RECIPROCATING) | YES | DATA NOT AVAILABLE | DATA NOT AVAILABLE | 0.7 | DATA NOT AVAILABLE | DATA NOT AVAILABLE | DATA NOT AVAILABLE | DATA NOT AVAILABLE | DATA NOT AVAILABLE | DATA NOT AVAILABLE | DATA NOT AVAILABLE | DATA NOT AVAILABLE | DATA NOT AVAILABLE | DATA NOT AVAILABLE | DATA NOT AVAILABLE | DATA NOT AVAILABLE | DATA NOT AVAILABLE | ACCEPTED TO CONNECT | DATA NOT AVAILABLE | DATA NOT AVAILABLE | DATA NOT AVAILABLE | DATA NOT AVAILABLE | DATA NOT AVAILABLE | DATA NOT AVAILABLE | 0.7 | 0.7 | 0.73684 | 1.2 | 1.14 | 2020-12-16 | DATA NOT AVAILABLE | N | DATA NOT AVAILABLE | DATA NOT AVAILABLE | DATA NOT AVAILABLE | DATA NOT AVAILABLE | DATA NOT AVAILABLE | 2021-01-29
DATA NOT AVAILABLE | DATA NOT AVAILABLE | RE PROJECTS DEVELOPMENT LTD | 100MW - BATTERY | PENN CROFT FARM BESS, PENN CROFT FARM | DATA NOT AVAILABLE | FARNHAM | HAMPSHIRE | GU10 5PX | ENGLAND | 478430 | 148816 | BRAMLEY (FLEE) | COXMOOR WOOD | DATA NOT AVAILABLE | 132 | SOUTHERN ELECTRIC POWER DISTRIBUTION PLC | STORED ENERGY (ALL STORED ENERGY IRRESPECTVE OF THE ORIGINAL ENERGY SOURCE) | STORAGE - ELECTROCHEMICAL (BATTERIES) | NO | DATA NOT AVAILABLE | DATA NOT AVAILABLE | 100 | DATA NOT AVAILABLE | DATA NOT AVAILABLE | DATA NOT AVAILABLE | DATA NOT AVAILABLE | DATA NOT AVAILABLE | DATA NOT AVAILABLE | DATA NOT AVAILABLE | DATA NOT AVAILABLE | DATA NOT AVAILABLE | DATA NOT AVAILABLE | DATA NOT AVAILABLE | DATA NOT AVAILABLE | DATA NOT AVAILABLE | ACCEPTED TO CONNECT | DATA NOT AVAILABLE | DATA NOT AVAILABLE | DATA NOT AVAILABLE | DATA NOT AVAILABLE | DATA NOT AVAILABLE | DATA NOT AVAILABLE | 100 | 100 | 105.2632 | 105.263 | 99.9998 | 2020-12-21 | DATA NOT AVAILABLE | N | DATA NOT AVAILABLE | DATA NOT AVAILABLE | DATA NOT AVAILABLE | DATA NOT AVAILABLE | DATA NOT AVAILABLE | 2021-01-29
DATA NOT AVAILABLE | DATA NOT AVAILABLE | EVANS ENERGY LTD | 20MW SOLAR PV/BATTERY | HAMER WARREN SOLAR PARK | HARBRIDGE HARBRIDGE | RINGWOOD | HAMPSHIRE | BH24 3PX | ENGLAND | 413320 | 111163 | MANNINGTON GSP | MANNINGTON | MILL LANE | 11 | SOUTHERN ELECTRIC POWER DISTRIBUTION PLC | SOLAR | PHOTOVOLTAIC | NO | DATA NOT AVAILABLE | DATA NOT AVAILABLE | 20 | STORED ENERGY (ALL STORED ENERGY IRRESPECTVE OF THE ORIGINAL ENERGY SOURCE) | STORAGE - ELECTROCHEMICAL (BATTERIES) | DATA NOT AVAILABLE | DATA NOT AVAILABLE | DATA NOT AVAILABLE | 5.2632 | DATA NOT AVAILABLE | DATA NOT AVAILABLE | DATA NOT AVAILABLE | DATA NOT AVAILABLE | DATA NOT AVAILABLE | DATA NOT AVAILABLE | DATA NOT AVAILABLE | ACCEPTED TO CONNECT | DATA NOT AVAILABLE | DATA NOT AVAILABLE | DATA NOT AVAILABLE | DATA NOT AVAILABLE | DATA NOT AVAILABLE | DATA NOT AVAILABLE | 20 | 20 | 21.0526 | 5.2632 | 5 | 2023-11-27 | DATA NOT AVAILABLE | N | DATA NOT AVAILABLE | DATA NOT AVAILABLE | DATA NOT AVAILABLE | DATA NOT AVAILABLE | DATA NOT AVAILABLE | 2022-01-27
DATA NOT AVAILABLE | DATA NOT AVAILABLE | KEBBLE LTD | LONDON ROAD PV | DATA NOT AVAILABLE | LAND SOUTH OF LONDON ROAD POULTON | CIRENCESTER | GLOUCESTERSHIRE | GL7 5JN | ENGLAND | 411947 | 200327 | MINETY GSP | CIRENCESTER | FAIRFORD | 11 | SOUTHERN ELECTRIC POWER DISTRIBUTION PLC | SOLAR | PHOTOVOLTAIC | NO | DATA NOT AVAILABLE | DATA NOT AVAILABLE | 15 | DATA NOT AVAILABLE | DATA NOT AVAILABLE | DATA NOT AVAILABLE | DATA NOT AVAILABLE | DATA NOT AVAILABLE | DATA NOT AVAILABLE | DATA NOT AVAILABLE | DATA NOT AVAILABLE | DATA NOT AVAILABLE | DATA NOT AVAILABLE | DATA NOT AVAILABLE | DATA NOT AVAILABLE | DATA NOT AVAILABLE | ACCEPTED TO CONNECT | DATA NOT AVAILABLE | DATA NOT AVAILABLE | DATA NOT AVAILABLE | DATA NOT AVAILABLE | DATA NOT AVAILABLE | DATA NOT AVAILABLE | 15 | 15 | 15.7895 | 0.15 | 0.1425 | 2021-01-11 | DATA NOT AVAILABLE | N | DATA NOT AVAILABLE | DATA NOT AVAILABLE | DATA NOT AVAILABLE | DATA NOT AVAILABLE | DATA NOT AVAILABLE | 2021-01-29
DATA NOT AVAILABLE | DATA NOT AVAILABLE | DNO CONSULTING LTD | 40MW - PV AND BATTERY | PARLEY COURT FARM | PARLEY GREEN LANE | BOURNEMOUTH | CHRISTCHURCH DISTRICT (B) | BH23 6BB | ENGLAND | 409997 | 97268 | MANNINGTON GSP | REDHILL | REDHILL | 11 | SOUTHERN ELECTRIC POWER DISTRIBUTION PLC | SOLAR | PHOTOVOLTAIC | NO | DATA NOT AVAILABLE | DATA NOT AVAILABLE | 50 | STORED ENERGY (ALL STORED ENERGY IRRESPECTVE OF THE ORIGINAL ENERGY SOURCE) | STORAGE - ELECTROCHEMICAL (BATTERIES) | DATA NOT AVAILABLE | DATA NOT AVAILABLE | DATA NOT AVAILABLE | 11.08 | DATA NOT AVAILABLE | DATA NOT AVAILABLE | DATA NOT AVAILABLE | DATA NOT AVAILABLE | DATA NOT AVAILABLE | DATA NOT AVAILABLE | DATA NOT AVAILABLE | ACCEPTED TO CONNECT | DATA NOT AVAILABLE | DATA NOT AVAILABLE | DATA NOT AVAILABLE | DATA NOT AVAILABLE | DATA NOT AVAILABLE | DATA NOT AVAILABLE | 50 | 40 | 42.1053 | 11.08 | 10.526 | 2021-06-24 | DATA NOT AVAILABLE | N | DATA NOT AVAILABLE | DATA NOT AVAILABLE | DATA NOT AVAILABLE | DATA NOT AVAILABLE | DATA NOT AVAILABLE | 2021-07-28
DATA NOT AVAILABLE | DATA NOT AVAILABLE | DATA NOT AVAILABLE | 21.5MW - PV | TWELVE ACRE FARM | CHILBRIDGE ROAD EYNSHAM | WITNEY | OXFORDSHIRE | OX29 4BH | ENGLAND | 441309 | 209375 | COWLEY GSP | YARNTON | DATA NOT AVAILABLE | EHV | SOUTHERN ELECTRIC POWER DISTRIBUTION PLC | SOLAR | PHOTOVOLTAIC | NO | DATA NOT AVAILABLE | DATA NOT AVAILABLE | 22.5 | DATA NOT AVAILABLE | DATA NOT AVAILABLE | DATA NOT AVAILABLE | DATA NOT AVAILABLE | DATA NOT AVAILABLE | DATA NOT AVAILABLE | DATA NOT AVAILABLE | DATA NOT AVAILABLE | DATA NOT AVAILABLE | DATA NOT AVAILABLE | DATA NOT AVAILABLE | DATA NOT AVAILABLE | DATA NOT AVAILABLE | ACCEPTED TO CONNECT | DATA NOT AVAILABLE | DATA NOT AVAILABLE | DATA NOT AVAILABLE | DATA NOT AVAILABLE | DATA NOT AVAILABLE | DATA NOT AVAILABLE | 22.5 | 21.5 | 22.6316 | 0.11053 | 0.105 | 2021-03-17 | DATA NOT AVAILABLE | N | DATA NOT AVAILABLE | DATA NOT AVAILABLE | DATA NOT AVAILABLE | DATA NOT AVAILABLE | DATA NOT AVAILABLE | 2021-04-08
DATA NOT AVAILABLE | DATA NOT AVAILABLE | BLACKPARK ENERGY STORAGE LTD | SP - 49.9MW - BATTERY | BLACKPARK FARM | DATA NOT AVAILABLE | NAIRN | HIGHLAND | IV12 5HY | SCOTLAND | 291560 | 854364 | NAIRN | DATA NOT APPLICABLE | DATA NOT AVAILABLE | EHV | SCOTTISH HYDRO ELECTRIC POWER DISTRIBUTION PLC | STORED ENERGY (ALL STORED ENERGY IRRESPECTVE OF THE ORIGINAL ENERGY SOURCE) | STORAGE - ELECTROCHEMICAL (BATTERIES) | NO | DATA NOT AVAILABLE | DATA NOT AVAILABLE | 49.99 | DATA NOT AVAILABLE | DATA NOT AVAILABLE | DATA NOT AVAILABLE | DATA NOT AVAILABLE | DATA NOT AVAILABLE | DATA NOT AVAILABLE | DATA NOT AVAILABLE | DATA NOT AVAILABLE | DATA NOT AVAILABLE | DATA NOT AVAILABLE | DATA NOT AVAILABLE | DATA NOT AVAILABLE | DATA NOT AVAILABLE | ACCEPTED TO CONNECT | DATA NOT AVAILABLE | DATA NOT AVAILABLE | DATA NOT AVAILABLE | DATA NOT AVAILABLE | DATA NOT AVAILABLE | DATA NOT AVAILABLE | 49.99 | 49.99 | 52.6211 | 52.6211 | 49.99 | 2021-02-16 | DATA NOT AVAILABLE | N | DATA NOT AVAILABLE | DATA NOT AVAILABLE | DATA NOT AVAILABLE | DATA NOT AVAILABLE | DATA NOT AVAILABLE | 2021-04-08
DATA NOT AVAILABLE | DATA NOT AVAILABLE | RENEWABLE CONNECTIONS DEVELOPMENTS LIMITED | 20MW - PV & BATTERY | MALHAM FARM SOLAR & STORAGE, MALHAM FARM 141-145 | WISBOROUGH GREEN | BILLINGSHURST | WEST SUSSEX | RH14 0AP | ENGLAND | 506034 | 128744 | BRAMLEY (FLEE) | FERNHURST | DATA NOT AVAILABLE | EHV | SOUTHERN ELECTRIC POWER DISTRIBUTION PLC | SOLAR | PHOTOVOLTAIC | NO | DATA NOT AVAILABLE | DATA NOT AVAILABLE | 20 | STORED ENERGY (ALL STORED ENERGY IRRESPECTVE OF THE ORIGINAL ENERGY SOURCE) | STORAGE - ELECTROCHEMICAL (BATTERIES) | DATA NOT AVAILABLE | DATA NOT AVAILABLE | DATA NOT AVAILABLE | 0.22211 | DATA NOT AVAILABLE | DATA NOT AVAILABLE | DATA NOT AVAILABLE | DATA NOT AVAILABLE | DATA NOT AVAILABLE | DATA NOT AVAILABLE | DATA NOT AVAILABLE | ACCEPTED TO CONNECT | DATA NOT AVAILABLE | DATA NOT AVAILABLE | DATA NOT AVAILABLE | DATA NOT AVAILABLE | DATA NOT AVAILABLE | DATA NOT AVAILABLE | 20 | 20 | 21.0526 | 0.22211 | 0.211 | 2021-07-19 | DATA NOT AVAILABLE | N | DATA NOT AVAILABLE | DATA NOT AVAILABLE | DATA NOT AVAILABLE | DATA NOT AVAILABLE | DATA NOT AVAILABLE | 2021-09-01
DATA NOT AVAILABLE | DATA NOT AVAILABLE | CANNING GENERATOR SOLUTIONS | 0MW - DIESEL (SHORT TERM PARALLEL) | ASDA DIDCOT ADC | SUTTON COURTENAY LANE | DIDCOT | VALE OF WHITE HORSE DISTRICT | OX14 4TE | ENGLAND | 449948 | 191836 | COWLEY GSP | DRAYTON | MILTON | 11 | SOUTHERN ELECTRIC POWER DISTRIBUTION PLC | DATA NOT AVAILABLE | ENGINE (COMBUSTION / RECIPROCATING) | NO | DATA NOT AVAILABLE | DATA NOT AVAILABLE | 1 | DATA NOT AVAILABLE | DATA NOT AVAILABLE | DATA NOT AVAILABLE | DATA NOT AVAILABLE | DATA NOT AVAILABLE | DATA NOT AVAILABLE | DATA NOT AVAILABLE | DATA NOT AVAILABLE | DATA NOT AVAILABLE | DATA NOT AVAILABLE | DATA NOT AVAILABLE | DATA NOT AVAILABLE | YES | ACCEPTED TO CONNECT | DATA NOT AVAILABLE | DATA NOT AVAILABLE | DATA NOT AVAILABLE | DATA NOT AVAILABLE | DATA NOT AVAILABLE | DATA NOT AVAILABLE | 1 | 0 | 0 | 0 | 0 | 2021-07-05 | DATA NOT AVAILABLE | N | DATA NOT AVAILABLE | DATA NOT AVAILABLE | DATA NOT AVAILABLE | DATA NOT AVAILABLE | DATA NOT AVAILABLE | 2021-07-28
DATA NOT AVAILABLE | DATA NOT AVAILABLE | ESM POWER LTD | 9.96MW - PV | DEVIZES, TOWNSEND FARM | POULSHOT | DEVIZES | WILTSHIRE | SN10 1SD | ENGLAND | 396401 | 158983 | MELKSHAM GSP | NORRINGTON | DATA NOT AVAILABLE | EHV | SOUTHERN ELECTRIC POWER DISTRIBUTION PLC | SOLAR | PHOTOVOLTAIC | NO | DATA NOT AVAILABLE | DATA NOT AVAILABLE | 9.96 | DATA NOT AVAILABLE | DATA NOT AVAILABLE | DATA NOT AVAILABLE | DATA NOT AVAILABLE | DATA NOT AVAILABLE | DATA NOT AVAILABLE | DATA NOT AVAILABLE | DATA NOT AVAILABLE | DATA NOT AVAILABLE | DATA NOT AVAILABLE | DATA NOT AVAILABLE | DATA NOT AVAILABLE | DATA NOT AVAILABLE | ACCEPTED TO CONNECT | DATA NOT AVAILABLE | DATA NOT AVAILABLE | DATA NOT AVAILABLE | DATA NOT AVAILABLE | DATA NOT AVAILABLE | DATA NOT AVAILABLE | 9.96 | 9.96 | 10.4842 | 0.11053 | 0.105 | 2021-03-10 | DATA NOT AVAILABLE | N | DATA NOT AVAILABLE | DATA NOT AVAILABLE | DATA NOT AVAILABLE | DATA NOT AVAILABLE | DATA NOT AVAILABLE | 2021-04-08
DATA NOT AVAILABLE | DATA NOT AVAILABLE | ORKNEY SUSTAINABLE ENERGY LTD | RPZ ADDITION 1.8MW - WIND | AKLA B, AKLA WINDFARM | SWANBISTER ORPHIR | ORKNEY | ORKNEY ISLANDS | KW17 2RB | SCOTLAND | 335204 | 1006205 | THURSO | DATA NOT APPLICABLE | SCORRADALE | 0.4 | SCOTTISH HYDRO ELECTRIC POWER DISTRIBUTION PLC | WIND | ONSHORE WIND TURBINES | NO | DATA NOT AVAILABLE | DATA NOT AVAILABLE | 1.8 | DATA NOT AVAILABLE | DATA NOT AVAILABLE | DATA NOT AVAILABLE | DATA NOT AVAILABLE | DATA NOT AVAILABLE | DATA NOT AVAILABLE | DATA NOT AVAILABLE | DATA NOT AVAILABLE | DATA NOT AVAILABLE | DATA NOT AVAILABLE | DATA NOT AVAILABLE | DATA NOT AVAILABLE | YES | ACCEPTED TO CONNECT | DATA NOT AVAILABLE | DATA NOT AVAILABLE | DATA NOT AVAILABLE | DATA NOT AVAILABLE | DATA NOT AVAILABLE | DATA NOT AVAILABLE | 1.8 | 1.8 | 1.8947 | 0.14842 | 0.141 | 2021-03-22 | DATA NOT AVAILABLE | N | DATA NOT AVAILABLE | DATA NOT AVAILABLE | DATA NOT AVAILABLE | DATA NOT AVAILABLE | DATA NOT AVAILABLE | 2021-05-05
DATA NOT AVAILABLE | DATA NOT AVAILABLE | DNO CONSULTING LTD | 26.5MW - STEAM | NORTHACRE RESOURCE RECOVERY PLANT | STEPHENSON ROAD | WESTBURY | WILTSHIRE | BA13 4WD | ENGLAND | 385590 | 152134 | MELKSHAM GSP | NORRINGTON | DATA NOT AVAILABLE | EHV | SOUTHERN ELECTRIC POWER DISTRIBUTION PLC | DATA NOT AVAILABLE | STEAM TURBINE (THERMAL POWER PLANT) | NO | DATA NOT AVAILABLE | DATA NOT AVAILABLE | 35.473 | DATA NOT AVAILABLE | DATA NOT AVAILABLE | DATA NOT AVAILABLE | DATA NOT AVAILABLE | DATA NOT AVAILABLE | DATA NOT AVAILABLE | DATA NOT AVAILABLE | DATA NOT AVAILABLE | DATA NOT AVAILABLE | DATA NOT AVAILABLE | DATA NOT AVAILABLE | DATA NOT AVAILABLE | DATA NOT AVAILABLE | ACCEPTED TO CONNECT | DATA NOT AVAILABLE | DATA NOT AVAILABLE | DATA NOT AVAILABLE | DATA NOT AVAILABLE | DATA NOT AVAILABLE | DATA NOT AVAILABLE | 35.473 | 26.5 | 27.8947 | 5.4947 | 5.22 | 2021-05-19 | DATA NOT AVAILABLE | N | DATA NOT AVAILABLE | DATA NOT AVAILABLE | DATA NOT AVAILABLE | DATA NOT AVAILABLE | DATA NOT AVAILABLE | 2021-06-30
DATA NOT AVAILABLE | DATA NOT AVAILABLE | THE GREENSPAN AGENCY LIMITED | G100 PV & BATTERY | HILLHEAD OF GASK SOLAR AND STORAGE PARK | LAND NORTH OF HILLHEAD OF GASK LONGHAVEN | PETERHEAD | ABERDEENSHIRE | AB42 0PT | SCOTLAND | 408912 | 840663 | STRICHEN | DATA NOT APPLICABLE | STRICHEN GRID | 33 | SCOTTISH HYDRO ELECTRIC POWER DISTRIBUTION PLC | SOLAR | PHOTOVOLTAIC | NO | DATA NOT AVAILABLE | DATA NOT AVAILABLE | 14.2 | STORED ENERGY (ALL STORED ENERGY IRRESPECTVE OF THE ORIGINAL ENERGY SOURCE) | STORAGE - ELECTROCHEMICAL (BATTERIES) | DATA NOT AVAILABLE | DATA NOT AVAILABLE | DATA NOT AVAILABLE | 6.1053 | DATA NOT AVAILABLE | DATA NOT AVAILABLE | DATA NOT AVAILABLE | DATA NOT AVAILABLE | DATA NOT AVAILABLE | DATA NOT AVAILABLE | DATA NOT AVAILABLE | ACCEPTED TO CONNECT | DATA NOT AVAILABLE | DATA NOT AVAILABLE | DATA NOT AVAILABLE | DATA NOT AVAILABLE | DATA NOT AVAILABLE | DATA NOT AVAILABLE | 14.2 | 9.5 | 10 | 6.1053 | 5.8 | 2021-03-31 | DATA NOT AVAILABLE | N | DATA NOT AVAILABLE | DATA NOT AVAILABLE | DATA NOT AVAILABLE | DATA NOT AVAILABLE | DATA NOT AVAILABLE | 2021-05-05
DATA NOT AVAILABLE | DATA NOT AVAILABLE | ROADNIGHT TAYLOR LTD | 13.68MW - PV | NEWINGTON SOLAR PLANT, LAND AT NEWINGTON | CRAVEN ARMS | WALLINGFORD | OXFORDSHIRE | OX10 7AB | ENGLAND | 460390 | 195903 | COWLEY GSP | COWLEY LOCAL | BERINSFIELD | 11 | SOUTHERN ELECTRIC POWER DISTRIBUTION PLC | SOLAR | PHOTOVOLTAIC | NO | DATA NOT AVAILABLE | DATA NOT AVAILABLE | 13.68 | DATA NOT AVAILABLE | DATA NOT AVAILABLE | DATA NOT AVAILABLE | DATA NOT AVAILABLE | DATA NOT AVAILABLE | DATA NOT AVAILABLE | DATA NOT AVAILABLE | DATA NOT AVAILABLE | DATA NOT AVAILABLE | DATA NOT AVAILABLE | DATA NOT AVAILABLE | DATA NOT AVAILABLE | YES | ACCEPTED TO CONNECT | DATA NOT AVAILABLE | DATA NOT AVAILABLE | DATA NOT AVAILABLE | DATA NOT AVAILABLE | DATA NOT AVAILABLE | DATA NOT AVAILABLE | 13.68 | 13.68 | 14.4 | 0.15789 | 0.15 | 2021-03-23 | DATA NOT AVAILABLE | N | DATA NOT AVAILABLE | DATA NOT AVAILABLE | DATA NOT AVAILABLE | DATA NOT AVAILABLE | DATA NOT AVAILABLE | 2021-05-05
DATA NOT AVAILABLE | DATA NOT AVAILABLE | AVON UTILITIES AND GENERATION LIMITED | 50MW - BATTERY | GERARD HALL BATTERY SITE | MILL LANE NURSLING | SOUTHAMPTON | HAMPSHIRE | SO16 0YE | ENGLAND | 435578 | 115796 | NURSLING GSP | DATA NOT AVAILABLE | DATA NOT AVAILABLE | 132 | SOUTHERN ELECTRIC POWER DISTRIBUTION PLC | STORED ENERGY (ALL STORED ENERGY IRRESPECTVE OF THE ORIGINAL ENERGY SOURCE) | STORAGE - ELECTROCHEMICAL (BATTERIES) | NO | DATA NOT AVAILABLE | DATA NOT AVAILABLE | 50 | DATA NOT AVAILABLE | DATA NOT AVAILABLE | DATA NOT AVAILABLE | DATA NOT AVAILABLE | DATA NOT AVAILABLE | DATA NOT AVAILABLE | DATA NOT AVAILABLE | DATA NOT AVAILABLE | DATA NOT AVAILABLE | DATA NOT AVAILABLE | DATA NOT AVAILABLE | DATA NOT AVAILABLE | DATA NOT AVAILABLE | ACCEPTED TO CONNECT | DATA NOT AVAILABLE | DATA NOT AVAILABLE | DATA NOT AVAILABLE | DATA NOT AVAILABLE | DATA NOT AVAILABLE | DATA NOT AVAILABLE | 50 | 50 | 52.6316 | 57.2084 | 54.348 | 2023-08-07 | DATA NOT AVAILABLE | N | DATA NOT AVAILABLE | DATA NOT AVAILABLE | DATA NOT AVAILABLE | DATA NOT AVAILABLE | DATA NOT AVAILABLE | 2021-02-18
DATA NOT AVAILABLE | DATA NOT AVAILABLE | SOLAR 2 LIMITED | 49.9MW - PV | MONK SHERBORNE SOLAR | QUEENS COTTAGES MONK SHERBORNE | BASINGSTOKE | HAMPSHIRE | RG23 8TH | ENGLAND | 460114 | 154460 | BRAMLEY (BASI) | BASINGSTOKE | OVERTON | 11 | SOUTHERN ELECTRIC POWER DISTRIBUTION PLC | SOLAR | PHOTOVOLTAIC | NO | DATA NOT AVAILABLE | DATA NOT AVAILABLE | 28 | DATA NOT AVAILABLE | DATA NOT AVAILABLE | DATA NOT AVAILABLE | DATA NOT AVAILABLE | DATA NOT AVAILABLE | DATA NOT AVAILABLE | DATA NOT AVAILABLE | DATA NOT AVAILABLE | DATA NOT AVAILABLE | DATA NOT AVAILABLE | DATA NOT AVAILABLE | DATA NOT AVAILABLE | DATA NOT AVAILABLE | ACCEPTED TO CONNECT | DATA NOT AVAILABLE | DATA NOT AVAILABLE | DATA NOT AVAILABLE | DATA NOT AVAILABLE | DATA NOT AVAILABLE | DATA NOT AVAILABLE | 28 | 28 | 29.4737 | 0.35263 | 0.335 | 2022-12-02 | DATA NOT AVAILABLE | N | DATA NOT AVAILABLE | DATA NOT AVAILABLE | DATA NOT AVAILABLE | DATA NOT AVAILABLE | DATA NOT AVAILABLE | 2021-05-05
DATA NOT AVAILABLE | DATA NOT AVAILABLE | PM GROUP | THERMOFISHER SCIENTIFIC BASINGSTOKE 0.774MW - CHP | THERMOFISHER BASINGSTOKE | WADE ROAD | BASINGSTOKE | HAMPSHIRE | RG24 8PW | ENGLAND | 465258 | 154040 | BRAMLEY (BASI) | BASINGSTOKE | BASINGSTOKE | 11 | SOUTHERN ELECTRIC POWER DISTRIBUTION PLC | BIOFUEL - OTHER | ENGINE (COMBUSTION / RECIPROCATING) | YES | DATA NOT AVAILABLE | DATA NOT AVAILABLE | 0.774 | DATA NOT AVAILABLE | DATA NOT AVAILABLE | DATA NOT AVAILABLE | DATA NOT AVAILABLE | DATA NOT AVAILABLE | DATA NOT AVAILABLE | DATA NOT AVAILABLE | DATA NOT AVAILABLE | DATA NOT AVAILABLE | DATA NOT AVAILABLE | DATA NOT AVAILABLE | DATA NOT AVAILABLE | DATA NOT AVAILABLE | ACCEPTED TO CONNECT | DATA NOT AVAILABLE | DATA NOT AVAILABLE | DATA NOT AVAILABLE | DATA NOT AVAILABLE | DATA NOT AVAILABLE | DATA NOT AVAILABLE | 0.774 | 0.774 | 0.81474 | 1.2947 | 1.23 | 2023-01-20 | DATA NOT AVAILABLE | N | DATA NOT AVAILABLE | DATA NOT AVAILABLE | DATA NOT AVAILABLE | DATA NOT AVAILABLE | DATA NOT AVAILABLE | 2021-04-08
DATA NOT AVAILABLE | DATA NOT AVAILABLE | ESMART NETWORKS | OXFO 40MW PV | BF13A TAR FARM COTTAGE | TAR ROAD STANTON HARCOURT | WITNEY | OXFORDSHIRE | OX29 5AL | ENGLAND | 438790 | 206977 | COWLEY GSP | WITNEY | DATA NOT AVAILABLE | EHV | SOUTHERN ELECTRIC POWER DISTRIBUTION PLC | SOLAR | PHOTOVOLTAIC | NO | DATA NOT AVAILABLE | DATA NOT AVAILABLE | 33 | DATA NOT AVAILABLE | DATA NOT AVAILABLE | DATA NOT AVAILABLE | DATA NOT AVAILABLE | DATA NOT AVAILABLE | DATA NOT AVAILABLE | DATA NOT AVAILABLE | DATA NOT AVAILABLE | DATA NOT AVAILABLE | DATA NOT AVAILABLE | DATA NOT AVAILABLE | DATA NOT AVAILABLE | DATA NOT AVAILABLE | ACCEPTED TO CONNECT | DATA NOT AVAILABLE | DATA NOT AVAILABLE | DATA NOT AVAILABLE | DATA NOT AVAILABLE | DATA NOT AVAILABLE | DATA NOT AVAILABLE | 33 | 33 | 34.7368 | 0.21053 | 0.2 | 2021-06-02 | DATA NOT AVAILABLE | N | DATA NOT AVAILABLE | DATA NOT AVAILABLE | DATA NOT AVAILABLE | DATA NOT AVAILABLE | DATA NOT AVAILABLE | 2021-06-30
DATA NOT AVAILABLE | DATA NOT AVAILABLE | CONRAD ENERGY (DEVELOPMENTS) LIMITED | 7.2MW - GAS | DATA NOT AVAILABLE | DATA NOT AVAILABLE | YAPTON | WEST SUSSEX | BN18 0HX | ENGLAND | 498745 | 102813 | LOVEDEAN GSP | CHICHESTER | BILSHAM | 11 | SOUTHERN ELECTRIC POWER DISTRIBUTION PLC | ADVANCED FUEL (PRODUCED VIA GASIFICATION OR PYROLYSIS OF BIOFUEL OR WASTE) | GAS TURBINE (OCGT) | YES | DATA NOT AVAILABLE | DATA NOT AVAILABLE | 7.605 | DATA NOT AVAILABLE | DATA NOT AVAILABLE | DATA NOT AVAILABLE | DATA NOT AVAILABLE | DATA NOT AVAILABLE | DATA NOT AVAILABLE | DATA NOT AVAILABLE | DATA NOT AVAILABLE | DATA NOT AVAILABLE | DATA NOT AVAILABLE | DATA NOT AVAILABLE | DATA NOT AVAILABLE | YES | ACCEPTED TO CONNECT | DATA NOT AVAILABLE | DATA NOT AVAILABLE | DATA NOT AVAILABLE | DATA NOT AVAILABLE | DATA NOT AVAILABLE | DATA NOT AVAILABLE | 7.605 | 7.2 | 7.5789 | 0.33158 | 0.315 | 2023-04-21 | DATA NOT AVAILABLE | N | DATA NOT AVAILABLE | DATA NOT AVAILABLE | DATA NOT AVAILABLE | DATA NOT AVAILABLE | DATA NOT AVAILABLE | 2021-05-05
DATA NOT AVAILABLE | DATA NOT AVAILABLE | GRIDSERVE EMEA DEPC LTD | 6MW - PV / ESS / EV / DOM / COMM - 12MVA DEMAND | BUNFORD PARK DEVELOPMENT, | WESTERN RELIEF ROAD WEST COKER | YEOVIL | SOMERSET | BA20 2HT | ENGLAND | 353187 | 115325 | AXMINSTER | YEOVIL | WEST HENDFORD | 11 | SOUTHERN ELECTRIC POWER DISTRIBUTION PLC | STORED ENERGY (ALL STORED ENERGY IRRESPECTVE OF THE ORIGINAL ENERGY SOURCE) | STORAGE - ELECTROCHEMICAL (BATTERIES) | NO | DATA NOT AVAILABLE | DATA NOT AVAILABLE | 6.166 | DATA NOT AVAILABLE | DATA NOT AVAILABLE | DATA NOT AVAILABLE | DATA NOT AVAILABLE | DATA NOT AVAILABLE | DATA NOT AVAILABLE | DATA NOT AVAILABLE | DATA NOT AVAILABLE | DATA NOT AVAILABLE | DATA NOT AVAILABLE | DATA NOT AVAILABLE | DATA NOT AVAILABLE | DATA NOT AVAILABLE | ACCEPTED TO CONNECT | DATA NOT AVAILABLE | DATA NOT AVAILABLE | DATA NOT AVAILABLE | DATA NOT AVAILABLE | DATA NOT AVAILABLE | DATA NOT AVAILABLE | 6.166 | 6 | 6.3158 | 12.6316 | 12 | 2021-03-31 | DATA NOT AVAILABLE | N | DATA NOT AVAILABLE | DATA NOT AVAILABLE | DATA NOT AVAILABLE | DATA NOT AVAILABLE | DATA NOT AVAILABLE | 2021-05-05
DATA NOT AVAILABLE | DATA NOT AVAILABLE | FICHTNER CONSULTING ENGINEERS LTD | 30MW STEAM TURBINE | FORD CIRCULAR ENERGY PARK | FORD AIRFIELD INDUSTRIAL ESTATE | ARUNDEL | WEST SUSSEX | BN18 0HY | ENGLAND | 498968 | 103119 | LOVEDEAN GSP | CHICHESTER | DATA NOT AVAILABLE | EHV | SOUTHERN ELECTRIC POWER DISTRIBUTION PLC | WASTE | DATA NOT AVAILABLE | NO | DATA NOT AVAILABLE | DATA NOT AVAILABLE | 30 | DATA NOT AVAILABLE | DATA NOT AVAILABLE | DATA NOT AVAILABLE | DATA NOT AVAILABLE | DATA NOT AVAILABLE | DATA NOT AVAILABLE | DATA NOT AVAILABLE | DATA NOT AVAILABLE | DATA NOT AVAILABLE | DATA NOT AVAILABLE | DATA NOT AVAILABLE | DATA NOT AVAILABLE | DATA NOT AVAILABLE | ACCEPTED TO CONNECT | DATA NOT AVAILABLE | DATA NOT AVAILABLE | DATA NOT AVAILABLE | DATA NOT AVAILABLE | DATA NOT AVAILABLE | DATA NOT AVAILABLE | 30 | 30 | 31.5789 | 5.6842 | 5.4 | 2020-12-01 | DATA NOT AVAILABLE | N | DATA NOT AVAILABLE | DATA NOT AVAILABLE | DATA NOT AVAILABLE | DATA NOT AVAILABLE | DATA NOT AVAILABLE | 2020-12-21
DATA NOT AVAILABLE | DATA NOT AVAILABLE | RENEWABLE CONNECTIONS SOLAR HOLDINGS LIMITED | 24MW EXPORT 8.5MVA IMPORT | DATA NOT AVAILABLE | GRANGE FARM NORTH DENCHWORTH | WANTAGE | OXFORDSHIRE | OX12 0DW | ENGLAND | 438639 | 192824 | COWLEY GSP | DRAYTON | DATA NOT AVAILABLE | EHV | SOUTHERN ELECTRIC POWER DISTRIBUTION PLC | SOLAR | PHOTOVOLTAIC | NO | DATA NOT AVAILABLE | DATA NOT AVAILABLE | 24.045 | DATA NOT AVAILABLE | DATA NOT AVAILABLE | DATA NOT AVAILABLE | DATA NOT AVAILABLE | DATA NOT AVAILABLE | DATA NOT AVAILABLE | DATA NOT AVAILABLE | DATA NOT AVAILABLE | DATA NOT AVAILABLE | DATA NOT AVAILABLE | DATA NOT AVAILABLE | DATA NOT AVAILABLE | DATA NOT AVAILABLE | ACCEPTED TO CONNECT | DATA NOT AVAILABLE | DATA NOT AVAILABLE | DATA NOT AVAILABLE | DATA NOT AVAILABLE | DATA NOT AVAILABLE | DATA NOT AVAILABLE | 24.045 | 24 | 25.2632 | 0.26632 | 0.253 | 2020-12-22 | DATA NOT AVAILABLE | N | DATA NOT AVAILABLE | DATA NOT AVAILABLE | DATA NOT AVAILABLE | DATA NOT AVAILABLE | DATA NOT AVAILABLE | 2021-01-29
DATA NOT AVAILABLE | DATA NOT AVAILABLE | BALANCED GRID SOLUTIONS LIMITED | GS/SLC 15/02 OXFO 49.95MW - BATTERY | COWLEY BATTERY STORAGE | LOWER FARM RADLEY | ABINGDON | OXFORDSHIRE | OX14 3BA | ENGLAND | 453235 | 198785 | COWLEY GSP | DATA NOT AVAILABLE | DATA NOT AVAILABLE | 132 | SOUTHERN ELECTRIC POWER DISTRIBUTION PLC | STORED ENERGY (ALL STORED ENERGY IRRESPECTVE OF THE ORIGINAL ENERGY SOURCE) | STORAGE - ELECTROCHEMICAL (BATTERIES) | NO | DATA NOT AVAILABLE | DATA NOT AVAILABLE | 49.95 | DATA NOT AVAILABLE | DATA NOT AVAILABLE | DATA NOT AVAILABLE | DATA NOT AVAILABLE | DATA NOT AVAILABLE | DATA NOT AVAILABLE | DATA NOT AVAILABLE | DATA NOT AVAILABLE | DATA NOT AVAILABLE | DATA NOT AVAILABLE | DATA NOT AVAILABLE | DATA NOT AVAILABLE | DATA NOT AVAILABLE | ACCEPTED TO CONNECT | DATA NOT AVAILABLE | DATA NOT AVAILABLE | DATA NOT AVAILABLE | DATA NOT AVAILABLE | DATA NOT AVAILABLE | DATA NOT AVAILABLE | 49.95 | 49.95 | 52.5789 | 42.1053 | 40 | 2021-07-29 | DATA NOT AVAILABLE | N | DATA NOT AVAILABLE | DATA NOT AVAILABLE | DATA NOT AVAILABLE | DATA NOT AVAILABLE | DATA NOT AVAILABLE | 2021-09-01
DATA NOT AVAILABLE | DATA NOT AVAILABLE | AMP ENERGY SERVICES LTD | 4.052MW - Gas | CENTRIC POWER | ANDOVER BUSINESS PARK | ANDOVER | HAMPSHIRE | SP11 8BF | ENGLAND | 433660 | 145751 | MELKSHAM GSP | ANDOVER | PORTWAY | 11 | SOUTHERN ELECTRIC POWER DISTRIBUTION PLC | ADVANCED FUEL (PRODUCED VIA GASIFICATION OR PYROLYSIS OF BIOFUEL OR WASTE) | GAS TURBINE (OCGT) | NO | DATA NOT AVAILABLE | DATA NOT AVAILABLE | 4.052 | DATA NOT AVAILABLE | DATA NOT AVAILABLE | DATA NOT AVAILABLE | DATA NOT AVAILABLE | DATA NOT AVAILABLE | DATA NOT AVAILABLE | DATA NOT AVAILABLE | DATA NOT AVAILABLE | DATA NOT AVAILABLE | DATA NOT AVAILABLE | DATA NOT AVAILABLE | DATA NOT AVAILABLE | DATA NOT AVAILABLE | ACCEPTED TO CONNECT | DATA NOT AVAILABLE | DATA NOT AVAILABLE | DATA NOT AVAILABLE | DATA NOT AVAILABLE | DATA NOT AVAILABLE | DATA NOT AVAILABLE | 4.052 | 4.052 | 4.2653 | 0.21053 | 0.2 | 2021-01-27 | DATA NOT AVAILABLE | N | DATA NOT AVAILABLE | DATA NOT AVAILABLE | DATA NOT AVAILABLE | DATA NOT AVAILABLE | DATA NOT AVAILABLE | 2021-02-18
DATA NOT AVAILABLE | DATA NOT AVAILABLE | DNO CONSULTING | FT WOODINGTON FARM PV | WOODINGTON FARM PV | WOODINGTON ROAD EAST WELLOW | ROMSEY | HAMPSHIRE | SO51 6DQ | ENGLAND | 431084 | 120457 | NURSLING GSP | DATA NOT AVAILABLE | DATA NOT AVAILABLE | 132 | SOUTHERN ELECTRIC POWER DISTRIBUTION PLC | SOLAR | PHOTOVOLTAIC | NO | DATA NOT AVAILABLE | DATA NOT AVAILABLE | 40 | DATA NOT AVAILABLE | DATA NOT AVAILABLE | DATA NOT AVAILABLE | DATA NOT AVAILABLE | DATA NOT AVAILABLE | DATA NOT AVAILABLE | DATA NOT AVAILABLE | DATA NOT AVAILABLE | DATA NOT AVAILABLE | DATA NOT AVAILABLE | DATA NOT AVAILABLE | DATA NOT AVAILABLE | DATA NOT AVAILABLE | ACCEPTED TO CONNECT | DATA NOT AVAILABLE | DATA NOT AVAILABLE | DATA NOT AVAILABLE | DATA NOT AVAILABLE | DATA NOT AVAILABLE | DATA NOT AVAILABLE | 40 | 40 | 42.1053 | 0.0010526 | 0.001 | 2022-04-08 | DATA NOT AVAILABLE | N | DATA NOT AVAILABLE | DATA NOT AVAILABLE | DATA NOT AVAILABLE | DATA NOT AVAILABLE | DATA NOT AVAILABLE | 2022-05-04
DATA NOT AVAILABLE | DATA NOT AVAILABLE | ITPENERGISED | SP - NAIRN BESS 49.9MW BATTERY | DATA NOT AVAILABLE | DATA NOT AVAILABLE | DATA NOT AVAILABLE | HIGHLAND | DATA NOT AVAILABLE | SCOTLAND | DATA NOT AVAILABLE | DATA NOT AVAILABLE | NAIRN | DATA NOT APPLICABLE | DATA NOT AVAILABLE | EHV | SCOTTISH HYDRO ELECTRIC POWER DISTRIBUTION PLC | STORED ENERGY (ALL STORED ENERGY IRRESPECTVE OF THE ORIGINAL ENERGY SOURCE) | STORAGE - ELECTROCHEMICAL (BATTERIES) | NO | DATA NOT AVAILABLE | DATA NOT AVAILABLE | 49.9 | DATA NOT AVAILABLE | DATA NOT AVAILABLE | DATA NOT AVAILABLE | DATA NOT AVAILABLE | DATA NOT AVAILABLE | DATA NOT AVAILABLE | DATA NOT AVAILABLE | DATA NOT AVAILABLE | DATA NOT AVAILABLE | DATA NOT AVAILABLE | DATA NOT AVAILABLE | DATA NOT AVAILABLE | DATA NOT AVAILABLE | ACCEPTED TO CONNECT | DATA NOT AVAILABLE | DATA NOT AVAILABLE | DATA NOT AVAILABLE | DATA NOT AVAILABLE | DATA NOT AVAILABLE | DATA NOT AVAILABLE | 49.9 | 49.9 | 52.5263 | 52.5263 | 49.9 | 2022-03-22 | DATA NOT AVAILABLE | N | DATA NOT AVAILABLE | DATA NOT AVAILABLE | DATA NOT AVAILABLE | DATA NOT AVAILABLE | DATA NOT AVAILABLE | 2021-10-01
DATA NOT AVAILABLE | DATA NOT AVAILABLE | INTELLIGENT ALTERNATIVES LIMITED | 10MW PV | DATA NOT AVAILABLE | DATA NOT AVAILABLE | DATA NOT AVAILABLE | DATA NOT AVAILABLE | DATA NOT AVAILABLE | ENGLAND | DATA NOT AVAILABLE | DATA NOT AVAILABLE | MELKSHAM GSP | NORRINGTON | DATA NOT AVAILABLE | EHV | SOUTHERN ELECTRIC POWER DISTRIBUTION PLC | SOLAR | PHOTOVOLTAIC | NO | DATA NOT AVAILABLE | DATA NOT AVAILABLE | 10 | DATA NOT AVAILABLE | DATA NOT AVAILABLE | DATA NOT AVAILABLE | DATA NOT AVAILABLE | DATA NOT AVAILABLE | DATA NOT AVAILABLE | DATA NOT AVAILABLE | DATA NOT AVAILABLE | DATA NOT AVAILABLE | DATA NOT AVAILABLE | DATA NOT AVAILABLE | DATA NOT AVAILABLE | YES | ACCEPTED TO CONNECT | DATA NOT AVAILABLE | DATA NOT AVAILABLE | DATA NOT AVAILABLE | DATA NOT AVAILABLE | DATA NOT AVAILABLE | DATA NOT AVAILABLE | 10 | 10 | 10.5263 | 0.10526 | 0.1 | 2021-04-29 | DATA NOT AVAILABLE | N | DATA NOT AVAILABLE | DATA NOT AVAILABLE | DATA NOT AVAILABLE | DATA NOT AVAILABLE | DATA NOT AVAILABLE | 2021-05-05
DATA NOT AVAILABLE | DATA NOT AVAILABLE | AMBERSIDE ENERGY LTD | MELK CORNER CORPSE SOLAR - PV | CORNER COPSE SOLAR | STANTON FITZWARREN | SWINDON | SWINDON | SN6 7SE | ENGLAND | 417999 | 190239 | MINETY GSP | STRATTON | DATA NOT AVAILABLE | 132 | SOUTHERN ELECTRIC POWER DISTRIBUTION PLC | SOLAR | PHOTOVOLTAIC | NO | DATA NOT AVAILABLE | DATA NOT AVAILABLE | 49.9 | DATA NOT AVAILABLE | DATA NOT AVAILABLE | DATA NOT AVAILABLE | DATA NOT AVAILABLE | DATA NOT AVAILABLE | DATA NOT AVAILABLE | DATA NOT AVAILABLE | DATA NOT AVAILABLE | DATA NOT AVAILABLE | DATA NOT AVAILABLE | DATA NOT AVAILABLE | DATA NOT AVAILABLE | DATA NOT AVAILABLE | ACCEPTED TO CONNECT | DATA NOT AVAILABLE | DATA NOT AVAILABLE | DATA NOT AVAILABLE | DATA NOT AVAILABLE | DATA NOT AVAILABLE | DATA NOT AVAILABLE | 49.9 | 49.9 | 52.5263 | 11.08 | 10.526 | 2021-03-25 | DATA NOT AVAILABLE | N | DATA NOT AVAILABLE | DATA NOT AVAILABLE | DATA NOT AVAILABLE | DATA NOT AVAILABLE | DATA NOT AVAILABLE | 2021-05-05
DATA NOT AVAILABLE | DATA NOT AVAILABLE | ITPENERGISED LIMITED | 9.9MW - WIND | LUGGIE'S KNOWE PHASE 2 WIND FARM | LUGGIE'S KNOWE | SHETLAND | SHETLAND ISLANDS | ZE1 0PY | SCOTLAND | 446853 | 1143910 | GREMISTA | DATA NOT APPLICABLE | GREMISTA | 11 | SCOTTISH HYDRO ELECTRIC POWER DISTRIBUTION PLC | WIND | ONSHORE WIND TURBINES | NO | DATA NOT AVAILABLE | DATA NOT AVAILABLE | 10 | DATA NOT AVAILABLE | DATA NOT AVAILABLE | DATA NOT AVAILABLE | DATA NOT AVAILABLE | DATA NOT AVAILABLE | DATA NOT AVAILABLE | DATA NOT AVAILABLE | DATA NOT AVAILABLE | DATA NOT AVAILABLE | DATA NOT AVAILABLE | DATA NOT AVAILABLE | DATA NOT AVAILABLE | DATA NOT AVAILABLE | ACCEPTED TO CONNECT | DATA NOT AVAILABLE | DATA NOT AVAILABLE | DATA NOT AVAILABLE | DATA NOT AVAILABLE | DATA NOT AVAILABLE | DATA NOT AVAILABLE | 10 | 9.9 | 10.4211 | 0.42105 | 0.4 | 2021-05-11 | DATA NOT AVAILABLE | N | DATA NOT AVAILABLE | DATA NOT AVAILABLE | DATA NOT AVAILABLE | DATA NOT AVAILABLE | DATA NOT AVAILABLE | 2021-05-27
DATA NOT AVAILABLE | DATA NOT AVAILABLE | CONRAD ENERGY (DEVELOPMENTS) II LIMITED | QC 9MW PV | YEOVIL LEONARDO POWER GENERATION PLANT | LYSANDER ROAD | YEOVIL | SOMERSET | DATA NOT AVAILABLE | ENGLAND | DATA NOT AVAILABLE | DATA NOT AVAILABLE | AXMINSTER | YEOVIL | WEST HENDFORD | 11 | SOUTHERN ELECTRIC POWER DISTRIBUTION PLC | SOLAR | PHOTOVOLTAIC | NO | DATA NOT AVAILABLE | DATA NOT AVAILABLE | 9 | DATA NOT AVAILABLE | DATA NOT AVAILABLE | DATA NOT AVAILABLE | DATA NOT AVAILABLE | DATA NOT AVAILABLE | DATA NOT AVAILABLE | DATA NOT AVAILABLE | DATA NOT AVAILABLE | DATA NOT AVAILABLE | DATA NOT AVAILABLE | DATA NOT AVAILABLE | DATA NOT AVAILABLE | YES | ACCEPTED TO CONNECT | DATA NOT AVAILABLE | DATA NOT AVAILABLE | DATA NOT AVAILABLE | DATA NOT AVAILABLE | DATA NOT AVAILABLE | DATA NOT AVAILABLE | 9 | 6.08 | 6.4 | 0 | 0 | 0 | DATA NOT AVAILABLE | N | DATA NOT AVAILABLE | DATA NOT AVAILABLE | DATA NOT AVAILABLE | DATA NOT AVAILABLE | DATA NOT AVAILABLE | 2021-05-05
DATA NOT AVAILABLE | DATA NOT AVAILABLE | THAMES WATER UTILITIES LTD | 1.5MW-PV (999KW EXPORT) | LITTLE MARLOW TWUL PV | MUSCHALLIK ROAD OFF A4155 LITTLE MARLOW | MARLOW | BUCKINGHAMSHIRE | SL7 3RY | ENGLAND | 487523 | 187736 | AMERSHAM | LOUDWATER | WELL END | 11 | SOUTHERN ELECTRIC POWER DISTRIBUTION PLC | SOLAR | PHOTOVOLTAIC | NO | DATA NOT AVAILABLE | DATA NOT AVAILABLE | 1.5789 | DATA NOT AVAILABLE | DATA NOT AVAILABLE | DATA NOT AVAILABLE | DATA NOT AVAILABLE | DATA NOT AVAILABLE | DATA NOT AVAILABLE | DATA NOT AVAILABLE | DATA NOT AVAILABLE | DATA NOT AVAILABLE | DATA NOT AVAILABLE | DATA NOT AVAILABLE | DATA NOT AVAILABLE | DATA NOT AVAILABLE | ACCEPTED TO CONNECT | DATA NOT AVAILABLE | DATA NOT AVAILABLE | DATA NOT AVAILABLE | DATA NOT AVAILABLE | DATA NOT AVAILABLE | DATA NOT AVAILABLE | 1.5 | 0.999 | 1.0516 | 0 | 0 | 0 | DATA NOT AVAILABLE | N | DATA NOT AVAILABLE | DATA NOT AVAILABLE | DATA NOT AVAILABLE | DATA NOT AVAILABLE | DATA NOT AVAILABLE | 2022-05-04
DATA NOT AVAILABLE | DATA NOT AVAILABLE | ITP ENERGISED | 49.9MW - BATTERY | 3827, CAULTERNICH BESS | LAND AT KILMORACK | DINGWALL | HIGHLAND | IV4 7AL | SCOTLAND | 249707 | 844935 | BEAULY | DATA NOT APPLICABLE | BEAULY GRID | 33 | SCOTTISH HYDRO ELECTRIC POWER DISTRIBUTION PLC | STORED ENERGY (ALL STORED ENERGY IRRESPECTVE OF THE ORIGINAL ENERGY SOURCE) | STORAGE - ELECTROCHEMICAL (BATTERIES) | NO | DATA NOT AVAILABLE | DATA NOT AVAILABLE | 49.9 | DATA NOT AVAILABLE | DATA NOT AVAILABLE | DATA NOT AVAILABLE | DATA NOT AVAILABLE | DATA NOT AVAILABLE | DATA NOT AVAILABLE | DATA NOT AVAILABLE | DATA NOT AVAILABLE | DATA NOT AVAILABLE | DATA NOT AVAILABLE | DATA NOT AVAILABLE | DATA NOT AVAILABLE | DATA NOT AVAILABLE | ACCEPTED TO CONNECT | DATA NOT AVAILABLE | DATA NOT AVAILABLE | DATA NOT AVAILABLE | DATA NOT AVAILABLE | DATA NOT AVAILABLE | DATA NOT AVAILABLE | 49.9 | 49.9 | 52.5263 | 52.5263 | 49.9 | 2021-06-29 | DATA NOT AVAILABLE | N | DATA NOT AVAILABLE | DATA NOT AVAILABLE | DATA NOT AVAILABLE | DATA NOT AVAILABLE | DATA NOT AVAILABLE | 2021-07-28
DATA NOT AVAILABLE | DATA NOT AVAILABLE | UTILITY CONSULTANCY AND ENGINEERING LTD (UCE) | 7MW PV LIMITED TO 5MW & 3MW BATTERY | MINNIS FARM PV | WOODSTOCK ROAD YARNTON | KIDLINGTON | OXFORDSHIRE | OX5 1PQ | ENGLAND | 448604 | 211861 | COWLEY GSP | YARNTON | FLIT FARM PV GEN | 33 | SOUTHERN ELECTRIC POWER DISTRIBUTION PLC | SOLAR | PHOTOVOLTAIC | NO | DATA NOT AVAILABLE | DATA NOT AVAILABLE | 10 | STORED ENERGY (ALL STORED ENERGY IRRESPECTVE OF THE ORIGINAL ENERGY SOURCE) | STORAGE - ELECTROCHEMICAL (BATTERIES) | DATA NOT AVAILABLE | DATA NOT AVAILABLE | DATA NOT AVAILABLE | 3.3684 | DATA NOT AVAILABLE | DATA NOT AVAILABLE | DATA NOT AVAILABLE | DATA NOT AVAILABLE | DATA NOT AVAILABLE | DATA NOT AVAILABLE | DATA NOT AVAILABLE | ACCEPTED TO CONNECT | DATA NOT AVAILABLE | DATA NOT AVAILABLE | DATA NOT AVAILABLE | DATA NOT AVAILABLE | DATA NOT AVAILABLE | DATA NOT AVAILABLE | 10 | 5 | 5.2632 | 3.3684 | 3.2 | 2021-07-19 | DATA NOT AVAILABLE | N | DATA NOT AVAILABLE | DATA NOT AVAILABLE | DATA NOT AVAILABLE | DATA NOT AVAILABLE | DATA NOT AVAILABLE | 2021-09-01
DATA NOT AVAILABLE | DATA NOT AVAILABLE | ETHICAL POWER LTD | EPG NETLEY SOLAR NORTH LTD 4.625MW - PV | NETLEY PV | PORTSMOUTH ROAD, BURSLEDON | SOUTHAMPTON | HAMPSHIRE | SO31 8BT | ENGLAND | 447013 | 110328 | BOTLEY WOOD GSP | NETLEY COMMON | DATA NOT AVAILABLE | EHV | SOUTHERN ELECTRIC POWER DISTRIBUTION PLC | SOLAR | PHOTOVOLTAIC | NO | DATA NOT AVAILABLE | DATA NOT AVAILABLE | 4.625 | DATA NOT AVAILABLE | DATA NOT AVAILABLE | DATA NOT AVAILABLE | DATA NOT AVAILABLE | DATA NOT AVAILABLE | DATA NOT AVAILABLE | DATA NOT AVAILABLE | DATA NOT AVAILABLE | DATA NOT AVAILABLE | DATA NOT AVAILABLE | DATA NOT AVAILABLE | DATA NOT AVAILABLE | DATA NOT AVAILABLE | ACCEPTED TO CONNECT | DATA NOT AVAILABLE | DATA NOT AVAILABLE | DATA NOT AVAILABLE | DATA NOT AVAILABLE | DATA NOT AVAILABLE | DATA NOT AVAILABLE | 4.625 | 0 | 0 | 0 | 0 | 2021-03-16 | DATA NOT AVAILABLE | N | DATA NOT AVAILABLE | DATA NOT AVAILABLE | DATA NOT AVAILABLE | DATA NOT AVAILABLE | DATA NOT AVAILABLE | 2021-04-08
DATA NOT AVAILABLE | DATA NOT AVAILABLE | LAKINI LTD | CARSEBANK PV | CARSEBANK PV | DATA NOT AVAILABLE | FORFAR | ANGUS | DD8 3NP | SCOTLAND | 347514 | 753339 | LUNANHEAD | DATA NOT APPLICABLE | LUNANHEAD GRID | 33 | SCOTTISH HYDRO ELECTRIC POWER DISTRIBUTION PLC | SOLAR | PHOTOVOLTAIC | NO | DATA NOT AVAILABLE | DATA NOT AVAILABLE | 5 | DATA NOT AVAILABLE | DATA NOT AVAILABLE | DATA NOT AVAILABLE | DATA NOT AVAILABLE | DATA NOT AVAILABLE | DATA NOT AVAILABLE | DATA NOT AVAILABLE | DATA NOT AVAILABLE | DATA NOT AVAILABLE | DATA NOT AVAILABLE | DATA NOT AVAILABLE | DATA NOT AVAILABLE | DATA NOT AVAILABLE | ACCEPTED TO CONNECT | DATA NOT AVAILABLE | DATA NOT AVAILABLE | DATA NOT AVAILABLE | DATA NOT AVAILABLE | DATA NOT AVAILABLE | DATA NOT AVAILABLE | 5 | 5 | 5.2632 | 0.042105 | 0.04 | 2021-09-28 | DATA NOT AVAILABLE | N | DATA NOT AVAILABLE | DATA NOT AVAILABLE | DATA NOT AVAILABLE | DATA NOT AVAILABLE | DATA NOT AVAILABLE | 2021-10-26
DATA NOT AVAILABLE | DATA NOT AVAILABLE | LAKINI LTD | HOWMUIR FARM PV | HOWMUIR FARM PV | DATA NOT AVAILABLE | FORFAR | ANGUS | DD8 3PA | SCOTLAND | 349435 | 753942 | LUNANHEAD | DATA NOT APPLICABLE | LUNANHEAD GRID | 33 | SCOTTISH HYDRO ELECTRIC POWER DISTRIBUTION PLC | SOLAR | PHOTOVOLTAIC | NO | DATA NOT AVAILABLE | DATA NOT AVAILABLE | 5 | DATA NOT AVAILABLE | DATA NOT AVAILABLE | DATA NOT AVAILABLE | DATA NOT AVAILABLE | DATA NOT AVAILABLE | DATA NOT AVAILABLE | DATA NOT AVAILABLE | DATA NOT AVAILABLE | DATA NOT AVAILABLE | DATA NOT AVAILABLE | DATA NOT AVAILABLE | DATA NOT AVAILABLE | DATA NOT AVAILABLE | ACCEPTED TO CONNECT | DATA NOT AVAILABLE | DATA NOT AVAILABLE | DATA NOT AVAILABLE | DATA NOT AVAILABLE | DATA NOT AVAILABLE | DATA NOT AVAILABLE | 5 | 5 | 5.2632 | 0.042105 | 0.04 | 2021-09-28 | DATA NOT AVAILABLE | N | DATA NOT AVAILABLE | DATA NOT AVAILABLE | DATA NOT AVAILABLE | DATA NOT AVAILABLE | DATA NOT AVAILABLE | 2021-10-26
DATA NOT AVAILABLE | DATA NOT AVAILABLE | CERTUS UTILITY CONSULTING LTD | 60MW - BATTERY | NORTH BADDESLEY BESS | CASTLE LANE NORTH BADDESLEY | SOUTHAMPTON | HAMPSHIRE | SO52 9LY | ENGLAND | 440444 | 119703 | NURSLING GSP | VELMORE | DATA NOT AVAILABLE | EHV | SOUTHERN ELECTRIC POWER DISTRIBUTION PLC | STORED ENERGY (ALL STORED ENERGY IRRESPECTVE OF THE ORIGINAL ENERGY SOURCE) | STORAGE - ELECTROCHEMICAL (BATTERIES) | NO | DATA NOT AVAILABLE | DATA NOT AVAILABLE | 57 | DATA NOT AVAILABLE | DATA NOT AVAILABLE | DATA NOT AVAILABLE | DATA NOT AVAILABLE | DATA NOT AVAILABLE | DATA NOT AVAILABLE | DATA NOT AVAILABLE | DATA NOT AVAILABLE | DATA NOT AVAILABLE | DATA NOT AVAILABLE | DATA NOT AVAILABLE | DATA NOT AVAILABLE | DATA NOT AVAILABLE | ACCEPTED TO CONNECT | DATA NOT AVAILABLE | DATA NOT AVAILABLE | DATA NOT AVAILABLE | DATA NOT AVAILABLE | DATA NOT AVAILABLE | DATA NOT AVAILABLE | 57 | 57 | 60 | 63.1579 | 60 | 2021-07-27 | DATA NOT AVAILABLE | N | DATA NOT AVAILABLE | DATA NOT AVAILABLE | DATA NOT AVAILABLE | DATA NOT AVAILABLE | DATA NOT AVAILABLE | 2021-10-26
DATA NOT AVAILABLE | DATA NOT AVAILABLE | ANGLO RENEWABLES LIMITED | READ 25MW - PV | KINGSCLERE SOLAR FARM, STRATTONS FARM | A339 HEADLEY | THATCHAM | BASINGSTOKE AND DEANE DISTRICT (B) | RG20 4SZ | ENGLAND | 451470 | 160875 | BRAMLEY (ANDO-THAT) | THATCHAM | THATCHAM | 11 | SOUTHERN ELECTRIC POWER DISTRIBUTION PLC | SOLAR | PHOTOVOLTAIC | NO | DATA NOT AVAILABLE | DATA NOT AVAILABLE | 23 | DATA NOT AVAILABLE | DATA NOT AVAILABLE | DATA NOT AVAILABLE | DATA NOT AVAILABLE | DATA NOT AVAILABLE | DATA NOT AVAILABLE | DATA NOT AVAILABLE | DATA NOT AVAILABLE | DATA NOT AVAILABLE | DATA NOT AVAILABLE | DATA NOT AVAILABLE | DATA NOT AVAILABLE | DATA NOT AVAILABLE | ACCEPTED TO CONNECT | DATA NOT AVAILABLE | DATA NOT AVAILABLE | DATA NOT AVAILABLE | DATA NOT AVAILABLE | DATA NOT AVAILABLE | DATA NOT AVAILABLE | 23 | 23 | 24.2105 | 0.21053 | 0.2 | 2021-06-29 | DATA NOT AVAILABLE | N | DATA NOT AVAILABLE | DATA NOT AVAILABLE | DATA NOT AVAILABLE | DATA NOT AVAILABLE | DATA NOT AVAILABLE | 2021-07-28
DATA NOT AVAILABLE | DATA NOT AVAILABLE | XRENEWABLE LTD | 50MW - BATTERY | THE CROFT | SOUTH FORDTOWN KINTORE | KINTORE | ABERDEENSHIRE | AB51 0XZ | SCOTLAND | 377418 | 814045 | KINTORE | DATA NOT APPLICABLE | DATA NOT AVAILABLE | EHV | SCOTTISH HYDRO ELECTRIC POWER DISTRIBUTION PLC | STORED ENERGY (ALL STORED ENERGY IRRESPECTVE OF THE ORIGINAL ENERGY SOURCE) | STORAGE - ELECTROCHEMICAL (BATTERIES) | NO | DATA NOT AVAILABLE | DATA NOT AVAILABLE | 50 | DATA NOT AVAILABLE | DATA NOT AVAILABLE | DATA NOT AVAILABLE | DATA NOT AVAILABLE | DATA NOT AVAILABLE | DATA NOT AVAILABLE | DATA NOT AVAILABLE | DATA NOT AVAILABLE | DATA NOT AVAILABLE | DATA NOT AVAILABLE | DATA NOT AVAILABLE | DATA NOT AVAILABLE | DATA NOT AVAILABLE | ACCEPTED TO CONNECT | DATA NOT AVAILABLE | DATA NOT AVAILABLE | DATA NOT AVAILABLE | DATA NOT AVAILABLE | DATA NOT AVAILABLE | DATA NOT AVAILABLE | 50 | 50 | 52.6316 | 52.6316 | 50 | 2021-06-16 | DATA NOT AVAILABLE | N | DATA NOT AVAILABLE | DATA NOT AVAILABLE | DATA NOT AVAILABLE | DATA NOT AVAILABLE | DATA NOT AVAILABLE | 2021-07-28
DATA NOT AVAILABLE | DATA NOT AVAILABLE | ITPENERGISED | 49.9MW - BATTERY | BRACO WEST BESS, | LAND AT BRACO WEST | DUNBLANE | STIRLING | DATA NOT AVAILABLE | SCOTLAND | DATA NOT AVAILABLE | DATA NOT AVAILABLE | BRACO WEST GRID | DATA NOT APPLICABLE | BRACO WEST GRID | 33 | SCOTTISH HYDRO ELECTRIC POWER DISTRIBUTION PLC | STORED ENERGY (ALL STORED ENERGY IRRESPECTVE OF THE ORIGINAL ENERGY SOURCE) | STORAGE - ELECTROCHEMICAL (BATTERIES) | NO | DATA NOT AVAILABLE | DATA NOT AVAILABLE | 49.9 | DATA NOT AVAILABLE | DATA NOT AVAILABLE | DATA NOT AVAILABLE | DATA NOT AVAILABLE | DATA NOT AVAILABLE | DATA NOT AVAILABLE | DATA NOT AVAILABLE | DATA NOT AVAILABLE | DATA NOT AVAILABLE | DATA NOT AVAILABLE | DATA NOT AVAILABLE | DATA NOT AVAILABLE | DATA NOT AVAILABLE | ACCEPTED TO CONNECT | DATA NOT AVAILABLE | DATA NOT AVAILABLE | DATA NOT AVAILABLE | DATA NOT AVAILABLE | DATA NOT AVAILABLE | DATA NOT AVAILABLE | 49.9 | 49.9 | 52.5263 | 52.5263 | 49.9 | 2021-11-01 | DATA NOT AVAILABLE | N | DATA NOT AVAILABLE | DATA NOT AVAILABLE | DATA NOT AVAILABLE | DATA NOT AVAILABLE | DATA NOT AVAILABLE | 2021-12-02
DATA NOT AVAILABLE | DATA NOT AVAILABLE | BALANCED GRID SOLUTIONS LIMITED | 15MW BATTERY | BOTLEY ENERGY RESERVE 2 | TITCHFIELD LANE WICKHAM | FAREHAM | HAMPSHIRE | PO15 6DY | ENGLAND | 455138 | 109927 | BOTLEY WOOD GSP | BOTLEY WOOD | BOTLEY WOOD | EHV | SOUTHERN ELECTRIC POWER DISTRIBUTION PLC | STORED ENERGY (ALL STORED ENERGY IRRESPECTVE OF THE ORIGINAL ENERGY SOURCE) | STORAGE - ELECTROCHEMICAL (BATTERIES) | NO | DATA NOT AVAILABLE | DATA NOT AVAILABLE | 15 | DATA NOT AVAILABLE | DATA NOT AVAILABLE | DATA NOT AVAILABLE | DATA NOT AVAILABLE | DATA NOT AVAILABLE | DATA NOT AVAILABLE | DATA NOT AVAILABLE | DATA NOT AVAILABLE | DATA NOT AVAILABLE | DATA NOT AVAILABLE | DATA NOT AVAILABLE | DATA NOT AVAILABLE | DATA NOT AVAILABLE | ACCEPTED TO CONNECT | DATA NOT AVAILABLE | DATA NOT AVAILABLE | DATA NOT AVAILABLE | DATA NOT AVAILABLE | DATA NOT AVAILABLE | DATA NOT AVAILABLE | 15 | 15 | 15.7895 | 15.7895 | 15 | 2021-07-12 | DATA NOT AVAILABLE | N | DATA NOT AVAILABLE | DATA NOT AVAILABLE | DATA NOT AVAILABLE | DATA NOT AVAILABLE | DATA NOT AVAILABLE | 2021-09-01
DATA NOT AVAILABLE | DATA NOT AVAILABLE | BLUEFIELD PARTNERS LLP | 10.8 MW SOLAR PV (6.48MW INCREASE) | DATA NOT AVAILABLE | DATA NOT AVAILABLE | DATA NOT AVAILABLE | HAMPSHIRE | DATA NOT AVAILABLE | ENGLAND | DATA NOT AVAILABLE | DATA NOT AVAILABLE | NURSLING GSP | ROWNHAMS | ROMSEY PV GEN | 11 | SOUTHERN ELECTRIC POWER DISTRIBUTION PLC | SOLAR | PHOTOVOLTAIC | NO | DATA NOT AVAILABLE | DATA NOT AVAILABLE | 6.48 | DATA NOT AVAILABLE | DATA NOT AVAILABLE | DATA NOT AVAILABLE | DATA NOT AVAILABLE | DATA NOT AVAILABLE | DATA NOT AVAILABLE | DATA NOT AVAILABLE | DATA NOT AVAILABLE | DATA NOT AVAILABLE | DATA NOT AVAILABLE | DATA NOT AVAILABLE | DATA NOT AVAILABLE | DATA NOT AVAILABLE | ACCEPTED TO CONNECT | DATA NOT AVAILABLE | DATA NOT AVAILABLE | DATA NOT AVAILABLE | DATA NOT AVAILABLE | DATA NOT AVAILABLE | DATA NOT AVAILABLE | 6.48 | 6.48 | 6.8211 | 0 | 0 | 2022-05-11 | DATA NOT AVAILABLE | N | DATA NOT AVAILABLE | DATA NOT AVAILABLE | DATA NOT AVAILABLE | DATA NOT AVAILABLE | DATA NOT AVAILABLE | 2021-09-01
DATA NOT AVAILABLE | DATA NOT AVAILABLE | PELLIKAAN CONSTRUCTION LTD | SLOU - 330KW - PV | CARNIVAL LEISURE CENTRE AND LIBRARY | WELLINGTON ROAD | WOKINGHAM | BERKSHIRE | RG40 2AF | ENGLAND | 480910 | 168255 | BRAMLEY (FLEE) | WOKINGHAM | ELMS ROAD | 11 | SOUTHERN ELECTRIC POWER DISTRIBUTION PLC | SOLAR | PHOTOVOLTAIC | NO | DATA NOT AVAILABLE | DATA NOT AVAILABLE | 0.33 | DATA NOT AVAILABLE | DATA NOT AVAILABLE | DATA NOT AVAILABLE | DATA NOT AVAILABLE | DATA NOT AVAILABLE | DATA NOT AVAILABLE | DATA NOT AVAILABLE | DATA NOT AVAILABLE | DATA NOT AVAILABLE | DATA NOT AVAILABLE | DATA NOT AVAILABLE | DATA NOT AVAILABLE | DATA NOT AVAILABLE | ACCEPTED TO CONNECT | DATA NOT AVAILABLE | DATA NOT AVAILABLE | DATA NOT AVAILABLE | DATA NOT AVAILABLE | DATA NOT AVAILABLE | DATA NOT AVAILABLE | 0.33 | 0.33 | 0.34737 | 1.0526 | 1 | 2022-12-14 | DATA NOT AVAILABLE | N | DATA NOT AVAILABLE | DATA NOT AVAILABLE | DATA NOT AVAILABLE | DATA NOT AVAILABLE | DATA NOT AVAILABLE | 2022-03-24
DATA NOT AVAILABLE | DATA NOT AVAILABLE | DNO CONSULTING LTD | MELK 40MW - PV | MANOR FARM PV (40MW), LAND AT MANOR FARM | STAVERTON RD HOLT | TROWBRIDGE | WILTSHIRE | BA14 6PL | ENGLAND | 385740 | 161461 | MELKSHAM GSP | NORRINGTON | DATA NOT AVAILABLE | EHV | SOUTHERN ELECTRIC POWER DISTRIBUTION PLC | SOLAR | PHOTOVOLTAIC | NO | DATA NOT AVAILABLE | DATA NOT AVAILABLE | 40 | DATA NOT AVAILABLE | DATA NOT AVAILABLE | DATA NOT AVAILABLE | DATA NOT AVAILABLE | DATA NOT AVAILABLE | DATA NOT AVAILABLE | DATA NOT AVAILABLE | DATA NOT AVAILABLE | DATA NOT AVAILABLE | DATA NOT AVAILABLE | DATA NOT AVAILABLE | DATA NOT AVAILABLE | DATA NOT AVAILABLE | ACCEPTED TO CONNECT | DATA NOT AVAILABLE | DATA NOT AVAILABLE | DATA NOT AVAILABLE | DATA NOT AVAILABLE | DATA NOT AVAILABLE | DATA NOT AVAILABLE | 40 | 40 | 42.1053 | 0.31579 | 0.3 | 2021-06-10 | DATA NOT AVAILABLE | N | DATA NOT AVAILABLE | DATA NOT AVAILABLE | DATA NOT AVAILABLE | DATA NOT AVAILABLE | DATA NOT AVAILABLE | 2021-06-30
DATA NOT AVAILABLE | DATA NOT AVAILABLE | JBM SOLAR PROJECTS (UK) LTD | OXFO 35MW - PV & BATTERY | EYNSHAM ESTATE, | LAND AT SOUTH LEIGH | WITNEY | OXFORDSHIRE | OX29 6UP | ENGLAND | 438848 | 208866 | COWLEY GSP | WITNEY | WITNEY | EHV | SOUTHERN ELECTRIC POWER DISTRIBUTION PLC | SOLAR | PHOTOVOLTAIC | NO | DATA NOT AVAILABLE | DATA NOT AVAILABLE | 35 | STORED ENERGY (ALL STORED ENERGY IRRESPECTVE OF THE ORIGINAL ENERGY SOURCE) | STORAGE - ELECTROCHEMICAL (BATTERIES) | DATA NOT AVAILABLE | DATA NOT AVAILABLE | DATA NOT AVAILABLE | 5.2632 | DATA NOT AVAILABLE | DATA NOT AVAILABLE | DATA NOT AVAILABLE | DATA NOT AVAILABLE | DATA NOT AVAILABLE | DATA NOT AVAILABLE | YES | ACCEPTED TO CONNECT | DATA NOT AVAILABLE | DATA NOT AVAILABLE | DATA NOT AVAILABLE | DATA NOT AVAILABLE | DATA NOT AVAILABLE | DATA NOT AVAILABLE | 35 | 35 | 36.8421 | 5.2632 | 5 | 2021-10-13 | DATA NOT AVAILABLE | N | DATA NOT AVAILABLE | DATA NOT AVAILABLE | DATA NOT AVAILABLE | DATA NOT AVAILABLE | DATA NOT AVAILABLE | 2021-10-26
DATA NOT AVAILABLE | DATA NOT AVAILABLE | INTELLIGENT ALTERNATIVES LIMITED | AUTHORISATION RM/MW | BRAINS FARM CIC | LAND ON THE SOUTH SIDE OF BRAINS FARM HORWOOD | WINCANTON | SOMERSET | BA8 0ES | ENGLAND | 370965 | 126079 | MANNINGTON GSP | SHAFTESBURY | WINCANTON | 11 | SOUTHERN ELECTRIC POWER DISTRIBUTION PLC | SOLAR | PHOTOVOLTAIC | NO | DATA NOT AVAILABLE | DATA NOT AVAILABLE | 10 | DATA NOT AVAILABLE | DATA NOT AVAILABLE | DATA NOT AVAILABLE | DATA NOT AVAILABLE | DATA NOT AVAILABLE | DATA NOT AVAILABLE | DATA NOT AVAILABLE | DATA NOT AVAILABLE | DATA NOT AVAILABLE | DATA NOT AVAILABLE | DATA NOT AVAILABLE | DATA NOT AVAILABLE | YES | ACCEPTED TO CONNECT | DATA NOT AVAILABLE | DATA NOT AVAILABLE | DATA NOT AVAILABLE | DATA NOT AVAILABLE | DATA NOT AVAILABLE | DATA NOT AVAILABLE | 10 | 9.9 | 10.4211 | 0.10526 | 0.1 | 2021-05-25 | DATA NOT AVAILABLE | N | DATA NOT AVAILABLE | DATA NOT AVAILABLE | DATA NOT AVAILABLE | DATA NOT AVAILABLE | DATA NOT AVAILABLE | 2021-06-30
DATA NOT AVAILABLE | DATA NOT AVAILABLE | WESSEX SOLAR POWER LIMITED | 22MW - PV | HOLT LANE SOLAR PARK, LAND ADJOINING HOLT FARM | HOLT LANE HOOK | BASINGSTOKE | HAMPSHIRE | RG27 9ER | ENGLAND | 473495 | 153945 | BRAMLEY (FLEE) | COXMOOR WOOD | HOOK | 11 | SOUTHERN ELECTRIC POWER DISTRIBUTION PLC | SOLAR | PHOTOVOLTAIC | NO | DATA NOT AVAILABLE | DATA NOT AVAILABLE | 22 | DATA NOT AVAILABLE | DATA NOT AVAILABLE | DATA NOT AVAILABLE | DATA NOT AVAILABLE | DATA NOT AVAILABLE | DATA NOT AVAILABLE | DATA NOT AVAILABLE | DATA NOT AVAILABLE | DATA NOT AVAILABLE | DATA NOT AVAILABLE | DATA NOT AVAILABLE | DATA NOT AVAILABLE | DATA NOT AVAILABLE | ACCEPTED TO CONNECT | DATA NOT AVAILABLE | DATA NOT AVAILABLE | DATA NOT AVAILABLE | DATA NOT AVAILABLE | DATA NOT AVAILABLE | DATA NOT AVAILABLE | 22 | 22 | 23.1579 | 0.094737 | 0.09 | 2021-07-22 | DATA NOT AVAILABLE | N | DATA NOT AVAILABLE | DATA NOT AVAILABLE | DATA NOT AVAILABLE | DATA NOT AVAILABLE | DATA NOT AVAILABLE | 2021-09-01
DATA NOT AVAILABLE | DATA NOT AVAILABLE | LIGHTSOURCE RENEWABLE UK DEVELOPMENT LIMITED | 1.2MW - PV | PANGBOURNE PV SOLAR PARK | BP CASTROL WHITCHURCH HILL | READING | OXFORDSHIRE | RG8 7QR | ENGLAND | 463872 | 178144 | BRAMLEY (FLEE) | BURGHFIELD RESERVE | WOODCOTE | 11 | SOUTHERN ELECTRIC POWER DISTRIBUTION PLC | SOLAR | PHOTOVOLTAIC | NO | DATA NOT AVAILABLE | DATA NOT AVAILABLE | 1.2 | DATA NOT AVAILABLE | DATA NOT AVAILABLE | DATA NOT AVAILABLE | DATA NOT AVAILABLE | DATA NOT AVAILABLE | DATA NOT AVAILABLE | DATA NOT AVAILABLE | DATA NOT AVAILABLE | DATA NOT AVAILABLE | DATA NOT AVAILABLE | DATA NOT AVAILABLE | DATA NOT AVAILABLE | DATA NOT AVAILABLE | ACCEPTED TO CONNECT | DATA NOT AVAILABLE | DATA NOT AVAILABLE | DATA NOT AVAILABLE | DATA NOT AVAILABLE | DATA NOT AVAILABLE | DATA NOT AVAILABLE | 1.2 | 0.78 | 0.82105 | 0 | 0 | 2021-10-18 | DATA NOT AVAILABLE | N | DATA NOT AVAILABLE | DATA NOT AVAILABLE | DATA NOT AVAILABLE | DATA NOT AVAILABLE | DATA NOT AVAILABLE | 2021-12-02
DATA NOT AVAILABLE | DATA NOT AVAILABLE | AGILE ENERGY RECOVERY (INVERURIE) LIMITED | 40MW - EFW | THAINSTONE ENERGY PARK ERF | KIRKWOOD COMMERCIAL PARK PORT ELPHINSTONE | INVERURIE | ABERDEENSHIRE | AB51 5NR | SCOTLAND | 378082 | 818999 | KINTORE | DATA NOT APPLICABLE | KINTORE GRID | 33 | SCOTTISH HYDRO ELECTRIC POWER DISTRIBUTION PLC | OTHER | OTHER | NO | DATA NOT AVAILABLE | DATA NOT AVAILABLE | 55 | DATA NOT AVAILABLE | DATA NOT AVAILABLE | DATA NOT AVAILABLE | DATA NOT AVAILABLE | DATA NOT AVAILABLE | DATA NOT AVAILABLE | DATA NOT AVAILABLE | DATA NOT AVAILABLE | DATA NOT AVAILABLE | DATA NOT AVAILABLE | DATA NOT AVAILABLE | DATA NOT AVAILABLE | DATA NOT AVAILABLE | ACCEPTED TO CONNECT | DATA NOT AVAILABLE | DATA NOT AVAILABLE | DATA NOT AVAILABLE | DATA NOT AVAILABLE | DATA NOT AVAILABLE | DATA NOT AVAILABLE | 55 | 40 | 42.1053 | 42.1053 | 40 | 2021-07-06 | DATA NOT AVAILABLE | N | DATA NOT AVAILABLE | DATA NOT AVAILABLE | DATA NOT AVAILABLE | DATA NOT AVAILABLE | DATA NOT AVAILABLE | 2021-09-01
DATA NOT AVAILABLE | DATA NOT AVAILABLE | LOW CARBON ALLIANCE LTD | 49.5MW - BATTERY | KEITH | DRUM ROAD | KEITH | MORAY | AB55 5NP | SCOTLAND | 344439 | 850697 | KEITH | DATA NOT APPLICABLE | KEITH GRID | 33 | SCOTTISH HYDRO ELECTRIC POWER DISTRIBUTION PLC | STORED ENERGY (ALL STORED ENERGY IRRESPECTVE OF THE ORIGINAL ENERGY SOURCE) | STORAGE - ELECTROCHEMICAL (BATTERIES) | NO | DATA NOT AVAILABLE | DATA NOT AVAILABLE | 49.5 | DATA NOT AVAILABLE | DATA NOT AVAILABLE | DATA NOT AVAILABLE | DATA NOT AVAILABLE | DATA NOT AVAILABLE | DATA NOT AVAILABLE | DATA NOT AVAILABLE | DATA NOT AVAILABLE | DATA NOT AVAILABLE | DATA NOT AVAILABLE | DATA NOT AVAILABLE | DATA NOT AVAILABLE | DATA NOT AVAILABLE | ACCEPTED TO CONNECT | DATA NOT AVAILABLE | DATA NOT AVAILABLE | DATA NOT AVAILABLE | DATA NOT AVAILABLE | DATA NOT AVAILABLE | DATA NOT AVAILABLE | 49.5 | 49.5 | 52.1053 | 52.1053 | 49.5 | 2021-06-11 | DATA NOT AVAILABLE | N | DATA NOT AVAILABLE | DATA NOT AVAILABLE | DATA NOT AVAILABLE | DATA NOT AVAILABLE | DATA NOT AVAILABLE | 2021-06-30
DATA NOT AVAILABLE | DATA NOT AVAILABLE | EDEN RENEWABLES | READY - 40MW PV & BATTERY | BOSCOMBE DOWN SOLAR FARM, LAND ADJACENT TO | PORTON ROAD | SALISBURY | WILTSHIRE | SP4 0NF | ENGLAND | 417522 | 138219 | BRAMLEY (BASI) | BASINGSTOKE | STROUDLEY ROAD GEN | 33 | SOUTHERN ELECTRIC POWER DISTRIBUTION PLC | SOLAR | PHOTOVOLTAIC | NO | DATA NOT AVAILABLE | DATA NOT AVAILABLE | 40 | STORED ENERGY (ALL STORED ENERGY IRRESPECTVE OF THE ORIGINAL ENERGY SOURCE) | STORAGE - ELECTROCHEMICAL (BATTERIES) | DATA NOT AVAILABLE | DATA NOT AVAILABLE | DATA NOT AVAILABLE | 11.08 | DATA NOT AVAILABLE | DATA NOT AVAILABLE | DATA NOT AVAILABLE | DATA NOT AVAILABLE | DATA NOT AVAILABLE | DATA NOT AVAILABLE | YES | ACCEPTED TO CONNECT | DATA NOT AVAILABLE | DATA NOT AVAILABLE | DATA NOT AVAILABLE | DATA NOT AVAILABLE | DATA NOT AVAILABLE | DATA NOT AVAILABLE | 40 | 40 | 42.1053 | 11.08 | 10.526 | 2021-12-13 | DATA NOT AVAILABLE | N | DATA NOT AVAILABLE | DATA NOT AVAILABLE | DATA NOT AVAILABLE | DATA NOT AVAILABLE | DATA NOT AVAILABLE | 2022-01-27
DATA NOT AVAILABLE | DATA NOT AVAILABLE | RENEWABLE CONNECTIONS SOLAR HOLDINGS LIMITED | 34.375 MW BATTERY/PV LTP | MONTREATHMONT | MOOR FOREST MONTREATHMONT FOREST | FORFAR | ANGUS | DD8 2TW | SCOTLAND | 358419 | 752871 | LUNANHEAD | DATA NOT APPLICABLE | DATA NOT AVAILABLE | EHV | SCOTTISH HYDRO ELECTRIC POWER DISTRIBUTION PLC | SOLAR | PHOTOVOLTAIC | NO | DATA NOT AVAILABLE | DATA NOT AVAILABLE | 34.375 | STORED ENERGY (ALL STORED ENERGY IRRESPECTVE OF THE ORIGINAL ENERGY SOURCE) | STORAGE - ELECTROCHEMICAL (BATTERIES) | DATA NOT AVAILABLE | DATA NOT AVAILABLE | DATA NOT AVAILABLE | 36.1842 | DATA NOT AVAILABLE | DATA NOT AVAILABLE | DATA NOT AVAILABLE | DATA NOT AVAILABLE | DATA NOT AVAILABLE | DATA NOT AVAILABLE | DATA NOT AVAILABLE | ACCEPTED TO CONNECT | DATA NOT AVAILABLE | DATA NOT AVAILABLE | DATA NOT AVAILABLE | DATA NOT AVAILABLE | DATA NOT AVAILABLE | DATA NOT AVAILABLE | 34.375 | 34.375 | 36.1842 | 36.1842 | 34.375 | 2023-06-12 | DATA NOT AVAILABLE | N | DATA NOT AVAILABLE | DATA NOT AVAILABLE | DATA NOT AVAILABLE | DATA NOT AVAILABLE | DATA NOT AVAILABLE | 2021-09-01
DATA NOT AVAILABLE | DATA NOT AVAILABLE | RWE RENEWABLES UK LTD | 58MW WIND | DATA NOT AVAILABLE | GOLTICLAY WIND FARM | LYBSTER | HIGHLAND | KW3 6DA | SCOTLAND | 324014 | 937259 | MYBSTER | DATA NOT APPLICABLE | MYBSTER GRID | 33 | SCOTTISH HYDRO ELECTRIC POWER DISTRIBUTION PLC | WIND | ONSHORE WIND TURBINES | NO | DATA NOT AVAILABLE | DATA NOT AVAILABLE | 58 | DATA NOT AVAILABLE | DATA NOT AVAILABLE | DATA NOT AVAILABLE | DATA NOT AVAILABLE | DATA NOT AVAILABLE | DATA NOT AVAILABLE | DATA NOT AVAILABLE | DATA NOT AVAILABLE | DATA NOT AVAILABLE | DATA NOT AVAILABLE | DATA NOT AVAILABLE | DATA NOT AVAILABLE | DATA NOT AVAILABLE | ACCEPTED TO CONNECT | DATA NOT AVAILABLE | DATA NOT AVAILABLE | DATA NOT AVAILABLE | DATA NOT AVAILABLE | DATA NOT AVAILABLE | DATA NOT AVAILABLE | 58 | 58 | 61.0526 | 0.21053 | 0.2 | 2021-07-21 | DATA NOT AVAILABLE | N | DATA NOT AVAILABLE | DATA NOT AVAILABLE | DATA NOT AVAILABLE | DATA NOT AVAILABLE | DATA NOT AVAILABLE | 2021-09-01
DATA NOT AVAILABLE | DATA NOT AVAILABLE | EUROPEAN MARINE ENERGY CENTRE (EMEC) | 20MW | SOUTHERN WATER SERVICES LIMITED | STEEPHILL ROAD | VENTNOR | ISLE OF WIGHT | PO38 1UB | ENGLAND | 455270 | 77166 | FAWLEY GSP | COWES & WOOTTON COMMON | VENTNOR | 11 | SOUTHERN ELECTRIC POWER DISTRIBUTION PLC | WATER (FLOWING WATER OR HEAD OF WATER) | TIDAL STREAM DEVICES | NO | DATA NOT AVAILABLE | DATA NOT AVAILABLE | 19.836 | DATA NOT AVAILABLE | DATA NOT AVAILABLE | DATA NOT AVAILABLE | DATA NOT AVAILABLE | DATA NOT AVAILABLE | DATA NOT AVAILABLE | DATA NOT AVAILABLE | DATA NOT AVAILABLE | DATA NOT AVAILABLE | DATA NOT AVAILABLE | DATA NOT AVAILABLE | DATA NOT AVAILABLE | YES | ACCEPTED TO CONNECT | DATA NOT AVAILABLE | DATA NOT AVAILABLE | DATA NOT AVAILABLE | DATA NOT AVAILABLE | DATA NOT AVAILABLE | DATA NOT AVAILABLE | 19.836 | 19.836 | 20.88 | 0.52632 | 0.5 | 2021-09-20 | DATA NOT AVAILABLE | N | DATA NOT AVAILABLE | DATA NOT AVAILABLE | DATA NOT AVAILABLE | DATA NOT AVAILABLE | DATA NOT AVAILABLE | 2021-10-26
DATA NOT AVAILABLE | DATA NOT AVAILABLE | ECLIPSE POWER GENERATION LIMITED | MELK 20MW BATTERY | DATA NOT AVAILABLE | NORRINGTON LANE | MELKSHAM | WILTSHIRE | SN12 8LT | ENGLAND | 388400 | 165094 | MELKSHAM GSP | NORRINGTON | DATA NOT AVAILABLE | EHV | SOUTHERN ELECTRIC POWER DISTRIBUTION PLC | STORED ENERGY (ALL STORED ENERGY IRRESPECTVE OF THE ORIGINAL ENERGY SOURCE) | STORAGE - ELECTROCHEMICAL (BATTERIES) | NO | DATA NOT AVAILABLE | DATA NOT AVAILABLE | 20 | DATA NOT AVAILABLE | DATA NOT AVAILABLE | DATA NOT AVAILABLE | DATA NOT AVAILABLE | DATA NOT AVAILABLE | DATA NOT AVAILABLE | DATA NOT AVAILABLE | DATA NOT AVAILABLE | DATA NOT AVAILABLE | DATA NOT AVAILABLE | DATA NOT AVAILABLE | DATA NOT AVAILABLE | DATA NOT AVAILABLE | ACCEPTED TO CONNECT | DATA NOT AVAILABLE | DATA NOT AVAILABLE | DATA NOT AVAILABLE | DATA NOT AVAILABLE | DATA NOT AVAILABLE | DATA NOT AVAILABLE | 20 | 20 | 21.0526 | 21.0526 | 20 | 2021-08-05 | DATA NOT AVAILABLE | N | DATA NOT AVAILABLE | DATA NOT AVAILABLE | DATA NOT AVAILABLE | DATA NOT AVAILABLE | DATA NOT AVAILABLE | 2021-09-01
DATA NOT AVAILABLE | DATA NOT AVAILABLE | ECODEV GROUP LTD | 49.9MW PV & BATTERY | KEITHICK ESTATE SOLAR, AND BATTERY STORAGE PLANT | KEITHICK | COUPAR ANGUS | PERTH AND KINROSS | PH13 9NF | SCOTLAND | 320312 | 738538 | COUPAR ANGUS | DATA NOT APPLICABLE | COUPAR ANGUS GRID | 33 | SCOTTISH HYDRO ELECTRIC POWER DISTRIBUTION PLC | SOLAR | PHOTOVOLTAIC | NO | DATA NOT AVAILABLE | DATA NOT AVAILABLE | 112.5 | STORED ENERGY (ALL STORED ENERGY IRRESPECTVE OF THE ORIGINAL ENERGY SOURCE) | STORAGE - ELECTROCHEMICAL (BATTERIES) | DATA NOT AVAILABLE | DATA NOT AVAILABLE | DATA NOT AVAILABLE | 52.5263 | DATA NOT AVAILABLE | DATA NOT AVAILABLE | DATA NOT AVAILABLE | DATA NOT AVAILABLE | DATA NOT AVAILABLE | DATA NOT AVAILABLE | DATA NOT AVAILABLE | ACCEPTED TO CONNECT | DATA NOT AVAILABLE | DATA NOT AVAILABLE | DATA NOT AVAILABLE | DATA NOT AVAILABLE | DATA NOT AVAILABLE | DATA NOT AVAILABLE | 112.5 | 49.9 | 52.5263 | 52.5263 | 49.9 | 2021-06-23 | DATA NOT AVAILABLE | N | DATA NOT AVAILABLE | DATA NOT AVAILABLE | DATA NOT AVAILABLE | DATA NOT AVAILABLE | DATA NOT AVAILABLE | 2021-07-28
DATA NOT AVAILABLE | DATA NOT AVAILABLE | NORIKER POWER LTD | 50MW BATTERY | ROTHIENORMAN BATTERY STORAGE | LAND AT MIDDLETON OF BLACKFORD ROTHIENORMAN | INVERURIE | ABERDEENSHIRE | AB51 8YL | SCOTLAND | 370198 | 835658 | ROTHIENORMAN | DATA NOT APPLICABLE | ROTHIENORMAN | 0.4 | SCOTTISH HYDRO ELECTRIC POWER DISTRIBUTION PLC | STORED ENERGY (ALL STORED ENERGY IRRESPECTVE OF THE ORIGINAL ENERGY SOURCE) | STORAGE - ELECTROCHEMICAL (BATTERIES) | NO | DATA NOT AVAILABLE | DATA NOT AVAILABLE | 50 | DATA NOT AVAILABLE | DATA NOT AVAILABLE | DATA NOT AVAILABLE | DATA NOT AVAILABLE | DATA NOT AVAILABLE | DATA NOT AVAILABLE | DATA NOT AVAILABLE | DATA NOT AVAILABLE | DATA NOT AVAILABLE | DATA NOT AVAILABLE | DATA NOT AVAILABLE | DATA NOT AVAILABLE | DATA NOT AVAILABLE | ACCEPTED TO CONNECT | DATA NOT AVAILABLE | DATA NOT AVAILABLE | DATA NOT AVAILABLE | DATA NOT AVAILABLE | DATA NOT AVAILABLE | DATA NOT AVAILABLE | 50 | 50 | 52.6316 | 52.6316 | 50 | 2021-07-13 | DATA NOT AVAILABLE | N | DATA NOT AVAILABLE | DATA NOT AVAILABLE | DATA NOT AVAILABLE | DATA NOT AVAILABLE | DATA NOT AVAILABLE | 2021-09-01
DATA NOT AVAILABLE | DATA NOT AVAILABLE | WSE ARBORFIELD LIMITED | RY 3MW ADDCAP | ARBORFIELD SOLAR PARK | BARTLETTS FARM SWALLOWFIELD ROAD ARBORFIELD | WOKINGHAM | WOKINGHAM (B) | RG2 9JX | ENGLAND | 475283 | 166175 | BRAMLEY (FLEE) | READING | DATA NOT AVAILABLE | EHV | SOUTHERN ELECTRIC POWER DISTRIBUTION PLC | SOLAR | PHOTOVOLTAIC | NO | DATA NOT AVAILABLE | DATA NOT AVAILABLE | 3 | DATA NOT AVAILABLE | DATA NOT AVAILABLE | DATA NOT AVAILABLE | DATA NOT AVAILABLE | DATA NOT AVAILABLE | DATA NOT AVAILABLE | DATA NOT AVAILABLE | DATA NOT AVAILABLE | DATA NOT AVAILABLE | DATA NOT AVAILABLE | DATA NOT AVAILABLE | DATA NOT AVAILABLE | DATA NOT AVAILABLE | ACCEPTED TO CONNECT | DATA NOT AVAILABLE | DATA NOT AVAILABLE | DATA NOT AVAILABLE | DATA NOT AVAILABLE | DATA NOT AVAILABLE | DATA NOT AVAILABLE | 3 | 3 | 3.1579 | 0.11053 | 0.105 | 2021-06-30 | DATA NOT AVAILABLE | N | DATA NOT AVAILABLE | DATA NOT AVAILABLE | DATA NOT AVAILABLE | DATA NOT AVAILABLE | DATA NOT AVAILABLE | 2021-07-28
DATA NOT AVAILABLE | DATA NOT AVAILABLE | INTELLIGENT LAND INVESTMENTS GROUP PLC | 49.9MW BATTERY | AUCHTERAWE ENERGY STORAGE | AUCHTERAWE FARM | FORT AUGUSTUS | HIGHLAND | PH32 4BT | SCOTLAND | 235712 | 808677 | FORT AUGUSTUS | DATA NOT APPLICABLE | FORT AUGUSTUS GRID | 33 | SCOTTISH HYDRO ELECTRIC POWER DISTRIBUTION PLC | STORED ENERGY (ALL STORED ENERGY IRRESPECTVE OF THE ORIGINAL ENERGY SOURCE) | STORAGE - ELECTROCHEMICAL (BATTERIES) | NO | DATA NOT AVAILABLE | DATA NOT AVAILABLE | 49.9 | DATA NOT AVAILABLE | DATA NOT AVAILABLE | DATA NOT AVAILABLE | DATA NOT AVAILABLE | DATA NOT AVAILABLE | DATA NOT AVAILABLE | DATA NOT AVAILABLE | DATA NOT AVAILABLE | DATA NOT AVAILABLE | DATA NOT AVAILABLE | DATA NOT AVAILABLE | DATA NOT AVAILABLE | DATA NOT AVAILABLE | ACCEPTED TO CONNECT | DATA NOT AVAILABLE | DATA NOT AVAILABLE | DATA NOT AVAILABLE | DATA NOT AVAILABLE | DATA NOT AVAILABLE | DATA NOT AVAILABLE | 49.9 | 49.9 | 52.5263 | 52.5263 | 49.9 | 2021-08-03 | DATA NOT AVAILABLE | N | DATA NOT AVAILABLE | DATA NOT AVAILABLE | DATA NOT AVAILABLE | DATA NOT AVAILABLE | DATA NOT AVAILABLE | 2021-09-01
DATA NOT AVAILABLE | DATA NOT AVAILABLE | CUSTOM SOLAR | PORT 4.75MW PV & BATTERY | APPLICATION B, LAKESIDE 1000 NORTH HARBOUR | WESTERN ROAD COSHAM | PORTSMOUTH | PORTSMOUTH | PO6 3EN | ENGLAND | 464678 | 104980 | LOVEDEAN GSP | WYMERING | WYMERING | 11 | SOUTHERN ELECTRIC POWER DISTRIBUTION PLC | SOLAR | PHOTOVOLTAIC | NO | DATA NOT AVAILABLE | DATA NOT AVAILABLE | 5.72 | STORED ENERGY (ALL STORED ENERGY IRRESPECTVE OF THE ORIGINAL ENERGY SOURCE) | STORAGE - ELECTROCHEMICAL (BATTERIES) | DATA NOT AVAILABLE | DATA NOT AVAILABLE | DATA NOT AVAILABLE | 0.78947 | DATA NOT AVAILABLE | DATA NOT AVAILABLE | DATA NOT AVAILABLE | DATA NOT AVAILABLE | DATA NOT AVAILABLE | DATA NOT AVAILABLE | YES | ACCEPTED TO CONNECT | DATA NOT AVAILABLE | DATA NOT AVAILABLE | DATA NOT AVAILABLE | DATA NOT AVAILABLE | DATA NOT AVAILABLE | DATA NOT AVAILABLE | 5.72 | 4.54 | 4.7789 | 0.78947 | 0.75 | 2021-10-14 | DATA NOT AVAILABLE | N | DATA NOT AVAILABLE | DATA NOT AVAILABLE | DATA NOT AVAILABLE | DATA NOT AVAILABLE | DATA NOT AVAILABLE | 2021-10-26
DATA NOT AVAILABLE | DATA NOT AVAILABLE | UTILITY CONSULTANCY AND ENGINEERING | 5MW BATTERY | SOUTHCOTE HOLYBROOK | HOLYBROOK FARM BURGHFIELD BRIDGE NEWBURY | NEWBURY | OXFORDSHIRE | RG30 3RA | ENGLAND | 468144 | 171069 | BRAMLEY (FLEE) | BURGHFIELD RESERVE | SOUTHCOTE | 11 | SOUTHERN ELECTRIC POWER DISTRIBUTION PLC | STORED ENERGY (ALL STORED ENERGY IRRESPECTVE OF THE ORIGINAL ENERGY SOURCE) | STORAGE - ELECTROCHEMICAL (BATTERIES) | NO | DATA NOT AVAILABLE | DATA NOT AVAILABLE | 5 | DATA NOT AVAILABLE | DATA NOT AVAILABLE | DATA NOT AVAILABLE | DATA NOT AVAILABLE | DATA NOT AVAILABLE | DATA NOT AVAILABLE | DATA NOT AVAILABLE | DATA NOT AVAILABLE | DATA NOT AVAILABLE | DATA NOT AVAILABLE | DATA NOT AVAILABLE | DATA NOT AVAILABLE | DATA NOT AVAILABLE | ACCEPTED TO CONNECT | DATA NOT AVAILABLE | DATA NOT AVAILABLE | DATA NOT AVAILABLE | DATA NOT AVAILABLE | DATA NOT AVAILABLE | DATA NOT AVAILABLE | 5 | 5 | 5.2632 | 5.2632 | 5 | 2021-12-10 | DATA NOT AVAILABLE | N | DATA NOT AVAILABLE | DATA NOT AVAILABLE | DATA NOT AVAILABLE | DATA NOT AVAILABLE | DATA NOT AVAILABLE | 2022-01-27
DATA NOT AVAILABLE | DATA NOT AVAILABLE | WIND HARVEST LIMITED | 21.4MW WIND (ADD CAP AS 9.2MW EXISTING) | LOCHEND WIND | LOCHEND DUNNET | THURSO | HIGHLAND | KW14 8TA | SCOTLAND | 326683 | 968129 | THURSO SOUTH GRID | DATA NOT APPLICABLE | THURSO SOUTH GRID | 33 | SCOTTISH HYDRO ELECTRIC POWER DISTRIBUTION PLC | WIND | ONSHORE WIND TURBINES | NO | DATA NOT AVAILABLE | DATA NOT AVAILABLE | 12.2 | DATA NOT AVAILABLE | DATA NOT AVAILABLE | DATA NOT AVAILABLE | DATA NOT AVAILABLE | DATA NOT AVAILABLE | DATA NOT AVAILABLE | DATA NOT AVAILABLE | DATA NOT AVAILABLE | DATA NOT AVAILABLE | DATA NOT AVAILABLE | DATA NOT AVAILABLE | DATA NOT AVAILABLE | DATA NOT AVAILABLE | ACCEPTED TO CONNECT | DATA NOT AVAILABLE | DATA NOT AVAILABLE | DATA NOT AVAILABLE | DATA NOT AVAILABLE | DATA NOT AVAILABLE | DATA NOT AVAILABLE | 12.2 | 12.2 | 12.8421 | 0.017895 | 0.017 | 2021-07-01 | DATA NOT AVAILABLE | N | DATA NOT AVAILABLE | DATA NOT AVAILABLE | DATA NOT AVAILABLE | DATA NOT AVAILABLE | DATA NOT AVAILABLE | 2021-07-28
DATA NOT AVAILABLE | DATA NOT AVAILABLE | DNO CONSULTING LIMITED | 20MW PV | KILN FIELDS PV, KILN FIELDS | READING ROAD HECKFIELD | HOOK | HAMPSHIRE | RG27 0LE | ENGLAND | 472536 | 160349 | BRAMLEY (BASI) | BASINGSTOKE | BRAMLEY GREEN | 11 | SOUTHERN ELECTRIC POWER DISTRIBUTION PLC | SOLAR | PHOTOVOLTAIC | NO | DATA NOT AVAILABLE | DATA NOT AVAILABLE | 20 | DATA NOT AVAILABLE | DATA NOT AVAILABLE | DATA NOT AVAILABLE | DATA NOT AVAILABLE | DATA NOT AVAILABLE | DATA NOT AVAILABLE | DATA NOT AVAILABLE | DATA NOT AVAILABLE | DATA NOT AVAILABLE | DATA NOT AVAILABLE | DATA NOT AVAILABLE | DATA NOT AVAILABLE | DATA NOT AVAILABLE | ACCEPTED TO CONNECT | DATA NOT AVAILABLE | DATA NOT AVAILABLE | DATA NOT AVAILABLE | DATA NOT AVAILABLE | DATA NOT AVAILABLE | DATA NOT AVAILABLE | 20 | 20 | 21.0526 | 0.094737 | 0.09 | 2021-09-01 | DATA NOT AVAILABLE | N | DATA NOT AVAILABLE | DATA NOT AVAILABLE | DATA NOT AVAILABLE | DATA NOT AVAILABLE | DATA NOT AVAILABLE | 2021-10-01
DATA NOT AVAILABLE | DATA NOT AVAILABLE | BALANCED GRID SOLUTIONS LTD | WELL END FARM - BATTERY | DATA NOT AVAILABLE | LAND TO REAR OF WELL END FARM BOURNE END | MARLOW | BUCKINGHAMSHIRE | SL8 5PS | ENGLAND | 488454 | 187774 | AMERSHAM | LOUDWATER | WELL END | 11 | SOUTHERN ELECTRIC POWER DISTRIBUTION PLC | STORED ENERGY (ALL STORED ENERGY IRRESPECTVE OF THE ORIGINAL ENERGY SOURCE) | STORAGE - ELECTROCHEMICAL (BATTERIES) | NO | DATA NOT AVAILABLE | DATA NOT AVAILABLE | 7.2 | DATA NOT AVAILABLE | DATA NOT AVAILABLE | DATA NOT AVAILABLE | DATA NOT AVAILABLE | DATA NOT AVAILABLE | DATA NOT AVAILABLE | DATA NOT AVAILABLE | DATA NOT AVAILABLE | DATA NOT AVAILABLE | DATA NOT AVAILABLE | DATA NOT AVAILABLE | DATA NOT AVAILABLE | DATA NOT AVAILABLE | ACCEPTED TO CONNECT | DATA NOT AVAILABLE | DATA NOT AVAILABLE | DATA NOT AVAILABLE | DATA NOT AVAILABLE | DATA NOT AVAILABLE | DATA NOT AVAILABLE | 7.2 | 7.2 | 7.5789 | 7.5789 | 7.2 | 2021-11-12 | DATA NOT AVAILABLE | N | DATA NOT AVAILABLE | DATA NOT AVAILABLE | DATA NOT AVAILABLE | DATA NOT AVAILABLE | DATA NOT AVAILABLE | 2022-09-07
DATA NOT AVAILABLE | DATA NOT AVAILABLE | GREEN CAT RENEWABLES | T - GREENSCARES WIND (RECOST) | GREENSCARES WIND | BRACO | DUNBLANE | PERTH AND KINROSS | FK15 9LN | SCOTLAND | 280141 | 712969 | BRACO WEST GRID | DATA NOT APPLICABLE | BRACO WEST GRID | 33 | SCOTTISH HYDRO ELECTRIC POWER DISTRIBUTION PLC | WIND | ONSHORE WIND TURBINES | NO | DATA NOT AVAILABLE | DATA NOT AVAILABLE | 9.2 | DATA NOT AVAILABLE | DATA NOT AVAILABLE | DATA NOT AVAILABLE | DATA NOT AVAILABLE | DATA NOT AVAILABLE | DATA NOT AVAILABLE | DATA NOT AVAILABLE | DATA NOT AVAILABLE | DATA NOT AVAILABLE | DATA NOT AVAILABLE | DATA NOT AVAILABLE | DATA NOT AVAILABLE | DATA NOT AVAILABLE | ACCEPTED TO CONNECT | DATA NOT AVAILABLE | DATA NOT AVAILABLE | DATA NOT AVAILABLE | DATA NOT AVAILABLE | DATA NOT AVAILABLE | DATA NOT AVAILABLE | 9.2 | 8 | 8.4211 | 0.11579 | 0.11 | 2021-12-15 | DATA NOT AVAILABLE | N | DATA NOT AVAILABLE | DATA NOT AVAILABLE | DATA NOT AVAILABLE | DATA NOT AVAILABLE | DATA NOT AVAILABLE | 2022-01-27
DATA NOT AVAILABLE | DATA NOT AVAILABLE | SSE CONTRACTING | DATA NOT AVAILABLE | STFC - RAL SOLAR CAR PORTS | FERMI AVENUE HARWELL CAMPUS | DIDCOT | OXFORDSHIRE | OX11 0QX | ENGLAND | 447601 | 186447 | COWLEY GSP | DATA NOT APPLICABLE | HARWELL | HV | SOUTHERN ELECTRIC POWER DISTRIBUTION PLC | SOLAR | PHOTOVOLTAIC | NO | DATA NOT AVAILABLE | DATA NOT AVAILABLE | 3.128 | DATA NOT AVAILABLE | DATA NOT AVAILABLE | DATA NOT AVAILABLE | DATA NOT AVAILABLE | DATA NOT AVAILABLE | DATA NOT AVAILABLE | DATA NOT AVAILABLE | DATA NOT AVAILABLE | DATA NOT AVAILABLE | DATA NOT AVAILABLE | DATA NOT AVAILABLE | DATA NOT AVAILABLE | DATA NOT AVAILABLE | ACCEPTED TO CONNECT | DATA NOT AVAILABLE | DATA NOT AVAILABLE | DATA NOT AVAILABLE | DATA NOT AVAILABLE | DATA NOT AVAILABLE | DATA NOT AVAILABLE | 3.128 | 3.128 | 3.2926 | 0 | 0 | 2021-07-15 | DATA NOT AVAILABLE | N | DATA NOT AVAILABLE | DATA NOT AVAILABLE | DATA NOT AVAILABLE | DATA NOT AVAILABLE | DATA NOT AVAILABLE | 2021-09-01
DATA NOT AVAILABLE | DATA NOT AVAILABLE | SOLAR 2 LIMITED | 49.9MW PV | COLLACE SOLAR, LAND AT MILTON OF COLLACE | BURRELTON | BLAIRGOWRIE | PERTHSHIRE AND KINROSS | PH13 9PR | SCOTLAND | 318689 | 734323 | COUPAR ANGUS | DATA NOT APPLICABLE | COUPAR ANGUS GRID | 33 | SCOTTISH HYDRO ELECTRIC POWER DISTRIBUTION PLC | SOLAR | PHOTOVOLTAIC | NO | DATA NOT AVAILABLE | DATA NOT AVAILABLE | 49.9 | DATA NOT AVAILABLE | DATA NOT AVAILABLE | DATA NOT AVAILABLE | DATA NOT AVAILABLE | DATA NOT AVAILABLE | DATA NOT AVAILABLE | DATA NOT AVAILABLE | DATA NOT AVAILABLE | DATA NOT AVAILABLE | DATA NOT AVAILABLE | DATA NOT AVAILABLE | DATA NOT AVAILABLE | DATA NOT AVAILABLE | ACCEPTED TO CONNECT | DATA NOT AVAILABLE | DATA NOT AVAILABLE | DATA NOT AVAILABLE | DATA NOT AVAILABLE | DATA NOT AVAILABLE | DATA NOT AVAILABLE | 49.9 | 49.9 | 52.5263 | 0.31579 | 0.3 | 2021-08-26 | DATA NOT AVAILABLE | N | DATA NOT AVAILABLE | DATA NOT AVAILABLE | DATA NOT AVAILABLE | DATA NOT AVAILABLE | DATA NOT AVAILABLE | 2021-10-01
DATA NOT AVAILABLE | DATA NOT AVAILABLE | MERAKI CONSULTANTS LIMITED | 30MW BATTERY | DATA NOT AVAILABLE | PITSCANDLY FARM PITSCANDLY | FORFAR | ANGUS | DD8 3NZ | SCOTLAND | 348428 | 752540 | LUNANHEAD | DATA NOT APPLICABLE | LUNANHEAD GRID | 33 | SCOTTISH HYDRO ELECTRIC POWER DISTRIBUTION PLC | STORED ENERGY (ALL STORED ENERGY IRRESPECTVE OF THE ORIGINAL ENERGY SOURCE) | STORAGE - ELECTROCHEMICAL (BATTERIES) | NO | DATA NOT AVAILABLE | DATA NOT AVAILABLE | 30 | DATA NOT AVAILABLE | DATA NOT AVAILABLE | DATA NOT AVAILABLE | DATA NOT AVAILABLE | DATA NOT AVAILABLE | DATA NOT AVAILABLE | DATA NOT AVAILABLE | DATA NOT AVAILABLE | DATA NOT AVAILABLE | DATA NOT AVAILABLE | DATA NOT AVAILABLE | DATA NOT AVAILABLE | DATA NOT AVAILABLE | ACCEPTED TO CONNECT | DATA NOT AVAILABLE | DATA NOT AVAILABLE | DATA NOT AVAILABLE | DATA NOT AVAILABLE | DATA NOT AVAILABLE | DATA NOT AVAILABLE | 30 | 30 | 31.5789 | 31.5789 | 30 | 2021-12-06 | DATA NOT AVAILABLE | N | DATA NOT AVAILABLE | DATA NOT AVAILABLE | DATA NOT AVAILABLE | DATA NOT AVAILABLE | DATA NOT AVAILABLE | 2022-01-27
DATA NOT AVAILABLE | DATA NOT AVAILABLE | INNOVA RENEWABLES LIMITED | DATA NOT AVAILABLE | SOUTH LYNCH SOLAR AND STORAGE PLANT, LAND AT VIOLET HILL COTTAGE | PART OF SOUTH LYNCH FARM HURSLEY | WINCHESTER | HAMPSHIRE | SO21 2JH | ENGLAND | 442728 | 126814 | NURSLING GSP | WINCHESTER | DATA NOT AVAILABLE | EHV | SOUTHERN ELECTRIC POWER DISTRIBUTION PLC | OTHER | OTHER | NO | DATA NOT AVAILABLE | DATA NOT AVAILABLE | 20.9 | DATA NOT AVAILABLE | DATA NOT AVAILABLE | DATA NOT AVAILABLE | DATA NOT AVAILABLE | DATA NOT AVAILABLE | DATA NOT AVAILABLE | DATA NOT AVAILABLE | DATA NOT AVAILABLE | DATA NOT AVAILABLE | DATA NOT AVAILABLE | DATA NOT AVAILABLE | DATA NOT AVAILABLE | DATA NOT AVAILABLE | ACCEPTED TO CONNECT | DATA NOT AVAILABLE | DATA NOT AVAILABLE | DATA NOT AVAILABLE | DATA NOT AVAILABLE | DATA NOT AVAILABLE | DATA NOT AVAILABLE | 20.9 | 15 | 15.7895 | 4.5263 | 4.3 | 2021-09-10 | DATA NOT AVAILABLE | N | DATA NOT AVAILABLE | DATA NOT AVAILABLE | DATA NOT AVAILABLE | DATA NOT AVAILABLE | DATA NOT AVAILABLE | 2021-10-01
DATA NOT AVAILABLE | DATA NOT AVAILABLE | CENTRICA BUSINESS SOLUTIONS | 1.521MW 0 EXPORT CHP | PATHEON UK LTD, THERMO FISHER SWINDON | KINGFISHER DRIVE COVINGHAM | SWINDON | SWINDON | SN3 5BZ | ENGLAND | 418675 | 184885 | MINETY GSP | STRATTON | PARK NORTH | 11 | SOUTHERN ELECTRIC POWER DISTRIBUTION PLC | BIOFUEL - OTHER | ENGINE (COMBUSTION / RECIPROCATING) | NO | DATA NOT AVAILABLE | DATA NOT AVAILABLE | 1.521 | DATA NOT AVAILABLE | DATA NOT AVAILABLE | DATA NOT AVAILABLE | DATA NOT AVAILABLE | DATA NOT AVAILABLE | DATA NOT AVAILABLE | DATA NOT AVAILABLE | DATA NOT AVAILABLE | DATA NOT AVAILABLE | DATA NOT AVAILABLE | DATA NOT AVAILABLE | DATA NOT AVAILABLE | DATA NOT AVAILABLE | ACCEPTED TO CONNECT | DATA NOT AVAILABLE | DATA NOT AVAILABLE | DATA NOT AVAILABLE | DATA NOT AVAILABLE | DATA NOT AVAILABLE | DATA NOT AVAILABLE | 1.521 | 0 | 0 | 0 | 0 | 2021-09-09 | DATA NOT AVAILABLE | N | DATA NOT AVAILABLE | DATA NOT AVAILABLE | DATA NOT AVAILABLE | DATA NOT AVAILABLE | DATA NOT AVAILABLE | 2021-10-01
DATA NOT AVAILABLE | DATA NOT AVAILABLE | ADTEK LTD | 49.9MW - PV | COUPAR SOLAR FARM | COUPAR BURN COUPAR ANGUS | BLAIRGOWRIE | PERTHSHIRE AND KINROSS | PH13 9LZ | SCOTLAND | 321803 | 739631 | COUPAR ANGUS | DATA NOT APPLICABLE | COUPAR ANGUS GRID | 33 | SCOTTISH HYDRO ELECTRIC POWER DISTRIBUTION PLC | SOLAR | PHOTOVOLTAIC | NO | DATA NOT AVAILABLE | DATA NOT AVAILABLE | 49.9 | DATA NOT AVAILABLE | DATA NOT AVAILABLE | DATA NOT AVAILABLE | DATA NOT AVAILABLE | DATA NOT AVAILABLE | DATA NOT AVAILABLE | DATA NOT AVAILABLE | DATA NOT AVAILABLE | DATA NOT AVAILABLE | DATA NOT AVAILABLE | DATA NOT AVAILABLE | DATA NOT AVAILABLE | DATA NOT AVAILABLE | ACCEPTED TO CONNECT | DATA NOT AVAILABLE | DATA NOT AVAILABLE | DATA NOT AVAILABLE | DATA NOT AVAILABLE | DATA NOT AVAILABLE | DATA NOT AVAILABLE | 49.9 | 49.9 | 52.5263 | 0.31579 | 0.3 | 2021-08-26 | DATA NOT AVAILABLE | N | DATA NOT AVAILABLE | DATA NOT AVAILABLE | DATA NOT AVAILABLE | DATA NOT AVAILABLE | DATA NOT AVAILABLE | 2021-10-01
DATA NOT AVAILABLE | DATA NOT AVAILABLE | ROADNIGHT TAYLOR LTD | 9.9MW PV | PARKHILL SOUTH SOLAR FARM | PARKHILL FARM | ARBROATH | ANGUS | DD11 5RG | SCOTLAND | 364669 | 745552 | ARBROATH | DATA NOT APPLICABLE | ARBROATH GRID | 33 | SCOTTISH HYDRO ELECTRIC POWER DISTRIBUTION PLC | SOLAR | PHOTOVOLTAIC | NO | DATA NOT AVAILABLE | DATA NOT AVAILABLE | 10 | DATA NOT AVAILABLE | DATA NOT AVAILABLE | DATA NOT AVAILABLE | DATA NOT AVAILABLE | DATA NOT AVAILABLE | DATA NOT AVAILABLE | DATA NOT AVAILABLE | DATA NOT AVAILABLE | DATA NOT AVAILABLE | DATA NOT AVAILABLE | DATA NOT AVAILABLE | DATA NOT AVAILABLE | DATA NOT AVAILABLE | ACCEPTED TO CONNECT | DATA NOT AVAILABLE | DATA NOT AVAILABLE | DATA NOT AVAILABLE | DATA NOT AVAILABLE | DATA NOT AVAILABLE | DATA NOT AVAILABLE | 10 | 9.9 | 10.4211 | 0.10526 | 0.1 | 2021-09-13 | DATA NOT AVAILABLE | N | DATA NOT AVAILABLE | DATA NOT AVAILABLE | DATA NOT AVAILABLE | DATA NOT AVAILABLE | DATA NOT AVAILABLE | 2021-10-01
DATA NOT AVAILABLE | DATA NOT AVAILABLE | INFINIS LIMITED | OXFO 20.5MW PV & LANDFILL GAS (ADD CAP) | SUTTON COURTENAY, APPLEFORD SIDINGS | SUTTON COURTENAY | ABINGDON | OXFORDSHIRE | OX14 4PW | ENGLAND | 451339 | 193674 | COWLEY GSP | DRAYTON | SUTTON COURTNEY | 33 | SOUTHERN ELECTRIC POWER DISTRIBUTION PLC | SOLAR | PHOTOVOLTAIC | NO | DATA NOT AVAILABLE | DATA NOT AVAILABLE | 12.5 | BIOFUEL - LANDFILL GAS | OTHER | DATA NOT AVAILABLE | DATA NOT AVAILABLE | DATA NOT AVAILABLE | 0 | DATA NOT AVAILABLE | DATA NOT AVAILABLE | DATA NOT AVAILABLE | DATA NOT AVAILABLE | DATA NOT AVAILABLE | DATA NOT AVAILABLE | DATA NOT AVAILABLE | ACCEPTED TO CONNECT | DATA NOT AVAILABLE | DATA NOT AVAILABLE | DATA NOT AVAILABLE | DATA NOT AVAILABLE | DATA NOT AVAILABLE | DATA NOT AVAILABLE | 12.5 | 12.5 | 13.1579 | 0 | 0 | 2021-11-17 | DATA NOT AVAILABLE | N | DATA NOT AVAILABLE | DATA NOT AVAILABLE | DATA NOT AVAILABLE | DATA NOT AVAILABLE | DATA NOT AVAILABLE | 2021-12-02
DATA NOT AVAILABLE | DATA NOT AVAILABLE | ETHICAL POWER CONNECTIONS | PORT 9.75MW PV | FERRY FARM 3 NORTH | FERRY FARM SELSEY | CHICHESTER | WEST SUSSEX | PO20 9DR | ENGLAND | 485027 | 94693 | LOVEDEAN GSP | HUNSTON | SELSEY | 11 | SOUTHERN ELECTRIC POWER DISTRIBUTION PLC | SOLAR | PHOTOVOLTAIC | NO | DATA NOT AVAILABLE | DATA NOT AVAILABLE | 9.75 | DATA NOT AVAILABLE | DATA NOT AVAILABLE | DATA NOT AVAILABLE | DATA NOT AVAILABLE | DATA NOT AVAILABLE | DATA NOT AVAILABLE | DATA NOT AVAILABLE | DATA NOT AVAILABLE | DATA NOT AVAILABLE | DATA NOT AVAILABLE | DATA NOT AVAILABLE | DATA NOT AVAILABLE | YES | ACCEPTED TO CONNECT | DATA NOT AVAILABLE | DATA NOT AVAILABLE | DATA NOT AVAILABLE | DATA NOT AVAILABLE | DATA NOT AVAILABLE | DATA NOT AVAILABLE | 9.75 | 9.75 | 10.2632 | 0.10526 | 0.1 | 2021-12-23 | DATA NOT AVAILABLE | N | DATA NOT AVAILABLE | DATA NOT AVAILABLE | DATA NOT AVAILABLE | DATA NOT AVAILABLE | DATA NOT AVAILABLE | 2022-01-27
DATA NOT AVAILABLE | DATA NOT AVAILABLE | THE ENERGY WORKSHOP | 49.9MW BATTERY | BOAT OF GARTEN BESS | EAST CROFTMORE | BOAT OF GARTEN | HIGHLAND | PH24 3BY | SCOTLAND | 295916 | 819531 | BOAT OF GARTEN | DATA NOT APPLICABLE | BOAT OF GARTEN GRID | 33 | SCOTTISH HYDRO ELECTRIC POWER DISTRIBUTION PLC | STORED ENERGY (ALL STORED ENERGY IRRESPECTVE OF THE ORIGINAL ENERGY SOURCE) | STORAGE - ELECTROCHEMICAL (BATTERIES) | NO | DATA NOT AVAILABLE | DATA NOT AVAILABLE | 49.9 | DATA NOT AVAILABLE | DATA NOT AVAILABLE | DATA NOT AVAILABLE | DATA NOT AVAILABLE | DATA NOT AVAILABLE | DATA NOT AVAILABLE | DATA NOT AVAILABLE | DATA NOT AVAILABLE | DATA NOT AVAILABLE | DATA NOT AVAILABLE | DATA NOT AVAILABLE | DATA NOT AVAILABLE | DATA NOT AVAILABLE | ACCEPTED TO CONNECT | DATA NOT AVAILABLE | DATA NOT AVAILABLE | DATA NOT AVAILABLE | DATA NOT AVAILABLE | DATA NOT AVAILABLE | DATA NOT AVAILABLE | 49.9 | 49.9 | 52.5263 | 52.5263 | 49.9 | 2021-08-10 | DATA NOT AVAILABLE | N | DATA NOT AVAILABLE | DATA NOT AVAILABLE | DATA NOT AVAILABLE | DATA NOT AVAILABLE | DATA NOT AVAILABLE | 2021-10-01
DATA NOT AVAILABLE | DATA NOT AVAILABLE | DNO CONSULTING LTD | OXFO WOODS FARM PV | WOODS FARM | DATA NOT AVAILABLE | WANTAGE | OXFORDSHIRE | OX12 8JA | ENGLAND | 445809 | 189602 | COWLEY GSP | DRAYTON | WANTAGE | 11 | SOUTHERN ELECTRIC POWER DISTRIBUTION PLC | SOLAR | PHOTOVOLTAIC | NO | DATA NOT AVAILABLE | DATA NOT AVAILABLE | 20 | DATA NOT AVAILABLE | DATA NOT AVAILABLE | DATA NOT AVAILABLE | DATA NOT AVAILABLE | DATA NOT AVAILABLE | DATA NOT AVAILABLE | DATA NOT AVAILABLE | DATA NOT AVAILABLE | DATA NOT AVAILABLE | DATA NOT AVAILABLE | DATA NOT AVAILABLE | DATA NOT AVAILABLE | DATA NOT AVAILABLE | ACCEPTED TO CONNECT | DATA NOT AVAILABLE | DATA NOT AVAILABLE | DATA NOT AVAILABLE | DATA NOT AVAILABLE | DATA NOT AVAILABLE | DATA NOT AVAILABLE | 20 | 20 | 21.0526 | 0.094737 | 0.09 | 2021-09-09 | DATA NOT AVAILABLE | N | DATA NOT AVAILABLE | DATA NOT AVAILABLE | DATA NOT AVAILABLE | DATA NOT AVAILABLE | DATA NOT AVAILABLE | 2021-10-01
DATA NOT AVAILABLE | DATA NOT AVAILABLE | ECO SUSTAINABLE SOLUTIONS LTD | DATA NOT AVAILABLE | ECO PARLEY GENERATION ADD CAP | DATA NOT AVAILABLE | CHRISTCHURCH | DORSET | BH23 6BG | ENGLAND | 410020 | 99003 | MANNINGTON GSP | REDHILL | PARLEY HUB PV | 33 | SOUTHERN ELECTRIC POWER DISTRIBUTION PLC | SOLAR | PHOTOVOLTAIC | NO | DATA NOT AVAILABLE | DATA NOT AVAILABLE | 8.69 | DATA NOT AVAILABLE | DATA NOT AVAILABLE | DATA NOT AVAILABLE | DATA NOT AVAILABLE | DATA NOT AVAILABLE | DATA NOT AVAILABLE | DATA NOT AVAILABLE | DATA NOT AVAILABLE | DATA NOT AVAILABLE | DATA NOT AVAILABLE | DATA NOT AVAILABLE | DATA NOT AVAILABLE | DATA NOT AVAILABLE | ACCEPTED TO CONNECT | DATA NOT AVAILABLE | DATA NOT AVAILABLE | DATA NOT AVAILABLE | DATA NOT AVAILABLE | DATA NOT AVAILABLE | DATA NOT AVAILABLE | 8.69 | 8.69 | 9.1474 | 0 | 0 | 2021-09-13 | DATA NOT AVAILABLE | N | DATA NOT AVAILABLE | DATA NOT AVAILABLE | DATA NOT AVAILABLE | DATA NOT AVAILABLE | DATA NOT AVAILABLE | 2021-10-01
DATA NOT AVAILABLE | DATA NOT AVAILABLE | BLUESTONE ENERGY LIMITED | NORRINGTON GATE BATTERY 150MW | DATA NOT AVAILABLE | NORRINGTON GATE FARM BROUGHTON GIFFORD | MELKSHAM | WILTSHIRE | SN12 8LW | ENGLAND | 388118 | 164086 | MELKSHAM GSP | DATA NOT AVAILABLE | DATA NOT AVAILABLE | EHV | SOUTHERN ELECTRIC POWER DISTRIBUTION PLC | STORED ENERGY (ALL STORED ENERGY IRRESPECTVE OF THE ORIGINAL ENERGY SOURCE) | STORAGE - ELECTROCHEMICAL (BATTERIES) | NO | DATA NOT AVAILABLE | DATA NOT AVAILABLE | 150 | DATA NOT AVAILABLE | DATA NOT AVAILABLE | DATA NOT AVAILABLE | DATA NOT AVAILABLE | DATA NOT AVAILABLE | DATA NOT AVAILABLE | DATA NOT AVAILABLE | DATA NOT AVAILABLE | DATA NOT AVAILABLE | DATA NOT AVAILABLE | DATA NOT AVAILABLE | DATA NOT AVAILABLE | DATA NOT AVAILABLE | ACCEPTED TO CONNECT | DATA NOT AVAILABLE | DATA NOT AVAILABLE | DATA NOT AVAILABLE | DATA NOT AVAILABLE | DATA NOT AVAILABLE | DATA NOT AVAILABLE | 150 | 150 | 157.8947 | 166.2053 | 157.895 | 2021-09-30 | DATA NOT AVAILABLE | N | DATA NOT AVAILABLE | DATA NOT AVAILABLE | DATA NOT AVAILABLE | DATA NOT AVAILABLE | DATA NOT AVAILABLE | 2021-10-26
DATA NOT AVAILABLE | DATA NOT AVAILABLE | ENERGIE KONTOR | 36MW WIND (ONSHORE) | STRATHRORY WIND FARM | B9176 STITTENHAM ARDROSS | ALNESS | HIGHLAND | IV17 0XP | SCOTLAND | 265243 | 873415 | ALNESS | DATA NOT APPLICABLE | ALNESS GRID | 33 | SCOTTISH HYDRO ELECTRIC POWER DISTRIBUTION PLC | WIND | ONSHORE WIND TURBINES | NO | DATA NOT AVAILABLE | DATA NOT AVAILABLE | 38.4 | DATA NOT AVAILABLE | DATA NOT AVAILABLE | DATA NOT AVAILABLE | DATA NOT AVAILABLE | DATA NOT AVAILABLE | DATA NOT AVAILABLE | DATA NOT AVAILABLE | DATA NOT AVAILABLE | DATA NOT AVAILABLE | DATA NOT AVAILABLE | DATA NOT AVAILABLE | DATA NOT AVAILABLE | DATA NOT AVAILABLE | ACCEPTED TO CONNECT | DATA NOT AVAILABLE | DATA NOT AVAILABLE | DATA NOT AVAILABLE | DATA NOT AVAILABLE | DATA NOT AVAILABLE | DATA NOT AVAILABLE | 38.4 | 36 | 37.8947 | 0.52632 | 0.5 | 2021-09-06 | DATA NOT AVAILABLE | N | DATA NOT AVAILABLE | DATA NOT AVAILABLE | DATA NOT AVAILABLE | DATA NOT AVAILABLE | DATA NOT AVAILABLE | 2021-10-01
DATA NOT AVAILABLE | DATA NOT AVAILABLE | CERTUS UTILITY CONSULTING LTD | 49.9MW PV | FAIRTHORNE GRANGE RAGLINGTON | A334 SHEDFIELD | SOUTHAMPTON | HAMPSHIRE | SO32 2HL | ENGLAND | 454303 | 113436 | BOTLEY WOOD GSP | DATA NOT AVAILABLE | DATA NOT AVAILABLE | 132 | SOUTHERN ELECTRIC POWER DISTRIBUTION PLC | SOLAR | PHOTOVOLTAIC | NO | DATA NOT AVAILABLE | DATA NOT AVAILABLE | 54 | DATA NOT AVAILABLE | DATA NOT AVAILABLE | DATA NOT AVAILABLE | DATA NOT AVAILABLE | DATA NOT AVAILABLE | DATA NOT AVAILABLE | DATA NOT AVAILABLE | DATA NOT AVAILABLE | DATA NOT AVAILABLE | DATA NOT AVAILABLE | DATA NOT AVAILABLE | DATA NOT AVAILABLE | DATA NOT AVAILABLE | ACCEPTED TO CONNECT | DATA NOT AVAILABLE | DATA NOT AVAILABLE | DATA NOT AVAILABLE | DATA NOT AVAILABLE | DATA NOT AVAILABLE | DATA NOT AVAILABLE | 54 | 49.9 | 52.5263 | 0.52632 | 0.5 | 2021-09-28 | DATA NOT AVAILABLE | N | DATA NOT AVAILABLE | DATA NOT AVAILABLE | DATA NOT AVAILABLE | DATA NOT AVAILABLE | DATA NOT AVAILABLE | 2023-01-10
DATA NOT AVAILABLE | DATA NOT AVAILABLE | MVV ENVIRONMENT LTD | READY - 29.4MW CHP & STP DIESEL (SEE NOTES) | DATA NOT AVAILABLE | CANFORD EFW CHP FACILITY | WIMBORNE | DORSET | BH21 3BW | ENGLAND | 403573 | 96809 | MANNINGTON GSP | MANNINGTON | MANNINGTON | 11 | SOUTHERN ELECTRIC POWER DISTRIBUTION PLC | DATA NOT AVAILABLE | ENGINE (COMBUSTION / RECIPROCATING) | YES | DATA NOT AVAILABLE | DATA NOT AVAILABLE | 27.048 | DATA NOT AVAILABLE | DATA NOT AVAILABLE | DATA NOT AVAILABLE | DATA NOT AVAILABLE | DATA NOT AVAILABLE | DATA NOT AVAILABLE | DATA NOT AVAILABLE | DATA NOT AVAILABLE | DATA NOT AVAILABLE | DATA NOT AVAILABLE | DATA NOT AVAILABLE | DATA NOT AVAILABLE | DATA NOT AVAILABLE | ACCEPTED TO CONNECT | DATA NOT AVAILABLE | DATA NOT AVAILABLE | DATA NOT AVAILABLE | DATA NOT AVAILABLE | DATA NOT AVAILABLE | DATA NOT AVAILABLE | 27.048 | 27.048 | 28.4716 | 16.0674 | 15.264 | 2022-06-16 | DATA NOT AVAILABLE | N | DATA NOT AVAILABLE | DATA NOT AVAILABLE | DATA NOT AVAILABLE | DATA NOT AVAILABLE | DATA NOT AVAILABLE | 2022-07-06
DATA NOT AVAILABLE | DATA NOT AVAILABLE | MARTIFER SOLAR UK LTD | HIGHER STOCKBRIDGE FARM PV | HIGHER STOCKBRIDGE FARM PV | LONGBURTON | SHERBORNE | DORSET | DT9 6EP | ENGLAND | 363877 | 111078 | AXMINSTER | DATA NOT AVAILABLE | DATA NOT AVAILABLE | 132 | SOUTHERN ELECTRIC POWER DISTRIBUTION PLC | SOLAR | PHOTOVOLTAIC | NO | DATA NOT AVAILABLE | DATA NOT AVAILABLE | 35 | DATA NOT AVAILABLE | DATA NOT AVAILABLE | DATA NOT AVAILABLE | DATA NOT AVAILABLE | DATA NOT AVAILABLE | DATA NOT AVAILABLE | DATA NOT AVAILABLE | DATA NOT AVAILABLE | DATA NOT AVAILABLE | DATA NOT AVAILABLE | DATA NOT AVAILABLE | DATA NOT AVAILABLE | DATA NOT AVAILABLE | ACCEPTED TO CONNECT | DATA NOT AVAILABLE | DATA NOT AVAILABLE | DATA NOT AVAILABLE | DATA NOT AVAILABLE | DATA NOT AVAILABLE | DATA NOT AVAILABLE | 35 | 35 | 36.8421 | 0.44737 | 0.425 | 2022-01-25 | DATA NOT AVAILABLE | N | DATA NOT AVAILABLE | DATA NOT AVAILABLE | DATA NOT AVAILABLE | DATA NOT AVAILABLE | DATA NOT AVAILABLE | 2022-02-25
DATA NOT AVAILABLE | DATA NOT AVAILABLE | GREEN CAT RENEWBALES | ARKHILL EXTENSION WIND FARM | DATA NOT AVAILABLE | DATA NOT AVAILABLE | DATA NOT AVAILABLE | ANGUS | DATA NOT AVAILABLE | SCOTLAND | DATA NOT AVAILABLE | DATA NOT AVAILABLE | COUPAR ANGUS | DATA NOT APPLICABLE | COUPAR ANGUS GRID | 33 | SCOTTISH HYDRO ELECTRIC POWER DISTRIBUTION PLC | WIND | ONSHORE WIND TURBINES | NO | DATA NOT AVAILABLE | DATA NOT AVAILABLE | 9.2 | DATA NOT AVAILABLE | DATA NOT AVAILABLE | DATA NOT AVAILABLE | DATA NOT AVAILABLE | DATA NOT AVAILABLE | DATA NOT AVAILABLE | DATA NOT AVAILABLE | DATA NOT AVAILABLE | DATA NOT AVAILABLE | DATA NOT AVAILABLE | DATA NOT AVAILABLE | DATA NOT AVAILABLE | DATA NOT AVAILABLE | ACCEPTED TO CONNECT | DATA NOT AVAILABLE | DATA NOT AVAILABLE | DATA NOT AVAILABLE | DATA NOT AVAILABLE | DATA NOT AVAILABLE | DATA NOT AVAILABLE | 9.2 | 8.5 | 8.9474 | 0.052632 | 0.05 | 2022-03-14 | DATA NOT AVAILABLE | N | DATA NOT AVAILABLE | DATA NOT AVAILABLE | DATA NOT AVAILABLE | DATA NOT AVAILABLE | DATA NOT AVAILABLE | 2021-10-01
DATA NOT AVAILABLE | DATA NOT AVAILABLE | MUIRDEN ENERGY LLP | TURRIFF CARLINCRAIG WIND | CARLINCRAIG WIND | DATA NOT AVAILABLE | TURRIFF | ABERDEENSHIRE | AB53 4HL | SCOTLAND | 367880 | 845995 | MACDUFF | DATA NOT APPLICABLE | MACDUFF GRID | 33 | SCOTTISH HYDRO ELECTRIC POWER DISTRIBUTION PLC | WIND | ONSHORE WIND TURBINES | NO | DATA NOT AVAILABLE | DATA NOT AVAILABLE | 4.6 | DATA NOT AVAILABLE | DATA NOT AVAILABLE | DATA NOT AVAILABLE | DATA NOT AVAILABLE | DATA NOT AVAILABLE | DATA NOT AVAILABLE | DATA NOT AVAILABLE | DATA NOT AVAILABLE | DATA NOT AVAILABLE | DATA NOT AVAILABLE | DATA NOT AVAILABLE | DATA NOT AVAILABLE | DATA NOT AVAILABLE | ACCEPTED TO CONNECT | DATA NOT AVAILABLE | DATA NOT AVAILABLE | DATA NOT AVAILABLE | DATA NOT AVAILABLE | DATA NOT AVAILABLE | DATA NOT AVAILABLE | 4.6 | 4.6 | 4.8421 | 0.042105 | 0.04 | 2021-09-30 | DATA NOT AVAILABLE | N | DATA NOT AVAILABLE | DATA NOT AVAILABLE | DATA NOT AVAILABLE | DATA NOT AVAILABLE | DATA NOT AVAILABLE | 2021-10-26
DATA NOT AVAILABLE | DATA NOT AVAILABLE | NAREC DE LTD | 49.9MW BATTERY | KINTORE BESS | LAND AT BROOMHILL KINTORE | INVERURIE | ABERDEENSHIRE | AB51 0XA | SCOTLAND | 378925 | 814612 | DATA NOT AVAILABLE | DATA NOT APPLICABLE | DATA NOT AVAILABLE | EHV | SCOTTISH HYDRO ELECTRIC POWER DISTRIBUTION PLC | STORED ENERGY (ALL STORED ENERGY IRRESPECTVE OF THE ORIGINAL ENERGY SOURCE) | STORAGE - ELECTROCHEMICAL (BATTERIES) | NO | DATA NOT AVAILABLE | DATA NOT AVAILABLE | 49.9 | DATA NOT AVAILABLE | DATA NOT AVAILABLE | DATA NOT AVAILABLE | DATA NOT AVAILABLE | DATA NOT AVAILABLE | DATA NOT AVAILABLE | DATA NOT AVAILABLE | DATA NOT AVAILABLE | DATA NOT AVAILABLE | DATA NOT AVAILABLE | DATA NOT AVAILABLE | DATA NOT AVAILABLE | DATA NOT AVAILABLE | ACCEPTED TO CONNECT | DATA NOT AVAILABLE | DATA NOT AVAILABLE | DATA NOT AVAILABLE | DATA NOT AVAILABLE | DATA NOT AVAILABLE | DATA NOT AVAILABLE | 49.9 | 49.9 | 52.5263 | 52.5263 | 49.9 | 2021-09-29 | DATA NOT AVAILABLE | N | DATA NOT AVAILABLE | DATA NOT AVAILABLE | DATA NOT AVAILABLE | DATA NOT AVAILABLE | DATA NOT AVAILABLE | 2021-10-26
DATA NOT AVAILABLE | DATA NOT AVAILABLE | JMH FARMING & RENEWABLES LTD | 15.12MW PV | MATRON'S COLLEGE FARM SOLAR PV 15MW, MATRONS COLLEGE FARM | CASTLE LANE WHADDON | SALISBURY | HAMPSHIRE | SP5 3EQ | ENGLAND | 419523 | 126289 | MANNINGTON GSP | SALISBURY | BEMERTON | 11 | SOUTHERN ELECTRIC POWER DISTRIBUTION PLC | SOLAR | PHOTOVOLTAIC | NO | DATA NOT AVAILABLE | DATA NOT AVAILABLE | 15.2 | DATA NOT AVAILABLE | DATA NOT AVAILABLE | DATA NOT AVAILABLE | DATA NOT AVAILABLE | DATA NOT AVAILABLE | DATA NOT AVAILABLE | DATA NOT AVAILABLE | DATA NOT AVAILABLE | DATA NOT AVAILABLE | DATA NOT AVAILABLE | DATA NOT AVAILABLE | DATA NOT AVAILABLE | DATA NOT AVAILABLE | ACCEPTED TO CONNECT | DATA NOT AVAILABLE | DATA NOT AVAILABLE | DATA NOT AVAILABLE | DATA NOT AVAILABLE | DATA NOT AVAILABLE | DATA NOT AVAILABLE | 15.2 | 15.2 | 16 | 0.23158 | 0.22 | 2021-12-21 | DATA NOT AVAILABLE | N | DATA NOT AVAILABLE | DATA NOT AVAILABLE | DATA NOT AVAILABLE | DATA NOT AVAILABLE | DATA NOT AVAILABLE | 2021-12-10
DATA NOT AVAILABLE | DATA NOT AVAILABLE | RENEWABLE ENERGY SYSTEMS LIMITED | 49.9MW PV | NUNEHAM SOLAR, THE ESTATE OFFICE | THE BOOK REPOSITORY NUNEHAM COURTENAY | OXFORD | OXFORDSHIRE | OX4 4YR | ENGLAND | 453646 | 200757 | COWLEY GSP | OXFORD | OXFORD | 33 | SOUTHERN ELECTRIC POWER DISTRIBUTION PLC | SOLAR | PHOTOVOLTAIC | NO | DATA NOT AVAILABLE | DATA NOT AVAILABLE | 49.99 | DATA NOT AVAILABLE | DATA NOT AVAILABLE | DATA NOT AVAILABLE | DATA NOT AVAILABLE | DATA NOT AVAILABLE | DATA NOT AVAILABLE | DATA NOT AVAILABLE | DATA NOT AVAILABLE | DATA NOT AVAILABLE | DATA NOT AVAILABLE | DATA NOT AVAILABLE | DATA NOT AVAILABLE | DATA NOT AVAILABLE | ACCEPTED TO CONNECT | DATA NOT AVAILABLE | DATA NOT AVAILABLE | DATA NOT AVAILABLE | DATA NOT AVAILABLE | DATA NOT AVAILABLE | DATA NOT AVAILABLE | 49.99 | 49.99 | 52.6211 | 0 | 0 | 2024-01-10 | DATA NOT AVAILABLE | N | DATA NOT AVAILABLE | DATA NOT AVAILABLE | DATA NOT AVAILABLE | DATA NOT AVAILABLE | DATA NOT AVAILABLE | 2021-10-26
DATA NOT AVAILABLE | DATA NOT AVAILABLE | UTILITY CONNECTION SOLUTIONS LIMITED | TR FOR APPROVAL AND COSTING | DATA NOT AVAILABLE | LONG LANE | STAINES | SURREY | TW19 7LY | ENGLAND | 507157 | 174072 | LALEHAM | DATA NOT APPLICABLE | LALEHAM | 132 | SOUTHERN ELECTRIC POWER DISTRIBUTION PLC | OTHER | OTHER | NO | DATA NOT AVAILABLE | DATA NOT AVAILABLE | 49.99 | DATA NOT AVAILABLE | DATA NOT AVAILABLE | DATA NOT AVAILABLE | DATA NOT AVAILABLE | DATA NOT AVAILABLE | DATA NOT AVAILABLE | DATA NOT AVAILABLE | DATA NOT AVAILABLE | DATA NOT AVAILABLE | DATA NOT AVAILABLE | DATA NOT AVAILABLE | DATA NOT AVAILABLE | DATA NOT AVAILABLE | ACCEPTED TO CONNECT | DATA NOT AVAILABLE | DATA NOT AVAILABLE | DATA NOT AVAILABLE | DATA NOT AVAILABLE | DATA NOT AVAILABLE | DATA NOT AVAILABLE | 49.99 | 49.99 | 52.6211 | 0 | 0 | 2021-10-29 | DATA NOT AVAILABLE | N | DATA NOT AVAILABLE | DATA NOT AVAILABLE | DATA NOT AVAILABLE | DATA NOT AVAILABLE | DATA NOT AVAILABLE | 2021-10-26
DATA NOT AVAILABLE | DATA NOT AVAILABLE | DNO CONSULTING LTD | 8.55MW BATTERY | DATA NOT AVAILABLE | TEFFONT TEFFONT | SALISBURY | WILTSHIRE | SP3 5RP | ENGLAND | 400015 | 130776 | MANNINGTON GSP | SALISBURY | TEFFONT | 11 | SOUTHERN ELECTRIC POWER DISTRIBUTION PLC | STORED ENERGY (ALL STORED ENERGY IRRESPECTVE OF THE ORIGINAL ENERGY SOURCE) | STORAGE - ELECTROCHEMICAL (BATTERIES) | NO | DATA NOT AVAILABLE | DATA NOT AVAILABLE | 8.55 | DATA NOT AVAILABLE | DATA NOT AVAILABLE | DATA NOT AVAILABLE | DATA NOT AVAILABLE | DATA NOT AVAILABLE | DATA NOT AVAILABLE | DATA NOT AVAILABLE | DATA NOT AVAILABLE | DATA NOT AVAILABLE | DATA NOT AVAILABLE | DATA NOT AVAILABLE | DATA NOT AVAILABLE | DATA NOT AVAILABLE | ACCEPTED TO CONNECT | DATA NOT AVAILABLE | DATA NOT AVAILABLE | DATA NOT AVAILABLE | DATA NOT AVAILABLE | DATA NOT AVAILABLE | DATA NOT AVAILABLE | 8.55 | 8.55 | 9 | 9.4737 | 9 | 2021-11-03 | DATA NOT AVAILABLE | N | DATA NOT AVAILABLE | DATA NOT AVAILABLE | DATA NOT AVAILABLE | DATA NOT AVAILABLE | DATA NOT AVAILABLE | 2021-12-02
DATA NOT AVAILABLE | DATA NOT AVAILABLE | EDEN RENEWABLES | 48MW WIND & BATTERY (ADD CAP) | BETTYHILL PHASE 2 WINDFARM | SKELPICK ESTATE | BETTYHILL | HIGHLAND | KW14 7TB | SCOTLAND | 274555 | 963588 | DOUNREAY | DATA NOT APPLICABLE | DATA NOT AVAILABLE | EHV | SCOTTISH HYDRO ELECTRIC POWER DISTRIBUTION PLC | WIND | ONSHORE WIND TURBINES | NO | DATA NOT AVAILABLE | DATA NOT AVAILABLE | 96 | STORED ENERGY (ALL STORED ENERGY IRRESPECTVE OF THE ORIGINAL ENERGY SOURCE) | STORAGE - ELECTROCHEMICAL (BATTERIES) | DATA NOT AVAILABLE | DATA NOT AVAILABLE | DATA NOT AVAILABLE | 50.5263 | DATA NOT AVAILABLE | DATA NOT AVAILABLE | DATA NOT AVAILABLE | DATA NOT AVAILABLE | DATA NOT AVAILABLE | DATA NOT AVAILABLE | DATA NOT AVAILABLE | ACCEPTED TO CONNECT | DATA NOT AVAILABLE | DATA NOT AVAILABLE | DATA NOT AVAILABLE | DATA NOT AVAILABLE | DATA NOT AVAILABLE | DATA NOT AVAILABLE | 96 | 48 | 50.5263 | 50.5263 | 48 | 2021-10-26 | DATA NOT AVAILABLE | N | DATA NOT AVAILABLE | DATA NOT AVAILABLE | DATA NOT AVAILABLE | DATA NOT AVAILABLE | DATA NOT AVAILABLE | 2021-12-02
DATA NOT AVAILABLE | DATA NOT AVAILABLE | TNEI | 44MW WIND | DATA NOT AVAILABLE | LAND AT GLENKIN | DUNOON | ARGYLL AND BUTE | DATA NOT AVAILABLE | SCOTLAND | DATA NOT AVAILABLE | DATA NOT AVAILABLE | DUNOON | DATA NOT APPLICABLE | DUNOON GRID | 33 | SCOTTISH HYDRO ELECTRIC POWER DISTRIBUTION PLC | WIND | ONSHORE WIND TURBINES | NO | DATA NOT AVAILABLE | DATA NOT AVAILABLE | 48 | DATA NOT AVAILABLE | DATA NOT AVAILABLE | DATA NOT AVAILABLE | DATA NOT AVAILABLE | DATA NOT AVAILABLE | DATA NOT AVAILABLE | DATA NOT AVAILABLE | DATA NOT AVAILABLE | DATA NOT AVAILABLE | DATA NOT AVAILABLE | DATA NOT AVAILABLE | DATA NOT AVAILABLE | DATA NOT AVAILABLE | ACCEPTED TO CONNECT | DATA NOT AVAILABLE | DATA NOT AVAILABLE | DATA NOT AVAILABLE | DATA NOT AVAILABLE | DATA NOT AVAILABLE | DATA NOT AVAILABLE | 48 | 44 | 46.3158 | 0.26316 | 0.25 | 2022-02-01 | DATA NOT AVAILABLE | N | DATA NOT AVAILABLE | DATA NOT AVAILABLE | DATA NOT AVAILABLE | DATA NOT AVAILABLE | DATA NOT AVAILABLE | 2022-02-25
DATA NOT AVAILABLE | DATA NOT AVAILABLE | EXAGEN DEVELOPMENT LIMITED | AUTH & QCA - 60MW PV & BATTERY | DRAYTON | ADJ MILLETTS FARM, KINGSTON ROAD FYFIELD WICK | ABINGDON | OXFORDSHIRE | OX13 5HB | ENGLAND | 442838 | 197262 | COWLEY GSP | DRAYTON | DATA NOT AVAILABLE | 132 | SOUTHERN ELECTRIC POWER DISTRIBUTION PLC | SOLAR | PHOTOVOLTAIC | NO | DATA NOT AVAILABLE | DATA NOT AVAILABLE | 60 | STORED ENERGY (ALL STORED ENERGY IRRESPECTVE OF THE ORIGINAL ENERGY SOURCE) | STORAGE - ELECTROCHEMICAL (BATTERIES) | DATA NOT AVAILABLE | DATA NOT AVAILABLE | DATA NOT AVAILABLE | 21.0526 | DATA NOT AVAILABLE | DATA NOT AVAILABLE | DATA NOT AVAILABLE | DATA NOT AVAILABLE | DATA NOT AVAILABLE | DATA NOT AVAILABLE | DATA NOT AVAILABLE | ACCEPTED TO CONNECT | DATA NOT AVAILABLE | DATA NOT AVAILABLE | DATA NOT AVAILABLE | DATA NOT AVAILABLE | DATA NOT AVAILABLE | DATA NOT AVAILABLE | 60 | 60 | 63.1579 | 21.0526 | 20 | 2022-01-04 | DATA NOT AVAILABLE | N | DATA NOT AVAILABLE | DATA NOT AVAILABLE | DATA NOT AVAILABLE | DATA NOT AVAILABLE | DATA NOT AVAILABLE | 2022-01-27
DATA NOT AVAILABLE | DATA NOT AVAILABLE | ANGLO RENEWABLES LIMITED | CCM - 49.9MW BATTERY | DATA NOT AVAILABLE | WESTON LANE NURSLING | SOUTHAMPTON | HAMPSHIRE | SO16 0YE | ENGLAND | 435578 | 115796 | NURSLING GSP | DATA NOT AVAILABLE | DATA NOT AVAILABLE | 132 | SOUTHERN ELECTRIC POWER DISTRIBUTION PLC | STORED ENERGY (ALL STORED ENERGY IRRESPECTVE OF THE ORIGINAL ENERGY SOURCE) | STORAGE - ELECTROCHEMICAL (BATTERIES) | NO | DATA NOT AVAILABLE | DATA NOT AVAILABLE | 54 | DATA NOT AVAILABLE | DATA NOT AVAILABLE | DATA NOT AVAILABLE | DATA NOT AVAILABLE | DATA NOT AVAILABLE | DATA NOT AVAILABLE | DATA NOT AVAILABLE | DATA NOT AVAILABLE | DATA NOT AVAILABLE | DATA NOT AVAILABLE | DATA NOT AVAILABLE | DATA NOT AVAILABLE | DATA NOT AVAILABLE | ACCEPTED TO CONNECT | DATA NOT AVAILABLE | DATA NOT AVAILABLE | DATA NOT AVAILABLE | DATA NOT AVAILABLE | DATA NOT AVAILABLE | DATA NOT AVAILABLE | 54 | 49.9 | 52.5263 | 56.8421 | 54 | 2021-10-11 | DATA NOT AVAILABLE | N | DATA NOT AVAILABLE | DATA NOT AVAILABLE | DATA NOT AVAILABLE | DATA NOT AVAILABLE | DATA NOT AVAILABLE | 2021-10-26
DATA NOT AVAILABLE | DATA NOT AVAILABLE | TNEI SERVICES LTD | 46.2MW WIND | DATA NOT AVAILABLE | GARBET WIND FARM | KEITH | ABERDEENSHIRE | AB54 4YD | SCOTLAND | 342443 | 838471 | DATA NOT AVAILABLE | DATA NOT APPLICABLE | DATA NOT AVAILABLE | EHV | SCOTTISH HYDRO ELECTRIC POWER DISTRIBUTION PLC | WIND | ONSHORE WIND TURBINES | NO | DATA NOT AVAILABLE | DATA NOT AVAILABLE | 46.2 | DATA NOT AVAILABLE | DATA NOT AVAILABLE | DATA NOT AVAILABLE | DATA NOT AVAILABLE | DATA NOT AVAILABLE | DATA NOT AVAILABLE | DATA NOT AVAILABLE | DATA NOT AVAILABLE | DATA NOT AVAILABLE | DATA NOT AVAILABLE | DATA NOT AVAILABLE | DATA NOT AVAILABLE | DATA NOT AVAILABLE | ACCEPTED TO CONNECT | DATA NOT AVAILABLE | DATA NOT AVAILABLE | DATA NOT AVAILABLE | DATA NOT AVAILABLE | DATA NOT AVAILABLE | DATA NOT AVAILABLE | 46.2 | 46.2 | 48.6316 | 0.26316 | 0.25 | 2021-09-06 | DATA NOT AVAILABLE | N | DATA NOT AVAILABLE | DATA NOT AVAILABLE | DATA NOT AVAILABLE | DATA NOT AVAILABLE | DATA NOT AVAILABLE | 2021-10-01
DATA NOT AVAILABLE | DATA NOT AVAILABLE | BALANCED GRID SOLUTIONS LTD | 49.9MW BATTERY | STATION ROAD | NURSLING AND ROWNHAMS | NURSLING | HAMPSHIRE | SO16 0XY | ENGLAND | 437161 | 116729 | NURSLING GSP | DATA NOT AVAILABLE | DATA NOT AVAILABLE | 132 | SOUTHERN ELECTRIC POWER DISTRIBUTION PLC | STORED ENERGY (ALL STORED ENERGY IRRESPECTVE OF THE ORIGINAL ENERGY SOURCE) | STORAGE - ELECTROCHEMICAL (BATTERIES) | NO | DATA NOT AVAILABLE | DATA NOT AVAILABLE | 49.9 | DATA NOT AVAILABLE | DATA NOT AVAILABLE | DATA NOT AVAILABLE | DATA NOT AVAILABLE | DATA NOT AVAILABLE | DATA NOT AVAILABLE | DATA NOT AVAILABLE | DATA NOT AVAILABLE | DATA NOT AVAILABLE | DATA NOT AVAILABLE | DATA NOT AVAILABLE | DATA NOT AVAILABLE | DATA NOT AVAILABLE | ACCEPTED TO CONNECT | DATA NOT AVAILABLE | DATA NOT AVAILABLE | DATA NOT AVAILABLE | DATA NOT AVAILABLE | DATA NOT AVAILABLE | DATA NOT AVAILABLE | 49.9 | 49.9 | 52.5263 | 55.2905 | 52.526 | 2022-02-11 | DATA NOT AVAILABLE | N | DATA NOT AVAILABLE | DATA NOT AVAILABLE | DATA NOT AVAILABLE | DATA NOT AVAILABLE | DATA NOT AVAILABLE | 2022-02-25
DATA NOT AVAILABLE | DATA NOT AVAILABLE | TNEI SERVICES LTD | 99.9MW BATTERY | LAND NORTH OF SHAFTESBURY ROAD | HAWKERS HILL FARM | SHAFTESBURY | DORSET | SP7 9NP | ENGLAND | 385168 | 123811 | MANNINGTON GSP | SHAFTESBURY | DATA NOT AVAILABLE | 132 | SOUTHERN ELECTRIC POWER DISTRIBUTION PLC | STORED ENERGY (ALL STORED ENERGY IRRESPECTVE OF THE ORIGINAL ENERGY SOURCE) | STORAGE - ELECTROCHEMICAL (BATTERIES) | NO | DATA NOT AVAILABLE | DATA NOT AVAILABLE | 99.9 | DATA NOT AVAILABLE | DATA NOT AVAILABLE | DATA NOT AVAILABLE | DATA NOT AVAILABLE | DATA NOT AVAILABLE | DATA NOT AVAILABLE | DATA NOT AVAILABLE | DATA NOT AVAILABLE | DATA NOT AVAILABLE | DATA NOT AVAILABLE | DATA NOT AVAILABLE | DATA NOT AVAILABLE | DATA NOT AVAILABLE | ACCEPTED TO CONNECT | DATA NOT AVAILABLE | DATA NOT AVAILABLE | DATA NOT AVAILABLE | DATA NOT AVAILABLE | DATA NOT AVAILABLE | DATA NOT AVAILABLE | 99.9 | 99.9 | 105.1579 | 105.1579 | 99.9 | 2021-09-24 | DATA NOT AVAILABLE | N | DATA NOT AVAILABLE | DATA NOT AVAILABLE | DATA NOT AVAILABLE | DATA NOT AVAILABLE | DATA NOT AVAILABLE | 2021-10-26
DATA NOT AVAILABLE | DATA NOT AVAILABLE | AVON UTILITIES AND GENERATION LTD | MEETLAW BESS | DATA NOT AVAILABLE | MEETLAW FARM LAURENCEKIRK | LAURENCEKIRK | ABERDEENSHIRE | AB30 1LL | SCOTLAND | 381297 | 781886 | FIDDES | DATA NOT APPLICABLE | FIDDES | 33 | SCOTTISH HYDRO ELECTRIC POWER DISTRIBUTION PLC | OTHER | OTHER | NO | DATA NOT AVAILABLE | DATA NOT AVAILABLE | 49.9 | DATA NOT AVAILABLE | DATA NOT AVAILABLE | DATA NOT AVAILABLE | DATA NOT AVAILABLE | DATA NOT AVAILABLE | DATA NOT AVAILABLE | DATA NOT AVAILABLE | DATA NOT AVAILABLE | DATA NOT AVAILABLE | DATA NOT AVAILABLE | DATA NOT AVAILABLE | DATA NOT AVAILABLE | DATA NOT AVAILABLE | ACCEPTED TO CONNECT | DATA NOT AVAILABLE | DATA NOT AVAILABLE | DATA NOT AVAILABLE | DATA NOT AVAILABLE | DATA NOT AVAILABLE | DATA NOT AVAILABLE | 49.9 | 49.9 | 52.5263 | 52.5263 | 49.9 | 2021-09-08 | DATA NOT AVAILABLE | N | DATA NOT AVAILABLE | DATA NOT AVAILABLE | DATA NOT AVAILABLE | DATA NOT AVAILABLE | DATA NOT AVAILABLE | 2021-10-01
DATA NOT AVAILABLE | DATA NOT AVAILABLE | GRIDSERVE EMEA DEPC LTD | READY - FAREHAM 6MW BATTERY/PV - 33KV POC REQUEST | LL300 - FAREHAM NORTH | BOARHUNT ROAD NORTH WALLINGTON | FAREHAM | HAMPSHIRE | PO17 6AJ | ENGLAND | 459178 | 107366 | LOVEDEAN GSP | FAREHAM | HOEFORD | 11 | SOUTHERN ELECTRIC POWER DISTRIBUTION PLC | STORED ENERGY (ALL STORED ENERGY IRRESPECTVE OF THE ORIGINAL ENERGY SOURCE) | STORAGE - ELECTROCHEMICAL (BATTERIES) | NO | DATA NOT AVAILABLE | DATA NOT AVAILABLE | 6.7 | DATA NOT AVAILABLE | DATA NOT AVAILABLE | DATA NOT AVAILABLE | DATA NOT AVAILABLE | DATA NOT AVAILABLE | DATA NOT AVAILABLE | DATA NOT AVAILABLE | DATA NOT AVAILABLE | DATA NOT AVAILABLE | DATA NOT AVAILABLE | DATA NOT AVAILABLE | DATA NOT AVAILABLE | DATA NOT AVAILABLE | ACCEPTED TO CONNECT | DATA NOT AVAILABLE | DATA NOT AVAILABLE | DATA NOT AVAILABLE | DATA NOT AVAILABLE | DATA NOT AVAILABLE | DATA NOT AVAILABLE | 6.7 | 6 | 6.3158 | 6.6474 | 6.315 | 2022-02-25 | DATA NOT AVAILABLE | N | DATA NOT AVAILABLE | DATA NOT AVAILABLE | DATA NOT AVAILABLE | DATA NOT AVAILABLE | DATA NOT AVAILABLE | 2022-03-24
DATA NOT AVAILABLE | DATA NOT AVAILABLE | GREENTECH PROJECTS HOLDING UK LIMITED | 25MW PV | DATA NOT AVAILABLE | BROUGHTY FERRY WELLBANK | DUNDEE | ANGUS | DD5 3PN | SCOTLAND | 346585 | 737302 | MILTON OF CRAIGIE | DATA NOT APPLICABLE | MILTON OF CRAIGIE GRID | 33 | SCOTTISH HYDRO ELECTRIC POWER DISTRIBUTION PLC | SOLAR | PHOTOVOLTAIC | NO | DATA NOT AVAILABLE | DATA NOT AVAILABLE | 25 | DATA NOT AVAILABLE | DATA NOT AVAILABLE | DATA NOT AVAILABLE | DATA NOT AVAILABLE | DATA NOT AVAILABLE | DATA NOT AVAILABLE | DATA NOT AVAILABLE | DATA NOT AVAILABLE | DATA NOT AVAILABLE | DATA NOT AVAILABLE | DATA NOT AVAILABLE | DATA NOT AVAILABLE | DATA NOT AVAILABLE | ACCEPTED TO CONNECT | DATA NOT AVAILABLE | DATA NOT AVAILABLE | DATA NOT AVAILABLE | DATA NOT AVAILABLE | DATA NOT AVAILABLE | DATA NOT AVAILABLE | 25 | 25 | 26.3158 | 0.52632 | 0.5 | 2021-11-02 | 2026-02-02 | N | DATA NOT AVAILABLE | DATA NOT AVAILABLE | DATA NOT AVAILABLE | DATA NOT AVAILABLE | DATA NOT AVAILABLE | 2021-12-02
DATA NOT AVAILABLE | DATA NOT AVAILABLE | AVON UTILITIES AND GENERATION LTD | 49.9MW BATTERY | DATA NOT AVAILABLE | OVERHILL BESS ABERDEENSHIRE | ABERDEEN | ABERDEENSHIRE | AB51 8YN | SCOTLAND | 368749 | 834910 | ROTHIENORMAN | DATA NOT APPLICABLE | ROTHIENORMAN | 0.4 | SCOTTISH HYDRO ELECTRIC POWER DISTRIBUTION PLC | STORED ENERGY (ALL STORED ENERGY IRRESPECTVE OF THE ORIGINAL ENERGY SOURCE) | STORAGE - ELECTROCHEMICAL (BATTERIES) | NO | DATA NOT AVAILABLE | DATA NOT AVAILABLE | 50 | DATA NOT AVAILABLE | DATA NOT AVAILABLE | DATA NOT AVAILABLE | DATA NOT AVAILABLE | DATA NOT AVAILABLE | DATA NOT AVAILABLE | DATA NOT AVAILABLE | DATA NOT AVAILABLE | DATA NOT AVAILABLE | DATA NOT AVAILABLE | DATA NOT AVAILABLE | DATA NOT AVAILABLE | DATA NOT AVAILABLE | ACCEPTED TO CONNECT | DATA NOT AVAILABLE | DATA NOT AVAILABLE | DATA NOT AVAILABLE | DATA NOT AVAILABLE | DATA NOT AVAILABLE | DATA NOT AVAILABLE | 50 | 49.9 | 52.5263 | 52.5263 | 49.9 | 2021-09-08 | DATA NOT AVAILABLE | N | DATA NOT AVAILABLE | DATA NOT AVAILABLE | DATA NOT AVAILABLE | DATA NOT AVAILABLE | DATA NOT AVAILABLE | 2021-10-01
DATA NOT AVAILABLE | DATA NOT AVAILABLE | LOCOGEN SOLAR DEVELOPMENTS LTD | 9.9MW PV | MID WHITESTONES FARM | NEW BYTH | TURRIFF | ABERDEENSHIRE | AB53 5YB | SCOTLAND | 383522 | 852112 | STRICHEN | DATA NOT APPLICABLE | STRICHEN GRID | 33 | SCOTTISH HYDRO ELECTRIC POWER DISTRIBUTION PLC | SOLAR | PHOTOVOLTAIC | NO | DATA NOT AVAILABLE | DATA NOT AVAILABLE | 9.9 | STORED ENERGY (ALL STORED ENERGY IRRESPECTVE OF THE ORIGINAL ENERGY SOURCE) | STORAGE - ELECTROCHEMICAL (BATTERIES) | DATA NOT AVAILABLE | DATA NOT AVAILABLE | DATA NOT AVAILABLE | 0.10421 | DATA NOT AVAILABLE | DATA NOT AVAILABLE | DATA NOT AVAILABLE | DATA NOT AVAILABLE | DATA NOT AVAILABLE | DATA NOT AVAILABLE | DATA NOT AVAILABLE | ACCEPTED TO CONNECT | DATA NOT AVAILABLE | DATA NOT AVAILABLE | DATA NOT AVAILABLE | DATA NOT AVAILABLE | DATA NOT AVAILABLE | DATA NOT AVAILABLE | 9.9 | 9.9 | 10.4211 | 0.10421 | 0.099 | 2022-03-30 | DATA NOT AVAILABLE | N | DATA NOT AVAILABLE | DATA NOT AVAILABLE | DATA NOT AVAILABLE | DATA NOT AVAILABLE | DATA NOT AVAILABLE | 2022-05-04
DATA NOT AVAILABLE | DATA NOT AVAILABLE | PENSO POWER LIMITED | MELK 50MW BATTERY | DATA NOT AVAILABLE | STONEHILL CHARLTON | MALMESBURY | WILTSHIRE | SN16 9DX | ENGLAND | 399857 | 189140 | MINETY GSP | DATA NOT AVAILABLE | DATA NOT AVAILABLE | 132 | SOUTHERN ELECTRIC POWER DISTRIBUTION PLC | STORED ENERGY (ALL STORED ENERGY IRRESPECTVE OF THE ORIGINAL ENERGY SOURCE) | STORAGE - ELECTROCHEMICAL (BATTERIES) | NO | DATA NOT AVAILABLE | DATA NOT AVAILABLE | 50 | DATA NOT AVAILABLE | DATA NOT AVAILABLE | DATA NOT AVAILABLE | DATA NOT AVAILABLE | DATA NOT AVAILABLE | DATA NOT AVAILABLE | DATA NOT AVAILABLE | DATA NOT AVAILABLE | DATA NOT AVAILABLE | DATA NOT AVAILABLE | DATA NOT AVAILABLE | DATA NOT AVAILABLE | DATA NOT AVAILABLE | ACCEPTED TO CONNECT | DATA NOT AVAILABLE | DATA NOT AVAILABLE | DATA NOT AVAILABLE | DATA NOT AVAILABLE | DATA NOT AVAILABLE | DATA NOT AVAILABLE | 50 | 50 | 52.6316 | 55.4021 | 52.632 | 2021-11-17 | DATA NOT AVAILABLE | N | DATA NOT AVAILABLE | DATA NOT AVAILABLE | DATA NOT AVAILABLE | DATA NOT AVAILABLE | DATA NOT AVAILABLE | 2022-01-27
DATA NOT AVAILABLE | DATA NOT AVAILABLE | BALANCED GRID SOLUTIONS LIMITED | 24MW SOLAR | FAREHAM SOLAR 3 | TANNERS LANE | FAREHAM | HAMPSHIRE | PO14 1BL | ENGLAND | 457168 | 103930 | LOVEDEAN GSP | FAREHAM | FAREHAM | 33 | SOUTHERN ELECTRIC POWER DISTRIBUTION PLC | SOLAR | PHOTOVOLTAIC | NO | DATA NOT AVAILABLE | DATA NOT AVAILABLE | 24 | DATA NOT AVAILABLE | DATA NOT AVAILABLE | DATA NOT AVAILABLE | DATA NOT AVAILABLE | DATA NOT AVAILABLE | DATA NOT AVAILABLE | DATA NOT AVAILABLE | DATA NOT AVAILABLE | DATA NOT AVAILABLE | DATA NOT AVAILABLE | DATA NOT AVAILABLE | DATA NOT AVAILABLE | DATA NOT AVAILABLE | ACCEPTED TO CONNECT | DATA NOT AVAILABLE | DATA NOT AVAILABLE | DATA NOT AVAILABLE | DATA NOT AVAILABLE | DATA NOT AVAILABLE | DATA NOT AVAILABLE | 24 | 24 | 25.2632 | 0.49053 | 0.466 | 2021-11-11 | DATA NOT AVAILABLE | N | DATA NOT AVAILABLE | DATA NOT AVAILABLE | DATA NOT AVAILABLE | DATA NOT AVAILABLE | DATA NOT AVAILABLE | 2021-12-02
DATA NOT AVAILABLE | DATA NOT AVAILABLE | UK POWER SOLUTIONS LTD | 500KW PV & 1,000 KVA DEMAND | UNIT C CIC | VALERY ROAD SYMMETRY PARK | BICESTER | OXFORDSHIRE | OX26 6HQ | ENGLAND | 459829 | 220654 | COWLEY GSP | HEADINGTON | ARNCOTT | 33 | SOUTHERN ELECTRIC POWER DISTRIBUTION PLC | SOLAR | PHOTOVOLTAIC | NO | DATA NOT AVAILABLE | DATA NOT AVAILABLE | 0.5 | DATA NOT AVAILABLE | DATA NOT AVAILABLE | DATA NOT AVAILABLE | DATA NOT AVAILABLE | DATA NOT AVAILABLE | DATA NOT AVAILABLE | DATA NOT AVAILABLE | DATA NOT AVAILABLE | DATA NOT AVAILABLE | DATA NOT AVAILABLE | DATA NOT AVAILABLE | DATA NOT AVAILABLE | DATA NOT AVAILABLE | ACCEPTED TO CONNECT | DATA NOT AVAILABLE | DATA NOT AVAILABLE | DATA NOT AVAILABLE | DATA NOT AVAILABLE | DATA NOT AVAILABLE | DATA NOT AVAILABLE | 0.5 | 0.5 | 0.52632 | 1.0526 | 1 | 2021-11-10 | DATA NOT AVAILABLE | N | DATA NOT AVAILABLE | DATA NOT AVAILABLE | DATA NOT AVAILABLE | DATA NOT AVAILABLE | DATA NOT AVAILABLE | 2022-03-24
DATA NOT AVAILABLE | DATA NOT AVAILABLE | AVON UTILITIES AND GENERATION LTD | 100MW PV | ENGLEFIELD ESTATE SOLAR | LAND AT ENGLESFIELD ESTATE | READING | BERKSHIRE | RG7 1LJ | ENGLAND | 469005 | 167553 | BRAMLEY (BASI) | DATA NOT AVAILABLE | DATA NOT AVAILABLE | 132 | SOUTHERN ELECTRIC POWER DISTRIBUTION PLC | SOLAR | PHOTOVOLTAIC | NO | DATA NOT AVAILABLE | DATA NOT AVAILABLE | 100 | DATA NOT AVAILABLE | DATA NOT AVAILABLE | DATA NOT AVAILABLE | DATA NOT AVAILABLE | DATA NOT AVAILABLE | DATA NOT AVAILABLE | DATA NOT AVAILABLE | DATA NOT AVAILABLE | DATA NOT AVAILABLE | DATA NOT AVAILABLE | DATA NOT AVAILABLE | DATA NOT AVAILABLE | DATA NOT AVAILABLE | ACCEPTED TO CONNECT | DATA NOT AVAILABLE | DATA NOT AVAILABLE | DATA NOT AVAILABLE | DATA NOT AVAILABLE | DATA NOT AVAILABLE | DATA NOT AVAILABLE | 100 | 100 | 105.2632 | 0.15789 | 0.15 | 2021-09-16 | DATA NOT AVAILABLE | N | DATA NOT AVAILABLE | DATA NOT AVAILABLE | DATA NOT AVAILABLE | DATA NOT AVAILABLE | DATA NOT AVAILABLE | 2021-10-26
DATA NOT AVAILABLE | DATA NOT AVAILABLE | MEADOW BLUE COMMUNITY ENERGY LIMITED | 5.81MW | MERSTON FARM | PAGHAM ROAD | CHICHESTER | WEST SUSSEX | PO20 1EE | ENGLAND | 489581 | 102796 | LOVEDEAN GSP | HUNSTON | MERSTON PV | 33 | SOUTHERN ELECTRIC POWER DISTRIBUTION PLC | SOLAR | PHOTOVOLTAIC | NO | DATA NOT AVAILABLE | DATA NOT AVAILABLE | 1.8 | DATA NOT AVAILABLE | DATA NOT AVAILABLE | DATA NOT AVAILABLE | DATA NOT AVAILABLE | DATA NOT AVAILABLE | DATA NOT AVAILABLE | DATA NOT AVAILABLE | DATA NOT AVAILABLE | DATA NOT AVAILABLE | DATA NOT AVAILABLE | DATA NOT AVAILABLE | DATA NOT AVAILABLE | DATA NOT AVAILABLE | ACCEPTED TO CONNECT | DATA NOT AVAILABLE | DATA NOT AVAILABLE | DATA NOT AVAILABLE | DATA NOT AVAILABLE | DATA NOT AVAILABLE | DATA NOT AVAILABLE | 1.8 | 1.8 | 1.8947 | 0 | 0 | 2021-10-20 | DATA NOT AVAILABLE | N | DATA NOT AVAILABLE | DATA NOT AVAILABLE | DATA NOT AVAILABLE | DATA NOT AVAILABLE | DATA NOT AVAILABLE | 2021-12-02
DATA NOT AVAILABLE | DATA NOT AVAILABLE | TNEI SERVICES LTD. | WIND - 72.6MW | NARACHAN WIND FARM | NARACHAN WIND FARM KINTYRE PENINSULA | ARGYLL | ARGYLL AND BUTE | PA29 6XG | SCOTLAND | 170780 | 648425 | CARRADALE | DATA NOT APPLICABLE | CARRADALE GRID | 33 | SCOTTISH HYDRO ELECTRIC POWER DISTRIBUTION PLC | WIND | ONSHORE WIND TURBINES | NO | DATA NOT AVAILABLE | DATA NOT AVAILABLE | 72.6 | DATA NOT AVAILABLE | DATA NOT AVAILABLE | DATA NOT AVAILABLE | DATA NOT AVAILABLE | DATA NOT AVAILABLE | DATA NOT AVAILABLE | DATA NOT AVAILABLE | DATA NOT AVAILABLE | DATA NOT AVAILABLE | DATA NOT AVAILABLE | DATA NOT AVAILABLE | DATA NOT AVAILABLE | DATA NOT AVAILABLE | ACCEPTED TO CONNECT | DATA NOT AVAILABLE | DATA NOT AVAILABLE | DATA NOT AVAILABLE | DATA NOT AVAILABLE | DATA NOT AVAILABLE | DATA NOT AVAILABLE | 72.6 | 72.6 | 76.4211 | 0.26316 | 0.25 | 2021-11-17 | DATA NOT AVAILABLE | N | DATA NOT AVAILABLE | DATA NOT AVAILABLE | DATA NOT AVAILABLE | DATA NOT AVAILABLE | DATA NOT AVAILABLE | 2021-12-02
DATA NOT AVAILABLE | DATA NOT AVAILABLE | RENEWABLE ENERGY SYSTEMS LTD | 49.99MW BATTERY | DRUM FARM ENERGY STORAGE SCHEME | DRUM FARM CHANURA.WIJERATNE@RES-GROUP.COM | KEITH | MORAY | AB55 5NP | SCOTLAND | 344438 | 850697 | KEITH | DATA NOT APPLICABLE | KEITH GRID | 33 | SCOTTISH HYDRO ELECTRIC POWER DISTRIBUTION PLC | STORED ENERGY (ALL STORED ENERGY IRRESPECTVE OF THE ORIGINAL ENERGY SOURCE) | STORAGE - ELECTROCHEMICAL (BATTERIES) | NO | DATA NOT AVAILABLE | DATA NOT AVAILABLE | 76.23 | DATA NOT AVAILABLE | DATA NOT AVAILABLE | DATA NOT AVAILABLE | DATA NOT AVAILABLE | DATA NOT AVAILABLE | DATA NOT AVAILABLE | DATA NOT AVAILABLE | DATA NOT AVAILABLE | DATA NOT AVAILABLE | DATA NOT AVAILABLE | DATA NOT AVAILABLE | DATA NOT AVAILABLE | DATA NOT AVAILABLE | ACCEPTED TO CONNECT | DATA NOT AVAILABLE | DATA NOT AVAILABLE | DATA NOT AVAILABLE | DATA NOT AVAILABLE | DATA NOT AVAILABLE | DATA NOT AVAILABLE | 76.23 | 49.99 | 52.6211 | 52.6211 | 49.99 | 2021-12-22 | DATA NOT AVAILABLE | N | DATA NOT AVAILABLE | DATA NOT AVAILABLE | DATA NOT AVAILABLE | DATA NOT AVAILABLE | DATA NOT AVAILABLE | 2022-01-27
DATA NOT AVAILABLE | DATA NOT AVAILABLE | THE GREENSPAN AGENCY LIMITED | BATTERY - 25MW | DATA NOT AVAILABLE | LAND NORTH OF HM COASTGUARD STATION BATTERY POINT, STORNOWAY | WESTERN ISLES | STORNOWAY | HS1 2JF | SCOTLAND | 142583 | 932917 | ARDMORE GRID | DATA NOT APPLICABLE | STORNOWAY GRID | 33 | SCOTTISH HYDRO ELECTRIC POWER DISTRIBUTION PLC | STORED ENERGY (ALL STORED ENERGY IRRESPECTVE OF THE ORIGINAL ENERGY SOURCE) | STORAGE - ELECTROCHEMICAL (BATTERIES) | NO | DATA NOT AVAILABLE | DATA NOT AVAILABLE | 25 | DATA NOT AVAILABLE | DATA NOT AVAILABLE | DATA NOT AVAILABLE | DATA NOT AVAILABLE | DATA NOT AVAILABLE | DATA NOT AVAILABLE | DATA NOT AVAILABLE | DATA NOT AVAILABLE | DATA NOT AVAILABLE | DATA NOT AVAILABLE | DATA NOT AVAILABLE | DATA NOT AVAILABLE | DATA NOT AVAILABLE | ACCEPTED TO CONNECT | DATA NOT AVAILABLE | DATA NOT AVAILABLE | DATA NOT AVAILABLE | DATA NOT AVAILABLE | DATA NOT AVAILABLE | DATA NOT AVAILABLE | 25 | 25 | 26.3158 | 26.3158 | 25 | 2021-12-17 | DATA NOT AVAILABLE | N | DATA NOT AVAILABLE | DATA NOT AVAILABLE | DATA NOT AVAILABLE | DATA NOT AVAILABLE | DATA NOT AVAILABLE | 2022-01-27
DATA NOT AVAILABLE | DATA NOT AVAILABLE | SPE ELECTRICAL | READY - 200MW BATTERY | DATA NOT AVAILABLE | LAND ADJACENT TO THE EAST OF CARLETON RD SUNBURY ON THAMES | SUNBURY | SURREY | TW17 8QA | ENGLAND | 508533 | 168306 | LALEHAM | DATA NOT APPLICABLE | LALEHAM | 132 | SOUTHERN ELECTRIC POWER DISTRIBUTION PLC | STORED ENERGY (ALL STORED ENERGY IRRESPECTVE OF THE ORIGINAL ENERGY SOURCE) | STORAGE - ELECTROCHEMICAL (BATTERIES) | NO | DATA NOT AVAILABLE | DATA NOT AVAILABLE | 200 | DATA NOT AVAILABLE | DATA NOT AVAILABLE | DATA NOT AVAILABLE | DATA NOT AVAILABLE | DATA NOT AVAILABLE | DATA NOT AVAILABLE | DATA NOT AVAILABLE | DATA NOT AVAILABLE | DATA NOT AVAILABLE | DATA NOT AVAILABLE | DATA NOT AVAILABLE | DATA NOT AVAILABLE | DATA NOT AVAILABLE | ACCEPTED TO CONNECT | DATA NOT AVAILABLE | DATA NOT AVAILABLE | DATA NOT AVAILABLE | DATA NOT AVAILABLE | DATA NOT AVAILABLE | DATA NOT AVAILABLE | 200 | 200 | 210.5263 | 210.5263 | 200 | 2021-12-10 | DATA NOT AVAILABLE | N | DATA NOT AVAILABLE | DATA NOT AVAILABLE | DATA NOT AVAILABLE | DATA NOT AVAILABLE | DATA NOT AVAILABLE | 2022-01-27
DATA NOT AVAILABLE | DATA NOT AVAILABLE | ENERGY & SYSTEM TECHNICAL LTD | DATA NOT AVAILABLE | BRIDDLESFORD LODGE | LAND OFF WHITERAILS ROAD WOOTTON BRIDGE | RYDE | ISLE OF WIGHT | PO33 4RH | ENGLAND | 452877 | 90498 | FAWLEY GSP | COWES & WOOTTON COMMON | VENTNOR | 11 | SOUTHERN ELECTRIC POWER DISTRIBUTION PLC | SOLAR | PHOTOVOLTAIC | NO | DATA NOT AVAILABLE | DATA NOT AVAILABLE | 28.5 | DATA NOT AVAILABLE | DATA NOT AVAILABLE | DATA NOT AVAILABLE | DATA NOT AVAILABLE | DATA NOT AVAILABLE | DATA NOT AVAILABLE | DATA NOT AVAILABLE | DATA NOT AVAILABLE | DATA NOT AVAILABLE | DATA NOT AVAILABLE | DATA NOT AVAILABLE | DATA NOT AVAILABLE | DATA NOT AVAILABLE | ACCEPTED TO CONNECT | DATA NOT AVAILABLE | DATA NOT AVAILABLE | DATA NOT AVAILABLE | DATA NOT AVAILABLE | DATA NOT AVAILABLE | DATA NOT AVAILABLE | 28.5 | 28.5 | 30 | 31.5789 | 30 | 2022-03-01 | DATA NOT AVAILABLE | N | DATA NOT AVAILABLE | DATA NOT AVAILABLE | DATA NOT AVAILABLE | DATA NOT AVAILABLE | DATA NOT AVAILABLE | 2022-03-24
DATA NOT AVAILABLE | DATA NOT AVAILABLE | RELIANCE ENERGY LIMITED | 10MW BATTERY | CULHAM BES | THAME LANE | ABINGDON | OXFORDSHIRE | OX14 3EB | ENGLAND | 453520 | 195848 | COWLEY GSP | DATA NOT APPLICABLE | CULHAM B11 | HV | SOUTHERN ELECTRIC POWER DISTRIBUTION PLC | STORED ENERGY (ALL STORED ENERGY IRRESPECTVE OF THE ORIGINAL ENERGY SOURCE) | STORAGE - ELECTROCHEMICAL (BATTERIES) | NO | DATA NOT AVAILABLE | DATA NOT AVAILABLE | 10 | DATA NOT AVAILABLE | DATA NOT AVAILABLE | DATA NOT AVAILABLE | DATA NOT AVAILABLE | DATA NOT AVAILABLE | DATA NOT AVAILABLE | DATA NOT AVAILABLE | DATA NOT AVAILABLE | DATA NOT AVAILABLE | DATA NOT AVAILABLE | DATA NOT AVAILABLE | DATA NOT AVAILABLE | DATA NOT AVAILABLE | ACCEPTED TO CONNECT | DATA NOT AVAILABLE | DATA NOT AVAILABLE | DATA NOT AVAILABLE | DATA NOT AVAILABLE | DATA NOT AVAILABLE | DATA NOT AVAILABLE | 10 | 10 | 10.5263 | 10.5263 | 10 | 2022-06-01 | DATA NOT AVAILABLE | N | DATA NOT AVAILABLE | DATA NOT AVAILABLE | DATA NOT AVAILABLE | DATA NOT AVAILABLE | DATA NOT AVAILABLE | 2022-07-06
DATA NOT AVAILABLE | DATA NOT AVAILABLE | RENEWABLE ENERGY SYSTEMS LIMITED | 67.2MW WIND & 36.3MW BATTERY | CAIRN DUHIE WIND FARM | LAND SOUTHWEST OF FERNESS, | NAIRN | MORAY | IV12 5XB | SCOTLAND | 297902 | 845725 | BERRYBURN GRID | DATA NOT APPLICABLE | BERRYBURN GRID | 33 | SCOTTISH HYDRO ELECTRIC POWER DISTRIBUTION PLC | WIND | ONSHORE WIND TURBINES | NO | DATA NOT AVAILABLE | DATA NOT AVAILABLE | 103.5 | STORED ENERGY (ALL STORED ENERGY IRRESPECTVE OF THE ORIGINAL ENERGY SOURCE) | STORAGE - ELECTROCHEMICAL (BATTERIES) | DATA NOT AVAILABLE | DATA NOT AVAILABLE | DATA NOT AVAILABLE | 38.2105 | DATA NOT AVAILABLE | DATA NOT AVAILABLE | DATA NOT AVAILABLE | DATA NOT AVAILABLE | DATA NOT AVAILABLE | DATA NOT AVAILABLE | DATA NOT AVAILABLE | ACCEPTED TO CONNECT | DATA NOT AVAILABLE | DATA NOT AVAILABLE | DATA NOT AVAILABLE | DATA NOT AVAILABLE | DATA NOT AVAILABLE | DATA NOT AVAILABLE | 103.5 | 67.2 | 70.7368 | 38.2105 | 36.3 | 2021-12-09 | DATA NOT AVAILABLE | N | DATA NOT AVAILABLE | DATA NOT AVAILABLE | DATA NOT AVAILABLE | DATA NOT AVAILABLE | DATA NOT AVAILABLE | 2022-01-27
DATA NOT AVAILABLE | DATA NOT AVAILABLE | CONRAD ENERGY (DEVELOPMENTS) II LIMITED | 49.9MW SOLAR.WICKHAM | WICKHAM PV PLANT, LAND AT HIGGLERS FARM | TITCHFIELD LANE WICKHAM | FAREHAM | HAMPSHIRE | PO17 5PQ | ENGLAND | 455620 | 110613 | BOTLEY WOOD GSP | BOTLEY WOOD | BOTLEY WOOD | 132 | SOUTHERN ELECTRIC POWER DISTRIBUTION PLC | SOLAR | PHOTOVOLTAIC | NO | DATA NOT AVAILABLE | DATA NOT AVAILABLE | 49.92 | DATA NOT AVAILABLE | DATA NOT AVAILABLE | DATA NOT AVAILABLE | DATA NOT AVAILABLE | DATA NOT AVAILABLE | DATA NOT AVAILABLE | DATA NOT AVAILABLE | DATA NOT AVAILABLE | DATA NOT AVAILABLE | DATA NOT AVAILABLE | DATA NOT AVAILABLE | DATA NOT AVAILABLE | DATA NOT AVAILABLE | ACCEPTED TO CONNECT | DATA NOT AVAILABLE | DATA NOT AVAILABLE | DATA NOT AVAILABLE | DATA NOT AVAILABLE | DATA NOT AVAILABLE | DATA NOT AVAILABLE | 49.92 | 49.92 | 52.5474 | 0.33263 | 0.316 | 2022-03-04 | DATA NOT AVAILABLE | N | DATA NOT AVAILABLE | DATA NOT AVAILABLE | DATA NOT AVAILABLE | DATA NOT AVAILABLE | DATA NOT AVAILABLE | 2022-03-24
DATA NOT AVAILABLE | DATA NOT AVAILABLE | ECODEV GROUP LTD | 37.5MW GEN PV & BATT / 16MW EXPORT | LAND AT | KEITHICK | COUPAR ANGUS | PERTHSHIRE AND KINROSS | PH13 9NF | SCOTLAND | 320315 | 738540 | COUPAR ANGUS | DATA NOT APPLICABLE | COUPAR ANGUS GRID | 33 | SCOTTISH HYDRO ELECTRIC POWER DISTRIBUTION PLC | SOLAR | PHOTOVOLTAIC | NO | DATA NOT AVAILABLE | DATA NOT AVAILABLE | 37.5 | STORED ENERGY (ALL STORED ENERGY IRRESPECTVE OF THE ORIGINAL ENERGY SOURCE) | STORAGE - ELECTROCHEMICAL (BATTERIES) | DATA NOT AVAILABLE | DATA NOT AVAILABLE | DATA NOT AVAILABLE | 16.8421 | DATA NOT AVAILABLE | DATA NOT AVAILABLE | DATA NOT AVAILABLE | DATA NOT AVAILABLE | DATA NOT AVAILABLE | DATA NOT AVAILABLE | YES | ACCEPTED TO CONNECT | DATA NOT AVAILABLE | DATA NOT AVAILABLE | DATA NOT AVAILABLE | DATA NOT AVAILABLE | DATA NOT AVAILABLE | DATA NOT AVAILABLE | 37.5 | 16 | 16.8421 | 16.8421 | 16 | 2021-10-26 | DATA NOT AVAILABLE | N | DATA NOT AVAILABLE | DATA NOT AVAILABLE | DATA NOT AVAILABLE | DATA NOT AVAILABLE | DATA NOT AVAILABLE | 2021-12-02
DATA NOT AVAILABLE | DATA NOT AVAILABLE | ALLT AN TUIR RENEWABLE ENERGY PARK | 50MW WIND, PV & BATTERY | GLENROSSAL ENERGY PARK | GLENROSSAL ESTATE ROSEHALL | SUTHERLAND | HIGHLAND | IV27 4BG | SCOTLAND | 242825 | 910234 | SHIN | DATA NOT APPLICABLE | SHIN GRID | 33 | SCOTTISH HYDRO ELECTRIC POWER DISTRIBUTION PLC | WIND | ONSHORE WIND TURBINES | NO | DATA NOT AVAILABLE | DATA NOT AVAILABLE | 94.4 | SOLAR | PHOTOVOLTAIC | DATA NOT AVAILABLE | DATA NOT AVAILABLE | DATA NOT AVAILABLE | DATA NOT AVAILABLE | DATA NOT AVAILABLE | DATA NOT AVAILABLE | DATA NOT AVAILABLE | DATA NOT AVAILABLE | DATA NOT AVAILABLE | DATA NOT AVAILABLE | DATA NOT AVAILABLE | ACCEPTED TO CONNECT | DATA NOT AVAILABLE | DATA NOT AVAILABLE | DATA NOT AVAILABLE | DATA NOT AVAILABLE | DATA NOT AVAILABLE | DATA NOT AVAILABLE | 94.4 | 50 | 52.6316 | 12.6316 | 12 | 2021-12-09 | DATA NOT AVAILABLE | N | DATA NOT AVAILABLE | DATA NOT AVAILABLE | DATA NOT AVAILABLE | DATA NOT AVAILABLE | DATA NOT AVAILABLE | 2022-01-27
DATA NOT AVAILABLE | DATA NOT AVAILABLE | INTELLIGENT LAND INVESTMENTS GROUP PLC | 49.9MW BATTERY | CLAYFORDS ENERGY STORAGE | CLAYFORDS FARM STRICHEN | FRASERBURGH | ABERDEENSHIRE | AB43 6RH | SCOTLAND | 396561 | 854772 | STRICHEN | DATA NOT APPLICABLE | STRICHEN GRID | 33 | SCOTTISH HYDRO ELECTRIC POWER DISTRIBUTION PLC | STORED ENERGY (ALL STORED ENERGY IRRESPECTVE OF THE ORIGINAL ENERGY SOURCE) | STORAGE - ELECTROCHEMICAL (BATTERIES) | NO | DATA NOT AVAILABLE | DATA NOT AVAILABLE | 49.9 | DATA NOT AVAILABLE | DATA NOT AVAILABLE | DATA NOT AVAILABLE | DATA NOT AVAILABLE | DATA NOT AVAILABLE | DATA NOT AVAILABLE | DATA NOT AVAILABLE | DATA NOT AVAILABLE | DATA NOT AVAILABLE | DATA NOT AVAILABLE | DATA NOT AVAILABLE | DATA NOT AVAILABLE | DATA NOT AVAILABLE | ACCEPTED TO CONNECT | DATA NOT AVAILABLE | DATA NOT AVAILABLE | DATA NOT AVAILABLE | DATA NOT AVAILABLE | DATA NOT AVAILABLE | DATA NOT AVAILABLE | 49.9 | 49.9 | 52.5263 | 52.5263 | 49.9 | 2021-11-08 | DATA NOT AVAILABLE | N | DATA NOT AVAILABLE | DATA NOT AVAILABLE | DATA NOT AVAILABLE | DATA NOT AVAILABLE | DATA NOT AVAILABLE | 2021-12-02
DATA NOT AVAILABLE | DATA NOT AVAILABLE | EPILSON GENERATION | 49.9MW BATTERY | BURNSIDE BATTERY STORAGE PARK | LONGFORGAN | DUNDEE | PERTH AND KINROSS | DD2 5HT | SCOTLAND | 331956 | 728508 | CHARLESTON | DATA NOT APPLICABLE | CHARLESTON GRID | 33 | SCOTTISH HYDRO ELECTRIC POWER DISTRIBUTION PLC | STORED ENERGY (ALL STORED ENERGY IRRESPECTVE OF THE ORIGINAL ENERGY SOURCE) | STORAGE - ELECTROCHEMICAL (BATTERIES) | NO | DATA NOT AVAILABLE | DATA NOT AVAILABLE | 49.9 | DATA NOT AVAILABLE | DATA NOT AVAILABLE | DATA NOT AVAILABLE | DATA NOT AVAILABLE | DATA NOT AVAILABLE | DATA NOT AVAILABLE | DATA NOT AVAILABLE | DATA NOT AVAILABLE | DATA NOT AVAILABLE | DATA NOT AVAILABLE | DATA NOT AVAILABLE | DATA NOT AVAILABLE | DATA NOT AVAILABLE | ACCEPTED TO CONNECT | DATA NOT AVAILABLE | DATA NOT AVAILABLE | DATA NOT AVAILABLE | DATA NOT AVAILABLE | DATA NOT AVAILABLE | DATA NOT AVAILABLE | 49.9 | 49.9 | 52.5263 | 52.5263 | 49.9 | 2021-12-23 | DATA NOT AVAILABLE | N | DATA NOT AVAILABLE | DATA NOT AVAILABLE | DATA NOT AVAILABLE | DATA NOT AVAILABLE | DATA NOT AVAILABLE | 2022-01-27
DATA NOT AVAILABLE | DATA NOT AVAILABLE | INDUSTRIA RESOURCES UK | 20MW PV | LAND AT FALLOWS | CARMYLLIE | ARBROATH | ANGUS | DD11 2QX | SCOTLAND | 350968 | 742151 | ARBROATH | DATA NOT APPLICABLE | ARBROATH GRID | 33 | SCOTTISH HYDRO ELECTRIC POWER DISTRIBUTION PLC | SOLAR | PHOTOVOLTAIC | NO | DATA NOT AVAILABLE | DATA NOT AVAILABLE | 24.84 | DATA NOT AVAILABLE | DATA NOT AVAILABLE | DATA NOT AVAILABLE | DATA NOT AVAILABLE | DATA NOT AVAILABLE | DATA NOT AVAILABLE | DATA NOT AVAILABLE | DATA NOT AVAILABLE | DATA NOT AVAILABLE | DATA NOT AVAILABLE | DATA NOT AVAILABLE | DATA NOT AVAILABLE | DATA NOT AVAILABLE | ACCEPTED TO CONNECT | DATA NOT AVAILABLE | DATA NOT AVAILABLE | DATA NOT AVAILABLE | DATA NOT AVAILABLE | DATA NOT AVAILABLE | DATA NOT AVAILABLE | 24.84 | 20 | 21.0526 | 0.21053 | 0.2 | 2023-01-06 | DATA NOT AVAILABLE | N | DATA NOT AVAILABLE | DATA NOT AVAILABLE | DATA NOT AVAILABLE | DATA NOT AVAILABLE | DATA NOT AVAILABLE | 2023-02-02
DATA NOT AVAILABLE | DATA NOT AVAILABLE | HAWKSMOOR ENERGY LIMITED | 50MW PV/BATTERY | 2 COLDHARBOUR | CHICKERELL | WEYMOUTH | DORSET | DT3 4BG | ENGLAND | 365263 | 81426 | CHICKERELL GSP | CHICKERELL | CHICKERELL | 11 | SOUTHERN ELECTRIC POWER DISTRIBUTION PLC | SOLAR | PHOTOVOLTAIC | NO | DATA NOT AVAILABLE | DATA NOT AVAILABLE | 73.15 | STORED ENERGY (ALL STORED ENERGY IRRESPECTVE OF THE ORIGINAL ENERGY SOURCE) | STORAGE - ELECTROCHEMICAL (BATTERIES) | DATA NOT AVAILABLE | DATA NOT AVAILABLE | DATA NOT AVAILABLE | 16.6211 | DATA NOT AVAILABLE | DATA NOT AVAILABLE | DATA NOT AVAILABLE | DATA NOT AVAILABLE | DATA NOT AVAILABLE | DATA NOT AVAILABLE | DATA NOT AVAILABLE | ACCEPTED TO CONNECT | DATA NOT AVAILABLE | DATA NOT AVAILABLE | DATA NOT AVAILABLE | DATA NOT AVAILABLE | DATA NOT AVAILABLE | DATA NOT AVAILABLE | 73.15 | 49.9 | 52.5263 | 16.6211 | 15.79 | 2021-12-24 | DATA NOT AVAILABLE | N | DATA NOT AVAILABLE | DATA NOT AVAILABLE | DATA NOT AVAILABLE | DATA NOT AVAILABLE | DATA NOT AVAILABLE | 2022-01-27
DATA NOT AVAILABLE | DATA NOT AVAILABLE | THE ENERGY WORKSHOP | 49.9MW BATTERY | BALWYLLO FARM | DATA NOT AVAILABLE | MONTROSE | ANGUS | DD10 9LH | SCOTLAND | 366043 | 758883 | BRIDGE OF DUN | DATA NOT APPLICABLE | BRIDGE OF DUN GRID | 33 | SCOTTISH HYDRO ELECTRIC POWER DISTRIBUTION PLC | STORED ENERGY (ALL STORED ENERGY IRRESPECTVE OF THE ORIGINAL ENERGY SOURCE) | STORAGE - ELECTROCHEMICAL (BATTERIES) | NO | DATA NOT AVAILABLE | DATA NOT AVAILABLE | 49.9 | DATA NOT AVAILABLE | DATA NOT AVAILABLE | DATA NOT AVAILABLE | DATA NOT AVAILABLE | DATA NOT AVAILABLE | DATA NOT AVAILABLE | DATA NOT AVAILABLE | DATA NOT AVAILABLE | DATA NOT AVAILABLE | DATA NOT AVAILABLE | DATA NOT AVAILABLE | DATA NOT AVAILABLE | DATA NOT AVAILABLE | ACCEPTED TO CONNECT | DATA NOT AVAILABLE | DATA NOT AVAILABLE | DATA NOT AVAILABLE | DATA NOT AVAILABLE | DATA NOT AVAILABLE | DATA NOT AVAILABLE | 49.9 | 49.9 | 52.5263 | 52.5263 | 49.9 | 2022-02-24 | DATA NOT AVAILABLE | N | DATA NOT AVAILABLE | DATA NOT AVAILABLE | DATA NOT AVAILABLE | DATA NOT AVAILABLE | DATA NOT AVAILABLE | 2022-03-24
DATA NOT AVAILABLE | DATA NOT AVAILABLE | TNEI SERVICES | AUTH & QC - 20MW PV | DATA NOT AVAILABLE | LAND TO THE NORTH OF BOTLEY ROAD NORTH BADDESLEY | SOUTHAMPTON | HAMPSHIRE | SO52 9LY | ENGLAND | 440444 | 119703 | NURSLING GSP | DATA NOT APPLICABLE | NURSLING | EHV | SOUTHERN ELECTRIC POWER DISTRIBUTION PLC | SOLAR | PHOTOVOLTAIC | NO | DATA NOT AVAILABLE | DATA NOT AVAILABLE | 20 | DATA NOT AVAILABLE | DATA NOT AVAILABLE | DATA NOT AVAILABLE | DATA NOT AVAILABLE | DATA NOT AVAILABLE | DATA NOT AVAILABLE | DATA NOT AVAILABLE | DATA NOT AVAILABLE | DATA NOT AVAILABLE | DATA NOT AVAILABLE | DATA NOT AVAILABLE | DATA NOT AVAILABLE | DATA NOT AVAILABLE | ACCEPTED TO CONNECT | DATA NOT AVAILABLE | DATA NOT AVAILABLE | DATA NOT AVAILABLE | DATA NOT AVAILABLE | DATA NOT AVAILABLE | DATA NOT AVAILABLE | 20 | 20 | 21.0526 | 0.26316 | 0.25 | 2022-02-03 | DATA NOT AVAILABLE | N | DATA NOT AVAILABLE | DATA NOT AVAILABLE | DATA NOT AVAILABLE | DATA NOT AVAILABLE | DATA NOT AVAILABLE | 2022-02-25
DATA NOT AVAILABLE | DATA NOT AVAILABLE | AVON UTILITIES AND GENERATION | 50MW BESS | DATA NOT AVAILABLE | LONG LANE STANWELL | STAINES | SURREY | TW19 7AX | ENGLAND | 506825 | 173940 | LALEHAM | STAINES | DATA NOT AVAILABLE | EHV | SOUTHERN ELECTRIC POWER DISTRIBUTION PLC | SOLAR | PHOTOVOLTAIC | NO | DATA NOT AVAILABLE | DATA NOT AVAILABLE | 50 | DATA NOT AVAILABLE | DATA NOT AVAILABLE | DATA NOT AVAILABLE | DATA NOT AVAILABLE | DATA NOT AVAILABLE | DATA NOT AVAILABLE | DATA NOT AVAILABLE | DATA NOT AVAILABLE | DATA NOT AVAILABLE | DATA NOT AVAILABLE | DATA NOT AVAILABLE | DATA NOT AVAILABLE | DATA NOT AVAILABLE | ACCEPTED TO CONNECT | DATA NOT AVAILABLE | DATA NOT AVAILABLE | DATA NOT AVAILABLE | DATA NOT AVAILABLE | DATA NOT AVAILABLE | DATA NOT AVAILABLE | 50 | 50 | 52.6316 | 0 | 0 | 2021-12-21 | DATA NOT AVAILABLE | N | DATA NOT AVAILABLE | DATA NOT AVAILABLE | DATA NOT AVAILABLE | DATA NOT AVAILABLE | DATA NOT AVAILABLE | 2022-01-27
DATA NOT AVAILABLE | DATA NOT AVAILABLE | BLUE STONE RENEWABLE | AUTH - 22.5MW PV & BATTERY | GANBROOK | BRADFORD RD | MELKSHAM | WILTSHIRE | SN12 8NW | ENGLAND | 384420 | 163412 | MELKSHAM GSP | NORRINGTON | DATA NOT AVAILABLE | EHV | SOUTHERN ELECTRIC POWER DISTRIBUTION PLC | SOLAR | PHOTOVOLTAIC | NO | DATA NOT AVAILABLE | DATA NOT AVAILABLE | 45 | STORED ENERGY (ALL STORED ENERGY IRRESPECTVE OF THE ORIGINAL ENERGY SOURCE) | STORAGE - ELECTROCHEMICAL (BATTERIES) | DATA NOT AVAILABLE | DATA NOT AVAILABLE | DATA NOT AVAILABLE | 24.9305 | DATA NOT AVAILABLE | DATA NOT AVAILABLE | DATA NOT AVAILABLE | DATA NOT AVAILABLE | DATA NOT AVAILABLE | DATA NOT AVAILABLE | DATA NOT AVAILABLE | ACCEPTED TO CONNECT | DATA NOT AVAILABLE | DATA NOT AVAILABLE | DATA NOT AVAILABLE | DATA NOT AVAILABLE | DATA NOT AVAILABLE | DATA NOT AVAILABLE | 45 | 22.5 | 23.6842 | 24.9305 | 23.684 | 2022-07-18 | DATA NOT AVAILABLE | N | DATA NOT AVAILABLE | DATA NOT AVAILABLE | DATA NOT AVAILABLE | DATA NOT AVAILABLE | DATA NOT AVAILABLE | 2022-09-07
DATA NOT AVAILABLE | DATA NOT AVAILABLE | ESM POWER LTD | 10MW PV | MANOR FARM | MAIDEN NEWTON | DORCHESTER | DORSET | DT2 0AA | ENGLAND | 359683 | 97781 | CHICKERELL GSP | DATA NOT AVAILABLE | DATA NOT AVAILABLE | EHV | SOUTHERN ELECTRIC POWER DISTRIBUTION PLC | SOLAR | PHOTOVOLTAIC | NO | DATA NOT AVAILABLE | DATA NOT AVAILABLE | 10 | DATA NOT AVAILABLE | DATA NOT AVAILABLE | DATA NOT AVAILABLE | DATA NOT AVAILABLE | DATA NOT AVAILABLE | DATA NOT AVAILABLE | DATA NOT AVAILABLE | DATA NOT AVAILABLE | DATA NOT AVAILABLE | DATA NOT AVAILABLE | DATA NOT AVAILABLE | DATA NOT AVAILABLE | DATA NOT AVAILABLE | ACCEPTED TO CONNECT | DATA NOT AVAILABLE | DATA NOT AVAILABLE | DATA NOT AVAILABLE | DATA NOT AVAILABLE | DATA NOT AVAILABLE | DATA NOT AVAILABLE | 10 | 10 | 10.5263 | 0 | 0 | 2022-07-22 | DATA NOT AVAILABLE | N | DATA NOT AVAILABLE | DATA NOT AVAILABLE | DATA NOT AVAILABLE | DATA NOT AVAILABLE | DATA NOT AVAILABLE | 2022-09-07
DATA NOT AVAILABLE | DATA NOT AVAILABLE | ABEI ENERGY LIMITED | 48.3MW PV 25MW BESS | HIGHWORTH SOLAR FARM | SNOWSWICK LN | SWINDON | WILTSHIRE | SN6 7PS | ENGLAND | 423398 | 194277 | MINETY GSP | STRATTON | DATA NOT AVAILABLE | EHV | SOUTHERN ELECTRIC POWER DISTRIBUTION PLC | SOLAR | PHOTOVOLTAIC | NO | DATA NOT AVAILABLE | DATA NOT AVAILABLE | 73.3 | STORED ENERGY (ALL STORED ENERGY IRRESPECTVE OF THE ORIGINAL ENERGY SOURCE) | STORAGE - ELECTROCHEMICAL (BATTERIES) | DATA NOT AVAILABLE | DATA NOT AVAILABLE | DATA NOT AVAILABLE | 26.3158 | DATA NOT AVAILABLE | DATA NOT AVAILABLE | DATA NOT AVAILABLE | DATA NOT AVAILABLE | DATA NOT AVAILABLE | DATA NOT AVAILABLE | DATA NOT AVAILABLE | ACCEPTED TO CONNECT | DATA NOT AVAILABLE | DATA NOT AVAILABLE | DATA NOT AVAILABLE | DATA NOT AVAILABLE | DATA NOT AVAILABLE | DATA NOT AVAILABLE | 73.3 | 48.3 | 50.8421 | 26.3158 | 25 | 2022-01-10 | DATA NOT AVAILABLE | N | DATA NOT AVAILABLE | DATA NOT AVAILABLE | DATA NOT AVAILABLE | DATA NOT AVAILABLE | DATA NOT AVAILABLE | 2022-01-27
DATA NOT AVAILABLE | DATA NOT AVAILABLE | GRENERGY RENEWABLES UK LIMITED | 20MW PV | DATA NOT AVAILABLE | LAND OFF MELKSHAM LANE BROUGHTON GIFFORD | MELKSHAM | WILTSHIRE | SN12 8LN | ENGLAND | 388319 | 163838 | MELKSHAM GSP | NORRINGTON | DATA NOT AVAILABLE | EHV | SOUTHERN ELECTRIC POWER DISTRIBUTION PLC | SOLAR | PHOTOVOLTAIC | NO | DATA NOT AVAILABLE | DATA NOT AVAILABLE | 20 | DATA NOT AVAILABLE | DATA NOT AVAILABLE | DATA NOT AVAILABLE | DATA NOT AVAILABLE | DATA NOT AVAILABLE | DATA NOT AVAILABLE | DATA NOT AVAILABLE | DATA NOT AVAILABLE | DATA NOT AVAILABLE | DATA NOT AVAILABLE | DATA NOT AVAILABLE | DATA NOT AVAILABLE | DATA NOT AVAILABLE | ACCEPTED TO CONNECT | DATA NOT AVAILABLE | DATA NOT AVAILABLE | DATA NOT AVAILABLE | DATA NOT AVAILABLE | DATA NOT AVAILABLE | DATA NOT AVAILABLE | 20 | 20 | 21.0526 | 0.38737 | 0.368 | 2021-12-22 | DATA NOT AVAILABLE | N | DATA NOT AVAILABLE | DATA NOT AVAILABLE | DATA NOT AVAILABLE | DATA NOT AVAILABLE | DATA NOT AVAILABLE | 2022-01-27
DATA NOT AVAILABLE | DATA NOT AVAILABLE | ITP ENERGISED | 49.5MW WIND | SALLACHY WIND FARM | A838 | LAIRG | HIGHLAND | IV27 4NY | SCOTLAND | 241385 | 923459 | CASSLEY | DATA NOT APPLICABLE | CASSLEY GRID | 33 | SCOTTISH HYDRO ELECTRIC POWER DISTRIBUTION PLC | WIND | ONSHORE WIND TURBINES | NO | DATA NOT AVAILABLE | DATA NOT AVAILABLE | 49.5 | DATA NOT AVAILABLE | DATA NOT AVAILABLE | DATA NOT AVAILABLE | DATA NOT AVAILABLE | DATA NOT AVAILABLE | DATA NOT AVAILABLE | DATA NOT AVAILABLE | DATA NOT AVAILABLE | DATA NOT AVAILABLE | DATA NOT AVAILABLE | DATA NOT AVAILABLE | DATA NOT AVAILABLE | DATA NOT AVAILABLE | ACCEPTED TO CONNECT | DATA NOT AVAILABLE | DATA NOT AVAILABLE | DATA NOT AVAILABLE | DATA NOT AVAILABLE | DATA NOT AVAILABLE | DATA NOT AVAILABLE | 49.5 | 49.5 | 52.1053 | 1.3158 | 1.25 | 2022-01-31 | DATA NOT AVAILABLE | N | DATA NOT AVAILABLE | DATA NOT AVAILABLE | DATA NOT AVAILABLE | DATA NOT AVAILABLE | DATA NOT AVAILABLE | 2022-02-25
DATA NOT AVAILABLE | DATA NOT AVAILABLE | ROADNIGHT TAYLOR LTD | 45MW PV/BATTERY | PERWINNES | DYCE ABERDEEN | ABERDEEN | ABERDEENSHIRE | AB21 7AJ | SCOTLAND | 389015 | 814343 | DYCE | DATA NOT APPLICABLE | DYCE GRID | 33 | SCOTTISH HYDRO ELECTRIC POWER DISTRIBUTION PLC | SOLAR | PHOTOVOLTAIC | NO | DATA NOT AVAILABLE | DATA NOT AVAILABLE | 48 | STORED ENERGY (ALL STORED ENERGY IRRESPECTVE OF THE ORIGINAL ENERGY SOURCE) | STORAGE - ELECTROCHEMICAL (BATTERIES) | DATA NOT AVAILABLE | DATA NOT AVAILABLE | DATA NOT AVAILABLE | 47.3684 | DATA NOT AVAILABLE | DATA NOT AVAILABLE | DATA NOT AVAILABLE | DATA NOT AVAILABLE | DATA NOT AVAILABLE | DATA NOT AVAILABLE | DATA NOT AVAILABLE | ACCEPTED TO CONNECT | DATA NOT AVAILABLE | DATA NOT AVAILABLE | DATA NOT AVAILABLE | DATA NOT AVAILABLE | DATA NOT AVAILABLE | DATA NOT AVAILABLE | 48 | 45 | 47.3684 | 47.3684 | 45 | 2022-02-01 | DATA NOT AVAILABLE | N | DATA NOT AVAILABLE | DATA NOT AVAILABLE | DATA NOT AVAILABLE | DATA NOT AVAILABLE | DATA NOT AVAILABLE | 2022-02-25
DATA NOT AVAILABLE | DATA NOT AVAILABLE | ANESCO LIMITED | 49.9MW BATTERY | DATA NOT AVAILABLE | LAND AT ROTHIENORMAN BADENSCOTH ROTHIENORMAN | INVERURIE | ABERDEENSHIRE | AB51 8XQ | SCOTLAND | 370273 | 838354 | ROTHIENORMAN | DATA NOT APPLICABLE | ROTHIENORMAN | 0.4 | SCOTTISH HYDRO ELECTRIC POWER DISTRIBUTION PLC | STORED ENERGY (ALL STORED ENERGY IRRESPECTVE OF THE ORIGINAL ENERGY SOURCE) | STORAGE - ELECTROCHEMICAL (BATTERIES) | NO | DATA NOT AVAILABLE | DATA NOT AVAILABLE | 57 | DATA NOT AVAILABLE | DATA NOT AVAILABLE | DATA NOT AVAILABLE | DATA NOT AVAILABLE | DATA NOT AVAILABLE | DATA NOT AVAILABLE | DATA NOT AVAILABLE | DATA NOT AVAILABLE | DATA NOT AVAILABLE | DATA NOT AVAILABLE | DATA NOT AVAILABLE | DATA NOT AVAILABLE | DATA NOT AVAILABLE | ACCEPTED TO CONNECT | DATA NOT AVAILABLE | DATA NOT AVAILABLE | DATA NOT AVAILABLE | DATA NOT AVAILABLE | DATA NOT AVAILABLE | DATA NOT AVAILABLE | 57 | 49.9 | 52.5263 | 52.5263 | 49.9 | 2022-01-27 | DATA NOT AVAILABLE | N | DATA NOT AVAILABLE | DATA NOT AVAILABLE | DATA NOT AVAILABLE | DATA NOT AVAILABLE | DATA NOT AVAILABLE | 2022-02-25
DATA NOT AVAILABLE | DATA NOT AVAILABLE | DNO CONSULTING LTD | READY - 12MW PV | MOTCOMBE SOLAR | MOTCOMBE ROAD MOTCOMBE | SHAFTESBURY | DORSET | SP7 9LD | ENGLAND | 386151 | 124127 | MANNINGTON GSP | SHAFTESBURY | LITTLEDOWN PV GEN | 33 | SOUTHERN ELECTRIC POWER DISTRIBUTION PLC | SOLAR | PHOTOVOLTAIC | NO | DATA NOT AVAILABLE | DATA NOT AVAILABLE | 12 | DATA NOT AVAILABLE | DATA NOT AVAILABLE | DATA NOT AVAILABLE | DATA NOT AVAILABLE | DATA NOT AVAILABLE | DATA NOT AVAILABLE | DATA NOT AVAILABLE | DATA NOT AVAILABLE | DATA NOT AVAILABLE | DATA NOT AVAILABLE | DATA NOT AVAILABLE | DATA NOT AVAILABLE | DATA NOT AVAILABLE | ACCEPTED TO CONNECT | DATA NOT AVAILABLE | DATA NOT AVAILABLE | DATA NOT AVAILABLE | DATA NOT AVAILABLE | DATA NOT AVAILABLE | DATA NOT AVAILABLE | 12 | 12 | 12.6316 | 0.11053 | 0.105 | 2022-02-22 | DATA NOT AVAILABLE | N | DATA NOT AVAILABLE | DATA NOT AVAILABLE | DATA NOT AVAILABLE | DATA NOT AVAILABLE | DATA NOT AVAILABLE | 2022-03-24
DATA NOT AVAILABLE | DATA NOT AVAILABLE | MES POWER | AUTH | CAIRNBROGIE WIND FARM | LAND AT MAINS OF CAIRNBROGIE OLDMELDRUM | INVERURIE | ABERDEENSHIRE | AB51 0BR | SCOTLAND | 385047 | 828018 | KINTORE | DATA NOT APPLICABLE | KINTORE GRID | 33 | SCOTTISH HYDRO ELECTRIC POWER DISTRIBUTION PLC | WIND | ONSHORE WIND TURBINES | NO | DATA NOT AVAILABLE | DATA NOT AVAILABLE | 4.5 | DATA NOT AVAILABLE | DATA NOT AVAILABLE | DATA NOT AVAILABLE | DATA NOT AVAILABLE | DATA NOT AVAILABLE | DATA NOT AVAILABLE | DATA NOT AVAILABLE | DATA NOT AVAILABLE | DATA NOT AVAILABLE | DATA NOT AVAILABLE | DATA NOT AVAILABLE | DATA NOT AVAILABLE | DATA NOT AVAILABLE | ACCEPTED TO CONNECT | DATA NOT AVAILABLE | DATA NOT AVAILABLE | DATA NOT AVAILABLE | DATA NOT AVAILABLE | DATA NOT AVAILABLE | DATA NOT AVAILABLE | 4.5 | 4.5 | 4.7368 | 0.12632 | 0.12 | 2022-11-30 | DATA NOT AVAILABLE | N | DATA NOT AVAILABLE | DATA NOT AVAILABLE | DATA NOT AVAILABLE | DATA NOT AVAILABLE | DATA NOT AVAILABLE | 2023-01-10
DATA NOT AVAILABLE | DATA NOT AVAILABLE | SONNEDIX WESTON LTD | CHARLESTON SOLAR 20MW PV | CHARLESTON SOLAR | LAND AT PYOTDYKE FARM BIRKHILL | DUNDEE | CITY OF DUNDEE | DD2 5QQ | SCOTLAND | 335174 | 734643 | CHARLESTON | DATA NOT APPLICABLE | CHARLESTON GRID | 33 | SCOTTISH HYDRO ELECTRIC POWER DISTRIBUTION PLC | SOLAR | PHOTOVOLTAIC | NO | DATA NOT AVAILABLE | DATA NOT AVAILABLE | 20 | DATA NOT AVAILABLE | DATA NOT AVAILABLE | DATA NOT AVAILABLE | DATA NOT AVAILABLE | DATA NOT AVAILABLE | DATA NOT AVAILABLE | DATA NOT AVAILABLE | DATA NOT AVAILABLE | DATA NOT AVAILABLE | DATA NOT AVAILABLE | DATA NOT AVAILABLE | DATA NOT AVAILABLE | DATA NOT AVAILABLE | ACCEPTED TO CONNECT | DATA NOT AVAILABLE | DATA NOT AVAILABLE | DATA NOT AVAILABLE | DATA NOT AVAILABLE | DATA NOT AVAILABLE | DATA NOT AVAILABLE | 20 | 20 | 21.0526 | 0.26316 | 0.25 | 2022-03-28 | DATA NOT AVAILABLE | N | DATA NOT AVAILABLE | DATA NOT AVAILABLE | DATA NOT AVAILABLE | DATA NOT AVAILABLE | DATA NOT AVAILABLE | 2022-05-04
DATA NOT AVAILABLE | DATA NOT AVAILABLE | DNO CONSULTING | MILLTOWN PV | MILLTOWN PV | DATA NOT AVAILABLE | ELGIN | MORAY | IV30 8NQ | SCOTLAND | 325684 | 865554 | ELGIN | DATA NOT APPLICABLE | ELGIN GRID | 33 | SCOTTISH HYDRO ELECTRIC POWER DISTRIBUTION PLC | SOLAR | PHOTOVOLTAIC | NO | DATA NOT AVAILABLE | DATA NOT AVAILABLE | 99.8 | DATA NOT AVAILABLE | DATA NOT AVAILABLE | DATA NOT AVAILABLE | DATA NOT AVAILABLE | DATA NOT AVAILABLE | DATA NOT AVAILABLE | DATA NOT AVAILABLE | DATA NOT AVAILABLE | DATA NOT AVAILABLE | DATA NOT AVAILABLE | DATA NOT AVAILABLE | DATA NOT AVAILABLE | DATA NOT AVAILABLE | ACCEPTED TO CONNECT | DATA NOT AVAILABLE | DATA NOT AVAILABLE | DATA NOT AVAILABLE | DATA NOT AVAILABLE | DATA NOT AVAILABLE | DATA NOT AVAILABLE | 99.8 | 49.9 | 52.5263 | 52.5263 | 49.9 | 2022-05-06 | DATA NOT AVAILABLE | N | DATA NOT AVAILABLE | DATA NOT AVAILABLE | DATA NOT AVAILABLE | DATA NOT AVAILABLE | DATA NOT AVAILABLE | 2022-06-07
DATA NOT AVAILABLE | DATA NOT AVAILABLE | RELIAGEN ELECTRIC LTD | READY - 50MW BATTERY | DATA NOT AVAILABLE | NORTH SIDE OF LONDON ROAD | STAINES | SURREY | TW18 4JJ | ENGLAND | 504851 | 172171 | LALEHAM | STAINES | DATA NOT AVAILABLE | EHV | SOUTHERN ELECTRIC POWER DISTRIBUTION PLC | STORED ENERGY (ALL STORED ENERGY IRRESPECTVE OF THE ORIGINAL ENERGY SOURCE) | STORAGE - ELECTROCHEMICAL (BATTERIES) | NO | DATA NOT AVAILABLE | DATA NOT AVAILABLE | 50 | DATA NOT AVAILABLE | DATA NOT AVAILABLE | DATA NOT AVAILABLE | DATA NOT AVAILABLE | DATA NOT AVAILABLE | DATA NOT AVAILABLE | DATA NOT AVAILABLE | DATA NOT AVAILABLE | DATA NOT AVAILABLE | DATA NOT AVAILABLE | DATA NOT AVAILABLE | DATA NOT AVAILABLE | DATA NOT AVAILABLE | ACCEPTED TO CONNECT | DATA NOT AVAILABLE | DATA NOT AVAILABLE | DATA NOT AVAILABLE | DATA NOT AVAILABLE | DATA NOT AVAILABLE | DATA NOT AVAILABLE | 50 | 50 | 52.6316 | 55.4021 | 52.632 | 2022-05-31 | DATA NOT AVAILABLE | N | DATA NOT AVAILABLE | DATA NOT AVAILABLE | DATA NOT AVAILABLE | DATA NOT AVAILABLE | DATA NOT AVAILABLE | 2022-07-06
DATA NOT AVAILABLE | DATA NOT AVAILABLE | CONNECT 2 GRID | 100MW PV & BATTERY | LOCKERLEY ROAD PV FARM AND BESS SYSTEM | MOUNT FARM LAND LYING TO THE NORTH OF CARTERS CLAY | ROMSEY | HAMPSHIRE | DATA NOT AVAILABLE | ENGLAND | DATA NOT AVAILABLE | DATA NOT AVAILABLE | NURSLING GSP | DATA NOT APPLICABLE | LOCKERLY | 11 | SOUTHERN ELECTRIC POWER DISTRIBUTION PLC | SOLAR | PHOTOVOLTAIC | NO | DATA NOT AVAILABLE | DATA NOT AVAILABLE | 105.64 | STORED ENERGY (ALL STORED ENERGY IRRESPECTVE OF THE ORIGINAL ENERGY SOURCE) | STORAGE - ELECTROCHEMICAL (BATTERIES) | DATA NOT AVAILABLE | DATA NOT AVAILABLE | DATA NOT AVAILABLE | 63.1579 | DATA NOT AVAILABLE | DATA NOT AVAILABLE | DATA NOT AVAILABLE | DATA NOT AVAILABLE | DATA NOT AVAILABLE | DATA NOT AVAILABLE | DATA NOT AVAILABLE | ACCEPTED TO CONNECT | DATA NOT AVAILABLE | DATA NOT AVAILABLE | DATA NOT AVAILABLE | DATA NOT AVAILABLE | DATA NOT AVAILABLE | DATA NOT AVAILABLE | 105.64 | 100 | 105.2632 | 63.1579 | 60 | 2022-02-01 | DATA NOT AVAILABLE | N | DATA NOT AVAILABLE | DATA NOT AVAILABLE | DATA NOT AVAILABLE | DATA NOT AVAILABLE | DATA NOT AVAILABLE | 2022-02-25
DATA NOT AVAILABLE | DATA NOT AVAILABLE | LOCOGEN LTD | 16MW WIND & PV | GARTLY MOOR | GREENMYRES FARM DRUMBLADE | HUNTLY | ABERDEENSHIRE | AB54 6AG | SCOTLAND | 357032 | 835431 | CAIRNFORD | DATA NOT APPLICABLE | CAIRNFORD | 33 | SCOTTISH HYDRO ELECTRIC POWER DISTRIBUTION PLC | WIND | ONSHORE WIND TURBINES | NO | DATA NOT AVAILABLE | DATA NOT AVAILABLE | 20 | DATA NOT AVAILABLE | DATA NOT AVAILABLE | DATA NOT AVAILABLE | DATA NOT AVAILABLE | DATA NOT AVAILABLE | DATA NOT AVAILABLE | DATA NOT AVAILABLE | DATA NOT AVAILABLE | DATA NOT AVAILABLE | DATA NOT AVAILABLE | DATA NOT AVAILABLE | DATA NOT AVAILABLE | DATA NOT AVAILABLE | ACCEPTED TO CONNECT | DATA NOT AVAILABLE | DATA NOT AVAILABLE | DATA NOT AVAILABLE | DATA NOT AVAILABLE | DATA NOT AVAILABLE | DATA NOT AVAILABLE | 20 | 16 | 16.8421 | 3.1579 | 3 | 2022-06-10 | DATA NOT AVAILABLE | N | DATA NOT AVAILABLE | DATA NOT AVAILABLE | DATA NOT AVAILABLE | DATA NOT AVAILABLE | DATA NOT AVAILABLE | 2022-07-06
DATA NOT AVAILABLE | DATA NOT AVAILABLE | CONRAD ENERGY (DEVELOPMENTS) II LIMITED | 49.9MW BATTERY | NORTH LEYLODGE | KINTORE | INVERURIE | ABERDEENSHIRE | AB51 0XY | SCOTLAND | 377050 | 813631 | KINTORE | DATA NOT APPLICABLE | KINTORE GRID | 33 | SCOTTISH HYDRO ELECTRIC POWER DISTRIBUTION PLC | STORED ENERGY (ALL STORED ENERGY IRRESPECTVE OF THE ORIGINAL ENERGY SOURCE) | STORAGE - ELECTROCHEMICAL (BATTERIES) | NO | DATA NOT AVAILABLE | DATA NOT AVAILABLE | 49.9 | DATA NOT AVAILABLE | DATA NOT AVAILABLE | DATA NOT AVAILABLE | DATA NOT AVAILABLE | DATA NOT AVAILABLE | DATA NOT AVAILABLE | DATA NOT AVAILABLE | DATA NOT AVAILABLE | DATA NOT AVAILABLE | DATA NOT AVAILABLE | DATA NOT AVAILABLE | DATA NOT AVAILABLE | DATA NOT AVAILABLE | ACCEPTED TO CONNECT | DATA NOT AVAILABLE | DATA NOT AVAILABLE | DATA NOT AVAILABLE | DATA NOT AVAILABLE | DATA NOT AVAILABLE | DATA NOT AVAILABLE | 49.9 | 49.9 | 52.5263 | 52.5263 | 49.9 | 2022-03-10 | DATA NOT AVAILABLE | N | DATA NOT AVAILABLE | DATA NOT AVAILABLE | DATA NOT AVAILABLE | DATA NOT AVAILABLE | DATA NOT AVAILABLE | 2022-03-24
DATA NOT AVAILABLE | DATA NOT AVAILABLE | BSR APPLICATIONS LIMITED | 20MW PV/BATTERY | EAST MONDYNES SOLAR ARRAY | LAND AT EAST MONDYNES DRUMLITHIE | STONEHAVEN | ABERDEENSHIRE | AB30 1LD | SCOTLAND | 378192 | 779783 | FIDDES | DATA NOT APPLICABLE | FIDDES | 33 | SCOTTISH HYDRO ELECTRIC POWER DISTRIBUTION PLC | SOLAR | PHOTOVOLTAIC | NO | DATA NOT AVAILABLE | DATA NOT AVAILABLE | 20 | STORED ENERGY (ALL STORED ENERGY IRRESPECTVE OF THE ORIGINAL ENERGY SOURCE) | STORAGE - ELECTROCHEMICAL (BATTERIES) | DATA NOT AVAILABLE | DATA NOT AVAILABLE | DATA NOT AVAILABLE | 21.0526 | DATA NOT AVAILABLE | DATA NOT AVAILABLE | DATA NOT AVAILABLE | DATA NOT AVAILABLE | DATA NOT AVAILABLE | DATA NOT AVAILABLE | DATA NOT AVAILABLE | ACCEPTED TO CONNECT | DATA NOT AVAILABLE | DATA NOT AVAILABLE | DATA NOT AVAILABLE | DATA NOT AVAILABLE | DATA NOT AVAILABLE | DATA NOT AVAILABLE | 20 | 20 | 21.0526 | 21.0526 | 20 | 2022-03-10 | DATA NOT AVAILABLE | N | DATA NOT AVAILABLE | DATA NOT AVAILABLE | DATA NOT AVAILABLE | DATA NOT AVAILABLE | DATA NOT AVAILABLE | 2022-03-24
DATA NOT AVAILABLE | DATA NOT AVAILABLE | ENERGY & SYSTEM TECHNICAL LTD | 44MW PV | UPPER FARRINGDON SOLAR, MANOR FARM | GASTON LANE UPPER FARRINGDON | ALTON | HAMPSHIRE | GU34 3EE | ENGLAND | 471418 | 135521 | BRAMLEY (FLEE) | ALTON | DATA NOT AVAILABLE | 132 | SOUTHERN ELECTRIC POWER DISTRIBUTION PLC | SOLAR | PHOTOVOLTAIC | NO | DATA NOT AVAILABLE | DATA NOT AVAILABLE | 44 | DATA NOT AVAILABLE | DATA NOT AVAILABLE | DATA NOT AVAILABLE | DATA NOT AVAILABLE | DATA NOT AVAILABLE | DATA NOT AVAILABLE | DATA NOT AVAILABLE | DATA NOT AVAILABLE | DATA NOT AVAILABLE | DATA NOT AVAILABLE | DATA NOT AVAILABLE | DATA NOT AVAILABLE | DATA NOT AVAILABLE | ACCEPTED TO CONNECT | DATA NOT AVAILABLE | DATA NOT AVAILABLE | DATA NOT AVAILABLE | DATA NOT AVAILABLE | DATA NOT AVAILABLE | DATA NOT AVAILABLE | 44 | 44 | 46.3158 | 0.11053 | 0.105 | 2022-01-20 | DATA NOT AVAILABLE | N | DATA NOT AVAILABLE | DATA NOT AVAILABLE | DATA NOT AVAILABLE | DATA NOT AVAILABLE | DATA NOT AVAILABLE | 2022-01-27
DATA NOT AVAILABLE | DATA NOT AVAILABLE | THE GREENSPAN AGENCY LIMITED | 9.999MW WIND, PV & BATTERY (ADD CAP) | JACKSBANK RENEWABLE ENERGY PARK | BROADWOOD DRUMLITHIE | STONEHAVEN | ABERDEENSHIRE | AB39 3XA | SCOTLAND | 379582 | 782265 | FIDDES | DATA NOT APPLICABLE | FIDDES | 33 | SCOTTISH HYDRO ELECTRIC POWER DISTRIBUTION PLC | WIND | ONSHORE WIND TURBINES | NO | DATA NOT AVAILABLE | DATA NOT AVAILABLE | 9.999 | DATA NOT AVAILABLE | DATA NOT AVAILABLE | DATA NOT AVAILABLE | DATA NOT AVAILABLE | DATA NOT AVAILABLE | DATA NOT AVAILABLE | DATA NOT AVAILABLE | DATA NOT AVAILABLE | DATA NOT AVAILABLE | DATA NOT AVAILABLE | DATA NOT AVAILABLE | DATA NOT AVAILABLE | DATA NOT AVAILABLE | ACCEPTED TO CONNECT | DATA NOT AVAILABLE | DATA NOT AVAILABLE | DATA NOT AVAILABLE | DATA NOT AVAILABLE | DATA NOT AVAILABLE | DATA NOT AVAILABLE | 9.999 | 3.099 | 3.2621 | 0 | 0 | 2022-03-18 | DATA NOT AVAILABLE | N | DATA NOT AVAILABLE | DATA NOT AVAILABLE | DATA NOT AVAILABLE | DATA NOT AVAILABLE | DATA NOT AVAILABLE | 2022-05-04
DATA NOT AVAILABLE | DATA NOT AVAILABLE | XRENEWABLE LIMITED | CEANNACROC BESS | CEANNACROC STATION, CEANNACROC ESTATE BESS | CEANNACROC GLENMORISTON | INVERNESS | HIGHLAND | IV63 7YN | SCOTLAND | 227912 | 812485 | CEANNACROC | DATA NOT APPLICABLE | CEANNACROC GRID | 33 | SCOTTISH HYDRO ELECTRIC POWER DISTRIBUTION PLC | STORED ENERGY (ALL STORED ENERGY IRRESPECTVE OF THE ORIGINAL ENERGY SOURCE) | STORAGE - ELECTROCHEMICAL (BATTERIES) | NO | DATA NOT AVAILABLE | DATA NOT AVAILABLE | 52.8 | DATA NOT AVAILABLE | DATA NOT AVAILABLE | DATA NOT AVAILABLE | DATA NOT AVAILABLE | DATA NOT AVAILABLE | DATA NOT AVAILABLE | DATA NOT AVAILABLE | DATA NOT AVAILABLE | DATA NOT AVAILABLE | DATA NOT AVAILABLE | DATA NOT AVAILABLE | DATA NOT AVAILABLE | DATA NOT AVAILABLE | ACCEPTED TO CONNECT | DATA NOT AVAILABLE | DATA NOT AVAILABLE | DATA NOT AVAILABLE | DATA NOT AVAILABLE | DATA NOT AVAILABLE | DATA NOT AVAILABLE | 52.8 | 50 | 52.6316 | 55.4011 | 52.631 | 2023-03-14 | DATA NOT AVAILABLE | N | DATA NOT AVAILABLE | DATA NOT AVAILABLE | DATA NOT AVAILABLE | DATA NOT AVAILABLE | DATA NOT AVAILABLE | 2023-04-06
DATA NOT AVAILABLE | DATA NOT AVAILABLE | EVANS ENERGY LTD | 48MW PV | LAND NEAR HAWTHORNE FARMHOUSE | LYNDHURST ROAD | CHRISTCHURCH | HAMPSHIRE | BH23 7AB | ENGLAND | 417634 | 95876 | MANNINGTON GSP | CHRISTCHURCH | DATA NOT AVAILABLE | EHV | SOUTHERN ELECTRIC POWER DISTRIBUTION PLC | SOLAR | PHOTOVOLTAIC | NO | DATA NOT AVAILABLE | DATA NOT AVAILABLE | 48 | DATA NOT AVAILABLE | DATA NOT AVAILABLE | DATA NOT AVAILABLE | DATA NOT AVAILABLE | DATA NOT AVAILABLE | DATA NOT AVAILABLE | DATA NOT AVAILABLE | DATA NOT AVAILABLE | DATA NOT AVAILABLE | DATA NOT AVAILABLE | DATA NOT AVAILABLE | DATA NOT AVAILABLE | DATA NOT AVAILABLE | ACCEPTED TO CONNECT | DATA NOT AVAILABLE | DATA NOT AVAILABLE | DATA NOT AVAILABLE | DATA NOT AVAILABLE | DATA NOT AVAILABLE | DATA NOT AVAILABLE | 48 | 48 | 50.5263 | 0.52632 | 0.5 | 2022-03-31 | DATA NOT AVAILABLE | N | DATA NOT AVAILABLE | DATA NOT AVAILABLE | DATA NOT AVAILABLE | DATA NOT AVAILABLE | DATA NOT AVAILABLE | 2022-05-04
DATA NOT AVAILABLE | DATA NOT AVAILABLE | MURRAY PLANNING ASSOCIATES | 8MW PV | AMOURACRE FARM | WEST ASHTON | TROWBRIDGE | WILTSHIRE | BA14 6DF | ENGLAND | 388274 | 157142 | MELKSHAM GSP | NORRINGTON | ASHTON PARK | 11 | SOUTHERN ELECTRIC POWER DISTRIBUTION PLC | SOLAR | PHOTOVOLTAIC | NO | DATA NOT AVAILABLE | DATA NOT AVAILABLE | 8 | DATA NOT AVAILABLE | DATA NOT AVAILABLE | DATA NOT AVAILABLE | DATA NOT AVAILABLE | DATA NOT AVAILABLE | DATA NOT AVAILABLE | DATA NOT AVAILABLE | DATA NOT AVAILABLE | DATA NOT AVAILABLE | DATA NOT AVAILABLE | DATA NOT AVAILABLE | DATA NOT AVAILABLE | DATA NOT AVAILABLE | ACCEPTED TO CONNECT | DATA NOT AVAILABLE | DATA NOT AVAILABLE | DATA NOT AVAILABLE | DATA NOT AVAILABLE | DATA NOT AVAILABLE | DATA NOT AVAILABLE | 8 | 8 | 8.4211 | 0.21053 | 0.2 | 2022-05-02 | DATA NOT AVAILABLE | N | DATA NOT AVAILABLE | DATA NOT AVAILABLE | DATA NOT AVAILABLE | DATA NOT AVAILABLE | DATA NOT AVAILABLE | 2022-06-07
DATA NOT AVAILABLE | DATA NOT AVAILABLE | GEW2 LTD | 60MW BESS RESTRICTED TO 50MW | RIGIFA FARM | NIGG | ABERDEEN | ABERDEENSHIRE | AB12 3LR | SCOTLAND | 395041 | 800247 | REDMOSS | DATA NOT APPLICABLE | REDMOSS GRID | 33 | SCOTTISH HYDRO ELECTRIC POWER DISTRIBUTION PLC | STORED ENERGY (ALL STORED ENERGY IRRESPECTVE OF THE ORIGINAL ENERGY SOURCE) | STORAGE - ELECTROCHEMICAL (BATTERIES) | NO | DATA NOT AVAILABLE | DATA NOT AVAILABLE | 60 | DATA NOT AVAILABLE | DATA NOT AVAILABLE | DATA NOT AVAILABLE | DATA NOT AVAILABLE | DATA NOT AVAILABLE | DATA NOT AVAILABLE | DATA NOT AVAILABLE | DATA NOT AVAILABLE | DATA NOT AVAILABLE | DATA NOT AVAILABLE | DATA NOT AVAILABLE | DATA NOT AVAILABLE | DATA NOT AVAILABLE | ACCEPTED TO CONNECT | DATA NOT AVAILABLE | DATA NOT AVAILABLE | DATA NOT AVAILABLE | DATA NOT AVAILABLE | DATA NOT AVAILABLE | DATA NOT AVAILABLE | 60 | 50 | 52.6316 | 53.6842 | 51 | 2022-04-05 | DATA NOT AVAILABLE | N | DATA NOT AVAILABLE | DATA NOT AVAILABLE | DATA NOT AVAILABLE | DATA NOT AVAILABLE | DATA NOT AVAILABLE | 2022-05-04
DATA NOT AVAILABLE | DATA NOT AVAILABLE | ABSOLUTE SOLAR AND WIND LTD | 4MW PV | ROSS PRIORY-HYDRO-EXP | HV GARTOCHARN | ALEXANDRIA | HIGHLAND | G83 8NL | SCOTLAND | 241260 | 687436 | STRATHLEVEN | DATA NOT APPLICABLE | ROSS PRIORY PUMPING STAT. | 33 | SCOTTISH HYDRO ELECTRIC POWER DISTRIBUTION PLC | SOLAR | PHOTOVOLTAIC | NO | DATA NOT AVAILABLE | DATA NOT AVAILABLE | 4 | DATA NOT AVAILABLE | DATA NOT AVAILABLE | DATA NOT AVAILABLE | DATA NOT AVAILABLE | DATA NOT AVAILABLE | DATA NOT AVAILABLE | DATA NOT AVAILABLE | DATA NOT AVAILABLE | DATA NOT AVAILABLE | DATA NOT AVAILABLE | DATA NOT AVAILABLE | DATA NOT AVAILABLE | DATA NOT AVAILABLE | ACCEPTED TO CONNECT | DATA NOT AVAILABLE | DATA NOT AVAILABLE | DATA NOT AVAILABLE | DATA NOT AVAILABLE | DATA NOT AVAILABLE | DATA NOT AVAILABLE | 4 | 4 | 4.2105 | 0 | 0 | 2022-04-14 | DATA NOT AVAILABLE | N | DATA NOT AVAILABLE | DATA NOT AVAILABLE | DATA NOT AVAILABLE | DATA NOT AVAILABLE | DATA NOT AVAILABLE | 2022-06-07
DATA NOT AVAILABLE | DATA NOT AVAILABLE | DNO CONSULTING LTD | AUTH & QCA - 99.8MW PV & GAS | TETSWORTH PV + GAS + H2 | LAND SOUTH-EAST OF RYCOTE LANE MILTON COMMON | THAME | OXFORDSHIRE | OX9 2NR | ENGLAND | 465908 | 203222 | COWLEY GSP | DATA NOT AVAILABLE | DATA NOT AVAILABLE | 132 | SOUTHERN ELECTRIC POWER DISTRIBUTION PLC | SOLAR | PHOTOVOLTAIC | NO | DATA NOT AVAILABLE | DATA NOT AVAILABLE | 99.8 | DATA NOT AVAILABLE | DATA NOT AVAILABLE | DATA NOT AVAILABLE | DATA NOT AVAILABLE | DATA NOT AVAILABLE | DATA NOT AVAILABLE | DATA NOT AVAILABLE | DATA NOT AVAILABLE | DATA NOT AVAILABLE | DATA NOT AVAILABLE | DATA NOT AVAILABLE | DATA NOT AVAILABLE | DATA NOT AVAILABLE | ACCEPTED TO CONNECT | DATA NOT AVAILABLE | DATA NOT AVAILABLE | DATA NOT AVAILABLE | DATA NOT AVAILABLE | DATA NOT AVAILABLE | DATA NOT AVAILABLE | 99.8 | 99.8 | 105.0526 | 33.2411 | 31.579 | 2022-02-24 | DATA NOT AVAILABLE | N | DATA NOT AVAILABLE | DATA NOT AVAILABLE | DATA NOT AVAILABLE | DATA NOT AVAILABLE | DATA NOT AVAILABLE | 2022-06-07
DATA NOT AVAILABLE | DATA NOT AVAILABLE | NEWTON ENERGI LTD | READY - 125.28MW BATTERY | VOX NEWMAN TWO BATTERY BANK | DEREHAMS FARM LOUDWATER | HIGH WYCOMBE | BUCKINGHAMSHIRE | HP10 9RR | ENGLAND | 490531 | 191093 | AMERSHAM | DATA NOT AVAILABLE | DATA NOT AVAILABLE | 132 | SOUTHERN ELECTRIC POWER DISTRIBUTION PLC | STORED ENERGY (ALL STORED ENERGY IRRESPECTVE OF THE ORIGINAL ENERGY SOURCE) | STORAGE - ELECTROCHEMICAL (BATTERIES) | NO | DATA NOT AVAILABLE | DATA NOT AVAILABLE | 125.3 | DATA NOT AVAILABLE | DATA NOT AVAILABLE | DATA NOT AVAILABLE | DATA NOT AVAILABLE | DATA NOT AVAILABLE | DATA NOT AVAILABLE | DATA NOT AVAILABLE | DATA NOT AVAILABLE | DATA NOT AVAILABLE | DATA NOT AVAILABLE | DATA NOT AVAILABLE | DATA NOT AVAILABLE | DATA NOT AVAILABLE | ACCEPTED TO CONNECT | DATA NOT AVAILABLE | DATA NOT AVAILABLE | DATA NOT AVAILABLE | DATA NOT AVAILABLE | DATA NOT AVAILABLE | DATA NOT AVAILABLE | 125.3 | 125.3 | 131.8947 | 138.2105 | 131.3 | 2022-05-02 | DATA NOT AVAILABLE | N | DATA NOT AVAILABLE | DATA NOT AVAILABLE | DATA NOT AVAILABLE | DATA NOT AVAILABLE | DATA NOT AVAILABLE | 2022-06-07
DATA NOT AVAILABLE | DATA NOT AVAILABLE | ROADNIGHT TAYLOR LTD | 99.9MW BESS | DATA NOT AVAILABLE | LAND AT UPTON LANE | SOUTHAMPTON | HAMPSHIRE | SO16 0XY | ENGLAND | 437161 | 116729 | NURSLING GSP | ROWNHAMS | ROWNHAM | 33 | SOUTHERN ELECTRIC POWER DISTRIBUTION PLC | STORED ENERGY (ALL STORED ENERGY IRRESPECTVE OF THE ORIGINAL ENERGY SOURCE) | STORAGE - ELECTROCHEMICAL (BATTERIES) | NO | DATA NOT AVAILABLE | DATA NOT AVAILABLE | 110.8 | DATA NOT AVAILABLE | DATA NOT AVAILABLE | DATA NOT AVAILABLE | DATA NOT AVAILABLE | DATA NOT AVAILABLE | DATA NOT AVAILABLE | DATA NOT AVAILABLE | DATA NOT AVAILABLE | DATA NOT AVAILABLE | DATA NOT AVAILABLE | DATA NOT AVAILABLE | DATA NOT AVAILABLE | DATA NOT AVAILABLE | ACCEPTED TO CONNECT | DATA NOT AVAILABLE | DATA NOT AVAILABLE | DATA NOT AVAILABLE | DATA NOT AVAILABLE | DATA NOT AVAILABLE | DATA NOT AVAILABLE | 110.8 | 99.9 | 105.1579 | 122.7368 | 116.6 | 2022-06-23 | DATA NOT AVAILABLE | N | DATA NOT AVAILABLE | DATA NOT AVAILABLE | DATA NOT AVAILABLE | DATA NOT AVAILABLE | DATA NOT AVAILABLE | 2022-07-06
DATA NOT AVAILABLE | DATA NOT AVAILABLE | FLEXION ENERGY UK STORAGE LTD | AUTH | FRASERBURGH BATTERY PARK | LAND AT HILLHEAD | FRASERBURGH | ABERDEENSHIRE | AB43 7BL | SCOTLAND | 397438 | 865540 | FRASERBURGH | DATA NOT APPLICABLE | FRASERBURGH GRID | 33 | SCOTTISH HYDRO ELECTRIC POWER DISTRIBUTION PLC | STORED ENERGY (ALL STORED ENERGY IRRESPECTVE OF THE ORIGINAL ENERGY SOURCE) | STORAGE - ELECTROCHEMICAL (BATTERIES) | NO | DATA NOT AVAILABLE | DATA NOT AVAILABLE | 48.29 | DATA NOT AVAILABLE | DATA NOT AVAILABLE | DATA NOT AVAILABLE | DATA NOT AVAILABLE | DATA NOT AVAILABLE | DATA NOT AVAILABLE | DATA NOT AVAILABLE | DATA NOT AVAILABLE | DATA NOT AVAILABLE | DATA NOT AVAILABLE | DATA NOT AVAILABLE | DATA NOT AVAILABLE | DATA NOT AVAILABLE | ACCEPTED TO CONNECT | DATA NOT AVAILABLE | DATA NOT AVAILABLE | DATA NOT AVAILABLE | DATA NOT AVAILABLE | DATA NOT AVAILABLE | DATA NOT AVAILABLE | 48.29 | 40 | 42.1053 | 44.3211 | 42.105 | 2022-04-20 | DATA NOT AVAILABLE | N | DATA NOT AVAILABLE | DATA NOT AVAILABLE | DATA NOT AVAILABLE | DATA NOT AVAILABLE | DATA NOT AVAILABLE | 2022-06-07
DATA NOT AVAILABLE | DATA NOT AVAILABLE | GEW2 LTD | READY - 100MW BESS | UPPER STUDLEY FARM | SWINDON ROAD UPPER STUDLEY | SWINDON | WILTSHIRE | DATA NOT AVAILABLE | ENGLAND | DATA NOT AVAILABLE | DATA NOT AVAILABLE | DATA NOT AVAILABLE | DATA NOT AVAILABLE | DATA NOT AVAILABLE | 132 | SOUTHERN ELECTRIC POWER DISTRIBUTION PLC | STORED ENERGY (ALL STORED ENERGY IRRESPECTVE OF THE ORIGINAL ENERGY SOURCE) | STORAGE - ELECTROCHEMICAL (BATTERIES) | NO | DATA NOT AVAILABLE | DATA NOT AVAILABLE | 95 | DATA NOT AVAILABLE | DATA NOT AVAILABLE | DATA NOT AVAILABLE | DATA NOT AVAILABLE | DATA NOT AVAILABLE | DATA NOT AVAILABLE | DATA NOT AVAILABLE | DATA NOT AVAILABLE | DATA NOT AVAILABLE | DATA NOT AVAILABLE | DATA NOT AVAILABLE | DATA NOT AVAILABLE | DATA NOT AVAILABLE | ACCEPTED TO CONNECT | DATA NOT AVAILABLE | DATA NOT AVAILABLE | DATA NOT AVAILABLE | DATA NOT AVAILABLE | DATA NOT AVAILABLE | DATA NOT AVAILABLE | 95 | 95 | 100 | 105.2632 | 100 | 2022-04-27 | DATA NOT AVAILABLE | N | DATA NOT AVAILABLE | DATA NOT AVAILABLE | DATA NOT AVAILABLE | DATA NOT AVAILABLE | DATA NOT AVAILABLE | 2022-06-07
DATA NOT AVAILABLE | DATA NOT AVAILABLE | LSC ELECTRICAL LTD | 1MVA DEMAND; 50KW PV | LOVETT BMW 1 | PORTAL ROAD | MELKSHAM | WILTSHIRE | SN12 6FL | ENGLAND | 390627 | 161644 | MELKSHAM GSP | NORRINGTON | MELKSHAM TOWN | 11 | SOUTHERN ELECTRIC POWER DISTRIBUTION PLC | SOLAR | PHOTOVOLTAIC | NO | DATA NOT AVAILABLE | DATA NOT AVAILABLE | 0.05 | DATA NOT AVAILABLE | DATA NOT AVAILABLE | DATA NOT AVAILABLE | DATA NOT AVAILABLE | DATA NOT AVAILABLE | DATA NOT AVAILABLE | DATA NOT AVAILABLE | DATA NOT AVAILABLE | DATA NOT AVAILABLE | DATA NOT AVAILABLE | DATA NOT AVAILABLE | DATA NOT AVAILABLE | DATA NOT AVAILABLE | ACCEPTED TO CONNECT | DATA NOT AVAILABLE | DATA NOT AVAILABLE | DATA NOT AVAILABLE | DATA NOT AVAILABLE | DATA NOT AVAILABLE | DATA NOT AVAILABLE | 0.05 | 0.05 | 0.052632 | 1.0526 | 1 | 2022-03-04 | DATA NOT AVAILABLE | N | DATA NOT AVAILABLE | DATA NOT AVAILABLE | DATA NOT AVAILABLE | DATA NOT AVAILABLE | DATA NOT AVAILABLE | 2022-03-24
DATA NOT AVAILABLE | DATA NOT AVAILABLE | VIRIDOR | READY - 28MW STEAM (ADD CAP G59 INCREASE) | VIRIDOR ARDLEY ERF, ARDLEY ERF | MIDDLETON STONEY ROAD ARDLEY | BICESTER | OXFORDSHIRE | OX27 7AA | ENGLAND | 454209 | 225371 | EAST CLAYDON GSP | BICESTER NORTH | BICESTER NORTH | EHV | SOUTHERN ELECTRIC POWER DISTRIBUTION PLC | OTHER | OTHER | NO | DATA NOT AVAILABLE | DATA NOT AVAILABLE | 1 | DATA NOT AVAILABLE | DATA NOT AVAILABLE | DATA NOT AVAILABLE | DATA NOT AVAILABLE | DATA NOT AVAILABLE | DATA NOT AVAILABLE | DATA NOT AVAILABLE | DATA NOT AVAILABLE | DATA NOT AVAILABLE | DATA NOT AVAILABLE | DATA NOT AVAILABLE | DATA NOT AVAILABLE | DATA NOT AVAILABLE | ACCEPTED TO CONNECT | DATA NOT AVAILABLE | DATA NOT AVAILABLE | DATA NOT AVAILABLE | DATA NOT AVAILABLE | DATA NOT AVAILABLE | DATA NOT AVAILABLE | 1 | 1 | 1.0526 | 0 | 0 | 2022-03-31 | DATA NOT AVAILABLE | N | DATA NOT AVAILABLE | DATA NOT AVAILABLE | DATA NOT AVAILABLE | DATA NOT AVAILABLE | DATA NOT AVAILABLE | 2022-05-04
DATA NOT AVAILABLE | DATA NOT AVAILABLE | EVANS ENERGY LTD | IM - READY - 49.9MW PV | DATA NOT AVAILABLE | LAND AROUND POUNDGREEN FARM GRAZELEY THREE MILE CROSS | READING | BERKSHIRE | RG7 1LH | ENGLAND | 469375 | 167386 | BRAMLEY (FLEE) | BURGHFIELD RESERVE | DATA NOT AVAILABLE | 132 | SOUTHERN ELECTRIC POWER DISTRIBUTION PLC | SOLAR | PHOTOVOLTAIC | NO | DATA NOT AVAILABLE | DATA NOT AVAILABLE | 49.9 | DATA NOT AVAILABLE | DATA NOT AVAILABLE | DATA NOT AVAILABLE | DATA NOT AVAILABLE | DATA NOT AVAILABLE | DATA NOT AVAILABLE | DATA NOT AVAILABLE | DATA NOT AVAILABLE | DATA NOT AVAILABLE | DATA NOT AVAILABLE | DATA NOT AVAILABLE | DATA NOT AVAILABLE | DATA NOT AVAILABLE | ACCEPTED TO CONNECT | DATA NOT AVAILABLE | DATA NOT AVAILABLE | DATA NOT AVAILABLE | DATA NOT AVAILABLE | DATA NOT AVAILABLE | DATA NOT AVAILABLE | 49.9 | 49.9 | 52.5263 | 0.11053 | 0.105 | 2022-04-28 | DATA NOT AVAILABLE | N | DATA NOT AVAILABLE | DATA NOT AVAILABLE | DATA NOT AVAILABLE | DATA NOT AVAILABLE | DATA NOT AVAILABLE | 2022-06-07
DATA NOT AVAILABLE | DATA NOT AVAILABLE | GREENTECH PROJECTS HOLDING UK LIMITED | 35.2MW PV | BROWNSIDE FARM | MOUNT BLAIRY | BANFF | ABERDEENSHIRE | AB45 3YD | SCOTLAND | 367023 | 854383 | MACDUFF | DATA NOT APPLICABLE | MACDUFF GRID | 33 | SCOTTISH HYDRO ELECTRIC POWER DISTRIBUTION PLC | SOLAR | PHOTOVOLTAIC | NO | DATA NOT AVAILABLE | DATA NOT AVAILABLE | 35.2 | DATA NOT AVAILABLE | DATA NOT AVAILABLE | DATA NOT AVAILABLE | DATA NOT AVAILABLE | DATA NOT AVAILABLE | DATA NOT AVAILABLE | DATA NOT AVAILABLE | DATA NOT AVAILABLE | DATA NOT AVAILABLE | DATA NOT AVAILABLE | DATA NOT AVAILABLE | DATA NOT AVAILABLE | DATA NOT AVAILABLE | ACCEPTED TO CONNECT | DATA NOT AVAILABLE | DATA NOT AVAILABLE | DATA NOT AVAILABLE | DATA NOT AVAILABLE | DATA NOT AVAILABLE | DATA NOT AVAILABLE | 35.2 | 35.2 | 37.0526 | 0.84211 | 0.8 | 2022-04-07 | DATA NOT AVAILABLE | N | DATA NOT AVAILABLE | DATA NOT AVAILABLE | DATA NOT AVAILABLE | DATA NOT AVAILABLE | DATA NOT AVAILABLE | 2022-05-04
DATA NOT AVAILABLE | DATA NOT AVAILABLE | NOVALUX ENERGY | 1.322MW CHP | SOUTH COAST ENERGY FACILITY UNIT 9 | HANGAR 3 RUDFORD INDUSTRIAL ESTATE FORD | ARUNDEL | WEST SUSSEX | BN18 0BD | ENGLAND | 499946 | 102490 | LOVEDEAN GSP | CHICHESTER | BILSHAM | 11 | SOUTHERN ELECTRIC POWER DISTRIBUTION PLC | DATA NOT AVAILABLE | ENGINE (COMBUSTION / RECIPROCATING) | YES | DATA NOT AVAILABLE | DATA NOT AVAILABLE | 1.322 | DATA NOT AVAILABLE | DATA NOT AVAILABLE | DATA NOT AVAILABLE | DATA NOT AVAILABLE | DATA NOT AVAILABLE | DATA NOT AVAILABLE | DATA NOT AVAILABLE | DATA NOT AVAILABLE | DATA NOT AVAILABLE | DATA NOT AVAILABLE | DATA NOT AVAILABLE | DATA NOT AVAILABLE | YES | ACCEPTED TO CONNECT | DATA NOT AVAILABLE | DATA NOT AVAILABLE | DATA NOT AVAILABLE | DATA NOT AVAILABLE | DATA NOT AVAILABLE | DATA NOT AVAILABLE | 1.322 | 1.322 | 1.3916 | 0 | 0 | 2022-04-19 | DATA NOT AVAILABLE | N | DATA NOT AVAILABLE | DATA NOT AVAILABLE | DATA NOT AVAILABLE | DATA NOT AVAILABLE | DATA NOT AVAILABLE | 2022-05-04
DATA NOT AVAILABLE | DATA NOT AVAILABLE | CONRAD ENERGY | 4.1MW PV WITH 1.799MW EXPORT (ADD CAP) PV | BOURNEMOUTH AIRPORT SOLAR PV PLANT | PARLEY LN | CHRISTCHURCH | HAMPSHIRE | BH23 6SE | ENGLAND | 411921 | 97567 | MANNINGTON GSP | REDHILL | REDHILL | 11 | SOUTHERN ELECTRIC POWER DISTRIBUTION PLC | SOLAR | PHOTOVOLTAIC | NO | DATA NOT AVAILABLE | DATA NOT AVAILABLE | 4.1 | DATA NOT AVAILABLE | DATA NOT AVAILABLE | DATA NOT AVAILABLE | DATA NOT AVAILABLE | DATA NOT AVAILABLE | DATA NOT AVAILABLE | DATA NOT AVAILABLE | DATA NOT AVAILABLE | DATA NOT AVAILABLE | DATA NOT AVAILABLE | DATA NOT AVAILABLE | DATA NOT AVAILABLE | DATA NOT AVAILABLE | ACCEPTED TO CONNECT | DATA NOT AVAILABLE | DATA NOT AVAILABLE | DATA NOT AVAILABLE | DATA NOT AVAILABLE | DATA NOT AVAILABLE | DATA NOT AVAILABLE | 4.1 | 1.731 | 1.8221 | 0 | 0 | 2022-05-06 | DATA NOT AVAILABLE | N | DATA NOT AVAILABLE | DATA NOT AVAILABLE | DATA NOT AVAILABLE | DATA NOT AVAILABLE | DATA NOT AVAILABLE | 2022-06-07
DATA NOT AVAILABLE | DATA NOT AVAILABLE | CONRAD ENERGY (DEVELOPMENTS) II LIMITED | READY - 25.3MW BATTERY | LAND WITH TITLE NUMBER WT87379 | AT NORRINGTON LANE SHAW | MELKSHAM | WILTSHIRE | SN12 8LT | ENGLAND | 388400 | 165094 | MELKSHAM GSP | NORRINGTON | NORRINGTON | EHV | SOUTHERN ELECTRIC POWER DISTRIBUTION PLC | STORED ENERGY (ALL STORED ENERGY IRRESPECTVE OF THE ORIGINAL ENERGY SOURCE) | STORAGE - ELECTROCHEMICAL (BATTERIES) | NO | DATA NOT AVAILABLE | DATA NOT AVAILABLE | 25.3 | DATA NOT AVAILABLE | DATA NOT AVAILABLE | DATA NOT AVAILABLE | DATA NOT AVAILABLE | DATA NOT AVAILABLE | DATA NOT AVAILABLE | DATA NOT AVAILABLE | DATA NOT AVAILABLE | DATA NOT AVAILABLE | DATA NOT AVAILABLE | DATA NOT AVAILABLE | DATA NOT AVAILABLE | DATA NOT AVAILABLE | ACCEPTED TO CONNECT | DATA NOT AVAILABLE | DATA NOT AVAILABLE | DATA NOT AVAILABLE | DATA NOT AVAILABLE | DATA NOT AVAILABLE | DATA NOT AVAILABLE | 25.3 | 25.3 | 26.6316 | 28 | 26.6 | 2022-05-06 | DATA NOT AVAILABLE | N | DATA NOT AVAILABLE | DATA NOT AVAILABLE | DATA NOT AVAILABLE | DATA NOT AVAILABLE | DATA NOT AVAILABLE | 2022-06-07
DATA NOT AVAILABLE | DATA NOT AVAILABLE | KJ TAIT ENGINEERS | 2MW PV (ADD CAP) | THE JAMES HUTTON INSTITUTE | ERROL ROAD INVERGOWRIE | DUNDEE | CITY OF DUNDEE | DD2 5DA | SCOTLAND | 334190 | 729874 | CHARLESTON | DATA NOT APPLICABLE | NINEWELLS | 11 | SCOTTISH HYDRO ELECTRIC POWER DISTRIBUTION PLC | SOLAR | PHOTOVOLTAIC | NO | DATA NOT AVAILABLE | DATA NOT AVAILABLE | 1.76 | DATA NOT AVAILABLE | DATA NOT AVAILABLE | DATA NOT AVAILABLE | DATA NOT AVAILABLE | DATA NOT AVAILABLE | DATA NOT AVAILABLE | DATA NOT AVAILABLE | DATA NOT AVAILABLE | DATA NOT AVAILABLE | DATA NOT AVAILABLE | DATA NOT AVAILABLE | DATA NOT AVAILABLE | DATA NOT AVAILABLE | ACCEPTED TO CONNECT | DATA NOT AVAILABLE | DATA NOT AVAILABLE | DATA NOT AVAILABLE | DATA NOT AVAILABLE | DATA NOT AVAILABLE | DATA NOT AVAILABLE | 1.76 | 0.75 | 0.78947 | 0.84211 | 0.8 | 2022-07-04 | DATA NOT AVAILABLE | N | DATA NOT AVAILABLE | DATA NOT AVAILABLE | DATA NOT AVAILABLE | DATA NOT AVAILABLE | DATA NOT AVAILABLE | 2022-08-01
DATA NOT AVAILABLE | DATA NOT AVAILABLE | DYCE BATTERY STORAGE LTD | 49.9MW BATTERY | AUCHNASAVIL FARM | CARRADALE KINTYRE | CAMPBELTOWN | ARGYLL AND BUTE | PA28 6QJ | SCOTLAND | 178719 | 640874 | CARRADALE | DATA NOT APPLICABLE | CARRADALE GRID | 33 | SCOTTISH HYDRO ELECTRIC POWER DISTRIBUTION PLC | STORED ENERGY (ALL STORED ENERGY IRRESPECTVE OF THE ORIGINAL ENERGY SOURCE) | STORAGE - ELECTROCHEMICAL (BATTERIES) | NO | DATA NOT AVAILABLE | DATA NOT AVAILABLE | 49.9 | DATA NOT AVAILABLE | DATA NOT AVAILABLE | DATA NOT AVAILABLE | DATA NOT AVAILABLE | DATA NOT AVAILABLE | DATA NOT AVAILABLE | DATA NOT AVAILABLE | DATA NOT AVAILABLE | DATA NOT AVAILABLE | DATA NOT AVAILABLE | DATA NOT AVAILABLE | DATA NOT AVAILABLE | DATA NOT AVAILABLE | ACCEPTED TO CONNECT | DATA NOT AVAILABLE | DATA NOT AVAILABLE | DATA NOT AVAILABLE | DATA NOT AVAILABLE | DATA NOT AVAILABLE | DATA NOT AVAILABLE | 49.9 | 49.9 | 52.5263 | 52.5263 | 49.9 | 2022-05-13 | DATA NOT AVAILABLE | N | DATA NOT AVAILABLE | DATA NOT AVAILABLE | DATA NOT AVAILABLE | DATA NOT AVAILABLE | DATA NOT AVAILABLE | 2022-06-07
DATA NOT AVAILABLE | DATA NOT AVAILABLE | DATA NOT AVAILABLE | 49.9MW BATTERY | KINNUDIE FARM | DATA NOT AVAILABLE | NAIRN | HIGHLAND | IV12 5QF | SCOTLAND | 290215 | 856324 | NAIRN | DATA NOT APPLICABLE | NAIRN GRID | 33 | SCOTTISH HYDRO ELECTRIC POWER DISTRIBUTION PLC | STORED ENERGY (ALL STORED ENERGY IRRESPECTVE OF THE ORIGINAL ENERGY SOURCE) | STORAGE - ELECTROCHEMICAL (BATTERIES) | NO | DATA NOT AVAILABLE | DATA NOT AVAILABLE | 51.114 | DATA NOT AVAILABLE | DATA NOT AVAILABLE | DATA NOT AVAILABLE | DATA NOT AVAILABLE | DATA NOT AVAILABLE | DATA NOT AVAILABLE | DATA NOT AVAILABLE | DATA NOT AVAILABLE | DATA NOT AVAILABLE | DATA NOT AVAILABLE | DATA NOT AVAILABLE | DATA NOT AVAILABLE | DATA NOT AVAILABLE | ACCEPTED TO CONNECT | DATA NOT AVAILABLE | DATA NOT AVAILABLE | DATA NOT AVAILABLE | DATA NOT AVAILABLE | DATA NOT AVAILABLE | DATA NOT AVAILABLE | 51.114 | 49.9 | 52.5263 | 52.5263 | 49.9 | 2022-04-26 | DATA NOT AVAILABLE | N | DATA NOT AVAILABLE | DATA NOT AVAILABLE | DATA NOT AVAILABLE | DATA NOT AVAILABLE | DATA NOT AVAILABLE | 2022-06-07
DATA NOT AVAILABLE | DATA NOT AVAILABLE | SPRINGFIELD PROPERTIES | ABDN 70KW PV | WESTERN VILLAGE 1 | ELGIN SOUTH | ELGIN | MORAY | IV30 8SB | SCOTLAND | 322521 | 860058 | ELGIN | DATA NOT APPLICABLE | BILBOHALL | 11 | SCOTTISH HYDRO ELECTRIC POWER DISTRIBUTION PLC | SOLAR | PHOTOVOLTAIC | NO | DATA NOT AVAILABLE | DATA NOT AVAILABLE | 0.07 | DATA NOT AVAILABLE | DATA NOT AVAILABLE | DATA NOT AVAILABLE | DATA NOT AVAILABLE | DATA NOT AVAILABLE | DATA NOT AVAILABLE | DATA NOT AVAILABLE | DATA NOT AVAILABLE | DATA NOT AVAILABLE | DATA NOT AVAILABLE | DATA NOT AVAILABLE | DATA NOT AVAILABLE | DATA NOT AVAILABLE | ACCEPTED TO CONNECT | DATA NOT AVAILABLE | DATA NOT AVAILABLE | DATA NOT AVAILABLE | DATA NOT AVAILABLE | DATA NOT AVAILABLE | DATA NOT AVAILABLE | 0.07 | 0.07 | 0.073684 | 1.8947 | 1.8 | 2022-09-26 | DATA NOT AVAILABLE | N | DATA NOT AVAILABLE | DATA NOT AVAILABLE | DATA NOT AVAILABLE | DATA NOT AVAILABLE | DATA NOT AVAILABLE | 2022-10-10
DATA NOT AVAILABLE | DATA NOT AVAILABLE | SCOTTISHPOWER RENEWABLES (UK) LTD | 25MW PV & CHP (ADD CAP) | BALLOCHY SOLAR FARM | DATA NOT AVAILABLE | DUNDEE | PERTH AND KINROSS | DD10 9LP | SCOTLAND | 365206 | 762607 | BRIDGE OF DUN | DATA NOT APPLICABLE | BRIDGE OF DUN GRID | 33 | SCOTTISH HYDRO ELECTRIC POWER DISTRIBUTION PLC | SOLAR | PHOTOVOLTAIC | NO | DATA NOT AVAILABLE | DATA NOT AVAILABLE | 23.308 | DATA NOT AVAILABLE | DATA NOT AVAILABLE | DATA NOT AVAILABLE | DATA NOT AVAILABLE | DATA NOT AVAILABLE | DATA NOT AVAILABLE | DATA NOT AVAILABLE | DATA NOT AVAILABLE | DATA NOT AVAILABLE | DATA NOT AVAILABLE | DATA NOT AVAILABLE | DATA NOT AVAILABLE | DATA NOT AVAILABLE | ACCEPTED TO CONNECT | DATA NOT AVAILABLE | DATA NOT AVAILABLE | DATA NOT AVAILABLE | DATA NOT AVAILABLE | DATA NOT AVAILABLE | DATA NOT AVAILABLE | 23.308 | 16.808 | 17.6926 | 0 | 0 | 2022-07-25 | DATA NOT AVAILABLE | N | DATA NOT AVAILABLE | DATA NOT AVAILABLE | DATA NOT AVAILABLE | DATA NOT AVAILABLE | DATA NOT AVAILABLE | 2022-09-07
DATA NOT AVAILABLE | DATA NOT AVAILABLE | ANESCO LTD | 29.4MW BATTERY | NAIRN BESS | HOUSEHILL | NAIRN | HIGHLAND | IV12 5HY | SCOTLAND | 291560 | 854364 | NAIRN | DATA NOT APPLICABLE | NAIRN GRID | 33 | SCOTTISH HYDRO ELECTRIC POWER DISTRIBUTION PLC | STORED ENERGY (ALL STORED ENERGY IRRESPECTVE OF THE ORIGINAL ENERGY SOURCE) | STORAGE - ELECTROCHEMICAL (BATTERIES) | NO | DATA NOT AVAILABLE | DATA NOT AVAILABLE | 29.36 | DATA NOT AVAILABLE | DATA NOT AVAILABLE | DATA NOT AVAILABLE | DATA NOT AVAILABLE | DATA NOT AVAILABLE | DATA NOT AVAILABLE | DATA NOT AVAILABLE | DATA NOT AVAILABLE | DATA NOT AVAILABLE | DATA NOT AVAILABLE | DATA NOT AVAILABLE | DATA NOT AVAILABLE | DATA NOT AVAILABLE | ACCEPTED TO CONNECT | DATA NOT AVAILABLE | DATA NOT AVAILABLE | DATA NOT AVAILABLE | DATA NOT AVAILABLE | DATA NOT AVAILABLE | DATA NOT AVAILABLE | 29.36 | 29.36 | 30.9053 | 30.9474 | 29.4 | 2022-08-25 | DATA NOT AVAILABLE | N | DATA NOT AVAILABLE | DATA NOT AVAILABLE | DATA NOT AVAILABLE | DATA NOT AVAILABLE | DATA NOT AVAILABLE | 2022-09-07
DATA NOT AVAILABLE | DATA NOT AVAILABLE | BSR APPLICATIONS LIMITED | AUTH - IM - 70MW BATTERY | DATA NOT AVAILABLE | LAND AT FROG LANE LITTLE LONDON TADLEY | BASINGSTOKE | HAMPSHIRE | RG26 5EW | ENGLAND | 462323 | 160205 | BRAMLEY (BASI) | DATA NOT AVAILABLE | DATA NOT AVAILABLE | 132 | SOUTHERN ELECTRIC POWER DISTRIBUTION PLC | STORED ENERGY (ALL STORED ENERGY IRRESPECTVE OF THE ORIGINAL ENERGY SOURCE) | STORAGE - ELECTROCHEMICAL (BATTERIES) | NO | DATA NOT AVAILABLE | DATA NOT AVAILABLE | 70 | DATA NOT AVAILABLE | DATA NOT AVAILABLE | DATA NOT AVAILABLE | DATA NOT AVAILABLE | DATA NOT AVAILABLE | DATA NOT AVAILABLE | DATA NOT AVAILABLE | DATA NOT AVAILABLE | DATA NOT AVAILABLE | DATA NOT AVAILABLE | DATA NOT AVAILABLE | DATA NOT AVAILABLE | DATA NOT AVAILABLE | ACCEPTED TO CONNECT | DATA NOT AVAILABLE | DATA NOT AVAILABLE | DATA NOT AVAILABLE | DATA NOT AVAILABLE | DATA NOT AVAILABLE | DATA NOT AVAILABLE | 70 | 70 | 73.6842 | 77.6842 | 73.8 | 2022-04-13 | DATA NOT AVAILABLE | N | DATA NOT AVAILABLE | DATA NOT AVAILABLE | DATA NOT AVAILABLE | DATA NOT AVAILABLE | DATA NOT AVAILABLE | 2022-05-04
DATA NOT AVAILABLE | DATA NOT AVAILABLE | HYDROCK CONSULTANTS LIMITED | 50MW BATTERY STORAGE | DRUMORE FARM | EVANTON | DINGWALL | HIGHLAND | IV16 9XA | SCOTLAND | 257452 | 865689 | ALNESS | DATA NOT APPLICABLE | ALNESS GRID | 33 | SCOTTISH HYDRO ELECTRIC POWER DISTRIBUTION PLC | STORED ENERGY (ALL STORED ENERGY IRRESPECTVE OF THE ORIGINAL ENERGY SOURCE) | STORAGE - ELECTROCHEMICAL (BATTERIES) | NO | DATA NOT AVAILABLE | DATA NOT AVAILABLE | 56.14 | DATA NOT AVAILABLE | DATA NOT AVAILABLE | DATA NOT AVAILABLE | DATA NOT AVAILABLE | DATA NOT AVAILABLE | DATA NOT AVAILABLE | DATA NOT AVAILABLE | DATA NOT AVAILABLE | DATA NOT AVAILABLE | DATA NOT AVAILABLE | DATA NOT AVAILABLE | DATA NOT AVAILABLE | DATA NOT AVAILABLE | ACCEPTED TO CONNECT | DATA NOT AVAILABLE | DATA NOT AVAILABLE | DATA NOT AVAILABLE | DATA NOT AVAILABLE | DATA NOT AVAILABLE | DATA NOT AVAILABLE | 56.14 | 50 | 52.6316 | 52.6316 | 50 | 2022-04-04 | DATA NOT AVAILABLE | N | DATA NOT AVAILABLE | DATA NOT AVAILABLE | DATA NOT AVAILABLE | DATA NOT AVAILABLE | DATA NOT AVAILABLE | 2022-05-04
DATA NOT AVAILABLE | DATA NOT AVAILABLE | DATA NOT AVAILABLE | 49.9MW BATTERY | THURSO BESS | STAINLAND FARM | THURSO | HIGHLAND | KW14 8SW | SCOTLAND | 316584 | 966176 | THURSO SOUTH GRID | DATA NOT APPLICABLE | THURSO SOUTH GRID | 33 | SCOTTISH HYDRO ELECTRIC POWER DISTRIBUTION PLC | STORED ENERGY (ALL STORED ENERGY IRRESPECTVE OF THE ORIGINAL ENERGY SOURCE) | STORAGE - ELECTROCHEMICAL (BATTERIES) | NO | DATA NOT AVAILABLE | DATA NOT AVAILABLE | 49.9 | DATA NOT AVAILABLE | DATA NOT AVAILABLE | DATA NOT AVAILABLE | DATA NOT AVAILABLE | DATA NOT AVAILABLE | DATA NOT AVAILABLE | DATA NOT AVAILABLE | DATA NOT AVAILABLE | DATA NOT AVAILABLE | DATA NOT AVAILABLE | DATA NOT AVAILABLE | DATA NOT AVAILABLE | DATA NOT AVAILABLE | ACCEPTED TO CONNECT | DATA NOT AVAILABLE | DATA NOT AVAILABLE | DATA NOT AVAILABLE | DATA NOT AVAILABLE | DATA NOT AVAILABLE | DATA NOT AVAILABLE | 49.9 | 49.9 | 52.5263 | 52.5263 | 49.9 | 2022-05-31 | DATA NOT AVAILABLE | N | DATA NOT AVAILABLE | DATA NOT AVAILABLE | DATA NOT AVAILABLE | DATA NOT AVAILABLE | DATA NOT AVAILABLE | 2022-07-06
DATA NOT AVAILABLE | DATA NOT AVAILABLE | IGAS ENERGY PLC | CCM SINGLETON WELL SITE - ADDCAP | IGAS ENERGY PLC | SINGLETON WELL SITE SINGLETON FOREST SINGLETON | CHICHESTER | WEST SUSSEX | PO18 0HL | ENGLAND | 487483 | 115586 | BRAMLEY (FLEE) | FERNHURST | MIDHURST | 11 | SOUTHERN ELECTRIC POWER DISTRIBUTION PLC | OTHER | OTHER | NO | DATA NOT AVAILABLE | DATA NOT AVAILABLE | 2 | DATA NOT AVAILABLE | DATA NOT AVAILABLE | DATA NOT AVAILABLE | DATA NOT AVAILABLE | DATA NOT AVAILABLE | DATA NOT AVAILABLE | DATA NOT AVAILABLE | DATA NOT AVAILABLE | DATA NOT AVAILABLE | DATA NOT AVAILABLE | DATA NOT AVAILABLE | DATA NOT AVAILABLE | DATA NOT AVAILABLE | ACCEPTED TO CONNECT | DATA NOT AVAILABLE | DATA NOT AVAILABLE | DATA NOT AVAILABLE | DATA NOT AVAILABLE | DATA NOT AVAILABLE | DATA NOT AVAILABLE | 2 | 2 | 2.1053 | 0 | 0 | 2022-08-05 | DATA NOT AVAILABLE | N | DATA NOT AVAILABLE | DATA NOT AVAILABLE | DATA NOT AVAILABLE | DATA NOT AVAILABLE | DATA NOT AVAILABLE | 2022-09-07
DATA NOT AVAILABLE | DATA NOT AVAILABLE | EVOLUTION POWER LIMITED | 49.9MW PV & BATTERY | BOURNEMOUTH 001 | DATA NOT AVAILABLE | BOURNEMOUTH | DORSET | BH23 6AX | ENGLAND | 411788 | 96781 | MANNINGTON GSP | REDHILL | REDHILL | 11 | SOUTHERN ELECTRIC POWER DISTRIBUTION PLC | SOLAR | PHOTOVOLTAIC | NO | DATA NOT AVAILABLE | DATA NOT AVAILABLE | 49.4 | STORED ENERGY (ALL STORED ENERGY IRRESPECTVE OF THE ORIGINAL ENERGY SOURCE) | STORAGE - ELECTROCHEMICAL (BATTERIES) | DATA NOT AVAILABLE | DATA NOT AVAILABLE | DATA NOT AVAILABLE | 54.7242 | DATA NOT AVAILABLE | DATA NOT AVAILABLE | DATA NOT AVAILABLE | DATA NOT AVAILABLE | DATA NOT AVAILABLE | DATA NOT AVAILABLE | DATA NOT AVAILABLE | ACCEPTED TO CONNECT | DATA NOT AVAILABLE | DATA NOT AVAILABLE | DATA NOT AVAILABLE | DATA NOT AVAILABLE | DATA NOT AVAILABLE | DATA NOT AVAILABLE | 49.4 | 49.4 | 52 | 54.7242 | 51.988 | 2022-07-07 | DATA NOT AVAILABLE | N | DATA NOT AVAILABLE | DATA NOT AVAILABLE | DATA NOT AVAILABLE | DATA NOT AVAILABLE | DATA NOT AVAILABLE | 2022-08-01
DATA NOT AVAILABLE | DATA NOT AVAILABLE | DNO CONSULTING LTD | SLC12 ADDITIONAL 3.5MW | LAND AT MANOR FARM | SHRIPNEY | BOGNOR REGIS | WEST SUSSEX | PO22 9UP | ENGLAND | 493499 | 102153 | LOVEDEAN GSP | CHICHESTER | CHICHESTER | 11 | SOUTHERN ELECTRIC POWER DISTRIBUTION PLC | SOLAR | PHOTOVOLTAIC | NO | DATA NOT AVAILABLE | DATA NOT AVAILABLE | 3.5 | DATA NOT AVAILABLE | DATA NOT AVAILABLE | DATA NOT AVAILABLE | DATA NOT AVAILABLE | DATA NOT AVAILABLE | DATA NOT AVAILABLE | DATA NOT AVAILABLE | DATA NOT AVAILABLE | DATA NOT AVAILABLE | DATA NOT AVAILABLE | DATA NOT AVAILABLE | DATA NOT AVAILABLE | DATA NOT AVAILABLE | ACCEPTED TO CONNECT | DATA NOT AVAILABLE | DATA NOT AVAILABLE | DATA NOT AVAILABLE | DATA NOT AVAILABLE | DATA NOT AVAILABLE | DATA NOT AVAILABLE | 3.5 | 3.5 | 3.6842 | 0.16842 | 0.16 | 2022-05-04 | DATA NOT AVAILABLE | N | DATA NOT AVAILABLE | DATA NOT AVAILABLE | DATA NOT AVAILABLE | DATA NOT AVAILABLE | DATA NOT AVAILABLE | 2022-06-07
DATA NOT AVAILABLE | DATA NOT AVAILABLE | FLEXION ENERGY UK STORAGE LTD | 45MW BATTERY | LAND TO THE WEST OF | ELECTRICITY SUBSTATION ARDNADAM ROAD | DUNOON | ARGYLL AND BUTE | PA23 8PN | SCOTLAND | 216317 | 680073 | DUNOON | DATA NOT APPLICABLE | DUNOON GRID | 33 | SCOTTISH HYDRO ELECTRIC POWER DISTRIBUTION PLC | STORED ENERGY (ALL STORED ENERGY IRRESPECTVE OF THE ORIGINAL ENERGY SOURCE) | STORAGE - ELECTROCHEMICAL (BATTERIES) | NO | DATA NOT AVAILABLE | DATA NOT AVAILABLE | 52.68 | DATA NOT AVAILABLE | DATA NOT AVAILABLE | DATA NOT AVAILABLE | DATA NOT AVAILABLE | DATA NOT AVAILABLE | DATA NOT AVAILABLE | DATA NOT AVAILABLE | DATA NOT AVAILABLE | DATA NOT AVAILABLE | DATA NOT AVAILABLE | DATA NOT AVAILABLE | DATA NOT AVAILABLE | DATA NOT AVAILABLE | ACCEPTED TO CONNECT | DATA NOT AVAILABLE | DATA NOT AVAILABLE | DATA NOT AVAILABLE | DATA NOT AVAILABLE | DATA NOT AVAILABLE | DATA NOT AVAILABLE | 52.68 | 45 | 47.3684 | 47.3684 | 45 | 2022-04-27 | DATA NOT AVAILABLE | N | DATA NOT AVAILABLE | DATA NOT AVAILABLE | DATA NOT AVAILABLE | DATA NOT AVAILABLE | DATA NOT AVAILABLE | 2022-06-07
DATA NOT AVAILABLE | DATA NOT AVAILABLE | FAIRWAYS BATTERY STORAGE LTD | DONT SEND - NEEDS AUTHORISED | FAIRWAYS INVERNESS LTD | FAIRWAYS GOLF FAIRWAYS | INVERNESS | HIGHLAND | IV2 6AA | SCOTLAND | 267424 | 842560 | INVERNESS | DATA NOT APPLICABLE | INVERNESS GRID | 33 | SCOTTISH HYDRO ELECTRIC POWER DISTRIBUTION PLC | STORED ENERGY (ALL STORED ENERGY IRRESPECTVE OF THE ORIGINAL ENERGY SOURCE) | STORAGE - ELECTROCHEMICAL (BATTERIES) | NO | DATA NOT AVAILABLE | DATA NOT AVAILABLE | 50 | DATA NOT AVAILABLE | DATA NOT AVAILABLE | DATA NOT AVAILABLE | DATA NOT AVAILABLE | DATA NOT AVAILABLE | DATA NOT AVAILABLE | DATA NOT AVAILABLE | DATA NOT AVAILABLE | DATA NOT AVAILABLE | DATA NOT AVAILABLE | DATA NOT AVAILABLE | DATA NOT AVAILABLE | DATA NOT AVAILABLE | ACCEPTED TO CONNECT | DATA NOT AVAILABLE | DATA NOT AVAILABLE | DATA NOT AVAILABLE | DATA NOT AVAILABLE | DATA NOT AVAILABLE | DATA NOT AVAILABLE | 50 | 49.9 | 52.5263 | 52.5263 | 49.9 | 2022-06-13 | DATA NOT AVAILABLE | N | DATA NOT AVAILABLE | DATA NOT AVAILABLE | DATA NOT AVAILABLE | DATA NOT AVAILABLE | DATA NOT AVAILABLE | 2022-07-06
DATA NOT AVAILABLE | DATA NOT AVAILABLE | BOYTHORPE WIND ENERGY LTD | 13MW WIND | THOMSON WIND TURBINES | LYNESS | STROMNESS | ORKNEY ISLANDS | KW16 3NW | SCOTLAND | 330519 | 994410 | THURSO | DATA NOT APPLICABLE | SCORRADALE | 0.4 | SCOTTISH HYDRO ELECTRIC POWER DISTRIBUTION PLC | WIND | ONSHORE WIND TURBINES | NO | DATA NOT AVAILABLE | DATA NOT AVAILABLE | 13 | DATA NOT AVAILABLE | DATA NOT AVAILABLE | DATA NOT AVAILABLE | DATA NOT AVAILABLE | DATA NOT AVAILABLE | DATA NOT AVAILABLE | DATA NOT AVAILABLE | DATA NOT AVAILABLE | DATA NOT AVAILABLE | DATA NOT AVAILABLE | DATA NOT AVAILABLE | DATA NOT AVAILABLE | DATA NOT AVAILABLE | ACCEPTED TO CONNECT | DATA NOT AVAILABLE | DATA NOT AVAILABLE | DATA NOT AVAILABLE | DATA NOT AVAILABLE | DATA NOT AVAILABLE | DATA NOT AVAILABLE | 13 | 13 | 13.6842 | 0.55474 | 0.527 | 2022-06-08 | DATA NOT AVAILABLE | N | DATA NOT AVAILABLE | DATA NOT AVAILABLE | DATA NOT AVAILABLE | DATA NOT AVAILABLE | DATA NOT AVAILABLE | 2022-07-06
DATA NOT AVAILABLE | DATA NOT AVAILABLE | HYDROCK CONSULTANTS LIMITED | 49.9MW BATTERY STORAGE | DATA NOT AVAILABLE | DATA NOT AVAILABLE | DUNDEE | ANGUS | DD3 0QH | SCOTLAND | 335368 | 735763 | LYNDHURST | DATA NOT APPLICABLE | LYNDHURST GRID | 33 | SCOTTISH HYDRO ELECTRIC POWER DISTRIBUTION PLC | STORED ENERGY (ALL STORED ENERGY IRRESPECTVE OF THE ORIGINAL ENERGY SOURCE) | STORAGE - ELECTROCHEMICAL (BATTERIES) | NO | DATA NOT AVAILABLE | DATA NOT AVAILABLE | 49.9 | DATA NOT AVAILABLE | DATA NOT AVAILABLE | DATA NOT AVAILABLE | DATA NOT AVAILABLE | DATA NOT AVAILABLE | DATA NOT AVAILABLE | DATA NOT AVAILABLE | DATA NOT AVAILABLE | DATA NOT AVAILABLE | DATA NOT AVAILABLE | DATA NOT AVAILABLE | DATA NOT AVAILABLE | DATA NOT AVAILABLE | ACCEPTED TO CONNECT | DATA NOT AVAILABLE | DATA NOT AVAILABLE | DATA NOT AVAILABLE | DATA NOT AVAILABLE | DATA NOT AVAILABLE | DATA NOT AVAILABLE | 49.9 | 49.9 | 52.5263 | 55.2905 | 52.526 | 2022-08-04 | DATA NOT AVAILABLE | N | DATA NOT AVAILABLE | DATA NOT AVAILABLE | DATA NOT AVAILABLE | DATA NOT AVAILABLE | DATA NOT AVAILABLE | 2022-09-07
DATA NOT AVAILABLE | DATA NOT AVAILABLE | GEW2 LTD | QC & AUTH 99.9MW PV/BATTERY | DATA NOT AVAILABLE | STOCKBRIDGE ROAD UPPER CLATFORD | ANDOVER | HAMPSHIRE | SP11 7JX | ENGLAND | 437984 | 139759 | BRAMLEY (FLEE) | DATA NOT APPLICABLE | DATA NOT AVAILABLE | 132 | SOUTHERN ELECTRIC POWER DISTRIBUTION PLC | SOLAR | PHOTOVOLTAIC | NO | DATA NOT AVAILABLE | DATA NOT AVAILABLE | 105.5 | STORED ENERGY (ALL STORED ENERGY IRRESPECTVE OF THE ORIGINAL ENERGY SOURCE) | STORAGE - ELECTROCHEMICAL (BATTERIES) | DATA NOT AVAILABLE | DATA NOT AVAILABLE | DATA NOT AVAILABLE | 63.1579 | DATA NOT AVAILABLE | DATA NOT AVAILABLE | DATA NOT AVAILABLE | DATA NOT AVAILABLE | DATA NOT AVAILABLE | DATA NOT AVAILABLE | DATA NOT AVAILABLE | ACCEPTED TO CONNECT | DATA NOT AVAILABLE | DATA NOT AVAILABLE | DATA NOT AVAILABLE | DATA NOT AVAILABLE | DATA NOT AVAILABLE | DATA NOT AVAILABLE | 105.5 | 98.5 | 103.6842 | 63.1579 | 60 | 2022-06-08 | DATA NOT AVAILABLE | N | DATA NOT AVAILABLE | DATA NOT AVAILABLE | DATA NOT AVAILABLE | DATA NOT AVAILABLE | DATA NOT AVAILABLE | 2022-07-06
DATA NOT AVAILABLE | DATA NOT AVAILABLE | CONRAD ENERGY (DEVELOPMENTS) II LIMITED | CCM 49.92MW PV | DATA NOT AVAILABLE | LAND AT TRUNCHEAUNTS FARM | ALTON | HAMPSHIRE | GU34 3AB | ENGLAND | 473477 | 138672 | BRAMLEY (FLEE) | DATA NOT APPLICABLE | FLEET | 132 | SOUTHERN ELECTRIC POWER DISTRIBUTION PLC | SOLAR | PHOTOVOLTAIC | NO | DATA NOT AVAILABLE | DATA NOT AVAILABLE | 49.92 | DATA NOT AVAILABLE | DATA NOT AVAILABLE | DATA NOT AVAILABLE | DATA NOT AVAILABLE | DATA NOT AVAILABLE | DATA NOT AVAILABLE | DATA NOT AVAILABLE | DATA NOT AVAILABLE | DATA NOT AVAILABLE | DATA NOT AVAILABLE | DATA NOT AVAILABLE | DATA NOT AVAILABLE | DATA NOT AVAILABLE | ACCEPTED TO CONNECT | DATA NOT AVAILABLE | DATA NOT AVAILABLE | DATA NOT AVAILABLE | DATA NOT AVAILABLE | DATA NOT AVAILABLE | DATA NOT AVAILABLE | 49.92 | 49.92 | 52.5474 | 0.33263 | 0.316 | 2022-09-22 | DATA NOT AVAILABLE | N | DATA NOT AVAILABLE | DATA NOT AVAILABLE | DATA NOT AVAILABLE | DATA NOT AVAILABLE | DATA NOT AVAILABLE | 2022-11-03
DATA NOT AVAILABLE | DATA NOT AVAILABLE | SOURCE ENERGIE LIMITED | 99.99MW PV & BATTERY | POOLE FARM PV & BESS SYSTEM | MORDEN ESTATE CHARBOROUGH PARK DORSET | BOURNEMOUTH | DORSET | BH20 7EN | ENGLAND | 392428 | 97843 | MANNINGTON GSP | WAREHAM | WAREHAM TOWN | 11 | SOUTHERN ELECTRIC POWER DISTRIBUTION PLC | SOLAR | PHOTOVOLTAIC | NO | DATA NOT AVAILABLE | DATA NOT AVAILABLE | 105.507 | STORED ENERGY (ALL STORED ENERGY IRRESPECTVE OF THE ORIGINAL ENERGY SOURCE) | STORAGE - ELECTROCHEMICAL (BATTERIES) | DATA NOT AVAILABLE | DATA NOT AVAILABLE | DATA NOT AVAILABLE | 63.1579 | DATA NOT AVAILABLE | DATA NOT AVAILABLE | DATA NOT AVAILABLE | DATA NOT AVAILABLE | DATA NOT AVAILABLE | DATA NOT AVAILABLE | DATA NOT AVAILABLE | ACCEPTED TO CONNECT | DATA NOT AVAILABLE | DATA NOT AVAILABLE | DATA NOT AVAILABLE | DATA NOT AVAILABLE | DATA NOT AVAILABLE | DATA NOT AVAILABLE | 105.507 | 105.507 | 111.06 | 63.1579 | 60 | 2022-06-17 | DATA NOT AVAILABLE | N | DATA NOT AVAILABLE | DATA NOT AVAILABLE | DATA NOT AVAILABLE | DATA NOT AVAILABLE | DATA NOT AVAILABLE | 2022-07-06
DATA NOT AVAILABLE | DATA NOT AVAILABLE | INICIO FRESCO | AUTH | CAIRNANDREW CHP | LAND AT CAIRNANDREW | BANFF | ABERDEENSHIRE | AB45 3QA | SCOTLAND | 373844 | 859204 | MACDUFF | DATA NOT APPLICABLE | MACDUFF GRID | 33 | SCOTTISH HYDRO ELECTRIC POWER DISTRIBUTION PLC | ADVANCED FUEL GASIFICATION OR PYROLYSIS | GAS TURBINE (OCGT) | YES | DATA NOT AVAILABLE | DATA NOT AVAILABLE | 49.9 | DATA NOT AVAILABLE | DATA NOT AVAILABLE | DATA NOT AVAILABLE | DATA NOT AVAILABLE | DATA NOT AVAILABLE | DATA NOT AVAILABLE | DATA NOT AVAILABLE | DATA NOT AVAILABLE | DATA NOT AVAILABLE | DATA NOT AVAILABLE | DATA NOT AVAILABLE | DATA NOT AVAILABLE | DATA NOT AVAILABLE | ACCEPTED TO CONNECT | DATA NOT AVAILABLE | DATA NOT AVAILABLE | DATA NOT AVAILABLE | DATA NOT AVAILABLE | DATA NOT AVAILABLE | DATA NOT AVAILABLE | 49.9 | 49.9 | 52.5263 | 1.0526 | 1 | 2022-07-06 | DATA NOT AVAILABLE | N | DATA NOT AVAILABLE | DATA NOT AVAILABLE | DATA NOT AVAILABLE | DATA NOT AVAILABLE | DATA NOT AVAILABLE | 2022-08-01
DATA NOT AVAILABLE | DATA NOT AVAILABLE | WOKINGHAM BOROUGH COUNCIL | AUTH & QC - 20MW PV | BARKHAM PV FARM | BARKHAM FARM C/O WOKINGHAM BOROUGH COUNCIL BARKHAM | WOKINGHAM | BERKSHIRE | RG40 4EX | ENGLAND | 479072 | 165767 | BRAMLEY (FLEE) | WOKINGHAM | WOKINGHAM | 33 | SOUTHERN ELECTRIC POWER DISTRIBUTION PLC | SOLAR | PHOTOVOLTAIC | NO | DATA NOT AVAILABLE | DATA NOT AVAILABLE | 20 | DATA NOT AVAILABLE | DATA NOT AVAILABLE | DATA NOT AVAILABLE | DATA NOT AVAILABLE | DATA NOT AVAILABLE | DATA NOT AVAILABLE | DATA NOT AVAILABLE | DATA NOT AVAILABLE | DATA NOT AVAILABLE | DATA NOT AVAILABLE | DATA NOT AVAILABLE | DATA NOT AVAILABLE | DATA NOT AVAILABLE | ACCEPTED TO CONNECT | DATA NOT AVAILABLE | DATA NOT AVAILABLE | DATA NOT AVAILABLE | DATA NOT AVAILABLE | DATA NOT AVAILABLE | DATA NOT AVAILABLE | 20 | 20 | 21.0526 | 0.15789 | 0.15 | 2022-05-03 | DATA NOT AVAILABLE | N | DATA NOT AVAILABLE | DATA NOT AVAILABLE | DATA NOT AVAILABLE | DATA NOT AVAILABLE | DATA NOT AVAILABLE | 2022-06-07
DATA NOT AVAILABLE | DATA NOT AVAILABLE | STERLING POWER UTILITIES | READY LEAFIELD BATTERY | LEAFIELD | MONKS LANE | CORSHAM | WILTSHIRE | SN13 9PH | ENGLAND | 387686 | 168555 | MELKSHAM GSP | NORRINGTON | DATA NOT AVAILABLE | EHV | SOUTHERN ELECTRIC POWER DISTRIBUTION PLC | STORED ENERGY (ALL STORED ENERGY IRRESPECTVE OF THE ORIGINAL ENERGY SOURCE) | STORAGE - ELECTROCHEMICAL (BATTERIES) | NO | DATA NOT AVAILABLE | DATA NOT AVAILABLE | 20 | DATA NOT AVAILABLE | DATA NOT AVAILABLE | DATA NOT AVAILABLE | DATA NOT AVAILABLE | DATA NOT AVAILABLE | DATA NOT AVAILABLE | DATA NOT AVAILABLE | DATA NOT AVAILABLE | DATA NOT AVAILABLE | DATA NOT AVAILABLE | DATA NOT AVAILABLE | DATA NOT AVAILABLE | DATA NOT AVAILABLE | ACCEPTED TO CONNECT | DATA NOT AVAILABLE | DATA NOT AVAILABLE | DATA NOT AVAILABLE | DATA NOT AVAILABLE | DATA NOT AVAILABLE | DATA NOT AVAILABLE | 20 | 20 | 21.0526 | 21.0526 | 20 | 2023-01-23 | DATA NOT AVAILABLE | N | DATA NOT AVAILABLE | DATA NOT AVAILABLE | DATA NOT AVAILABLE | DATA NOT AVAILABLE | DATA NOT AVAILABLE | 2023-02-02
DATA NOT AVAILABLE | DATA NOT AVAILABLE | ECO-ECONOMIX | BASING ROAD BATTERY STORAGE - 20MW | FIELD SITE | BASING ROAD | BASINGSTOKE | HAMPSHIRE | RG24 7AN | ENGLAND | 465284 | 152735 | BRAMLEY (BASI) | BASINGSTOKE | DATA NOT AVAILABLE | EHV | SOUTHERN ELECTRIC POWER DISTRIBUTION PLC | STORED ENERGY (ALL STORED ENERGY IRRESPECTVE OF THE ORIGINAL ENERGY SOURCE) | STORAGE - ELECTROCHEMICAL (BATTERIES) | NO | DATA NOT AVAILABLE | DATA NOT AVAILABLE | 20 | DATA NOT AVAILABLE | DATA NOT AVAILABLE | DATA NOT AVAILABLE | DATA NOT AVAILABLE | DATA NOT AVAILABLE | DATA NOT AVAILABLE | DATA NOT AVAILABLE | DATA NOT AVAILABLE | DATA NOT AVAILABLE | DATA NOT AVAILABLE | DATA NOT AVAILABLE | DATA NOT AVAILABLE | DATA NOT AVAILABLE | ACCEPTED TO CONNECT | DATA NOT AVAILABLE | DATA NOT AVAILABLE | DATA NOT AVAILABLE | DATA NOT AVAILABLE | DATA NOT AVAILABLE | DATA NOT AVAILABLE | 20 | 20 | 21.0526 | 22.1611 | 21.053 | 2022-02-09 | DATA NOT AVAILABLE | N | DATA NOT AVAILABLE | DATA NOT AVAILABLE | DATA NOT AVAILABLE | DATA NOT AVAILABLE | DATA NOT AVAILABLE | 2022-02-25
DATA NOT AVAILABLE | DATA NOT AVAILABLE | GEW2 LTD | AUTH | DATA NOT AVAILABLE | GOVAL FARM DYCE ABERDEEN | DYCE | ABERDEENSHIRE | AB21 0HS | SCOTLAND | 388569 | 815050 | DYCE | DATA NOT APPLICABLE | DYCE GRID | 33 | SCOTTISH HYDRO ELECTRIC POWER DISTRIBUTION PLC | OTHER | OTHER | NO | DATA NOT AVAILABLE | DATA NOT AVAILABLE | 32.95 | DATA NOT AVAILABLE | DATA NOT AVAILABLE | DATA NOT AVAILABLE | DATA NOT AVAILABLE | DATA NOT AVAILABLE | DATA NOT AVAILABLE | DATA NOT AVAILABLE | DATA NOT AVAILABLE | DATA NOT AVAILABLE | DATA NOT AVAILABLE | DATA NOT AVAILABLE | DATA NOT AVAILABLE | DATA NOT AVAILABLE | ACCEPTED TO CONNECT | DATA NOT AVAILABLE | DATA NOT AVAILABLE | DATA NOT AVAILABLE | DATA NOT AVAILABLE | DATA NOT AVAILABLE | DATA NOT AVAILABLE | 32.95 | 32.95 | 34.6842 | 20.4947 | 19.47 | 2022-10-24 | DATA NOT AVAILABLE | N | DATA NOT AVAILABLE | DATA NOT AVAILABLE | DATA NOT AVAILABLE | DATA NOT AVAILABLE | DATA NOT AVAILABLE | 2022-11-03
DATA NOT AVAILABLE | DATA NOT AVAILABLE | VITAL ENERGI SOLUTIONS LIMITED | 49.9MW ENERY STORAGE | MIDMILL GASHOLDER STATION | PITKERRO ROAD | DUNDEE | ANGUS | DD4 8HA | SCOTLAND | 342671 | 732845 | MILTON OF CRAIGIE | DATA NOT APPLICABLE | MILTON OF CRAIGIE GRID | 33 | SCOTTISH HYDRO ELECTRIC POWER DISTRIBUTION PLC | STORED ENERGY (ALL STORED ENERGY IRRESPECTVE OF THE ORIGINAL ENERGY SOURCE) | STORAGE - ELECTROCHEMICAL (BATTERIES) | NO | DATA NOT AVAILABLE | DATA NOT AVAILABLE | 49.9 | DATA NOT AVAILABLE | DATA NOT AVAILABLE | DATA NOT AVAILABLE | DATA NOT AVAILABLE | DATA NOT AVAILABLE | DATA NOT AVAILABLE | DATA NOT AVAILABLE | DATA NOT AVAILABLE | DATA NOT AVAILABLE | DATA NOT AVAILABLE | DATA NOT AVAILABLE | DATA NOT AVAILABLE | DATA NOT AVAILABLE | ACCEPTED TO CONNECT | DATA NOT AVAILABLE | DATA NOT AVAILABLE | DATA NOT AVAILABLE | DATA NOT AVAILABLE | DATA NOT AVAILABLE | DATA NOT AVAILABLE | 49.9 | 49.9 | 52.5263 | 52.5263 | 49.9 | 2022-08-04 | DATA NOT AVAILABLE | N | DATA NOT AVAILABLE | DATA NOT AVAILABLE | DATA NOT AVAILABLE | DATA NOT AVAILABLE | DATA NOT AVAILABLE | 2022-09-07
DATA NOT AVAILABLE | DATA NOT AVAILABLE | VITAL ENERGI SOLUTIONS LIMITED | 49.9MW BATTERY STORAGE | CARSVIEW ROAD | DATA NOT AVAILABLE | FORFAR | ANGUS | DD8 3BT | SCOTLAND | 346083 | 751661 | LUNANHEAD | DATA NOT APPLICABLE | LUNANHEAD GRID | 33 | SCOTTISH HYDRO ELECTRIC POWER DISTRIBUTION PLC | STORED ENERGY (ALL STORED ENERGY IRRESPECTVE OF THE ORIGINAL ENERGY SOURCE) | STORAGE - ELECTROCHEMICAL (BATTERIES) | NO | DATA NOT AVAILABLE | DATA NOT AVAILABLE | 49.9 | DATA NOT AVAILABLE | DATA NOT AVAILABLE | DATA NOT AVAILABLE | DATA NOT AVAILABLE | DATA NOT AVAILABLE | DATA NOT AVAILABLE | DATA NOT AVAILABLE | DATA NOT AVAILABLE | DATA NOT AVAILABLE | DATA NOT AVAILABLE | DATA NOT AVAILABLE | DATA NOT AVAILABLE | DATA NOT AVAILABLE | ACCEPTED TO CONNECT | DATA NOT AVAILABLE | DATA NOT AVAILABLE | DATA NOT AVAILABLE | DATA NOT AVAILABLE | DATA NOT AVAILABLE | DATA NOT AVAILABLE | 49.9 | 49.9 | 52.5263 | 52.5263 | 49.9 | 2022-08-04 | DATA NOT AVAILABLE | N | DATA NOT AVAILABLE | DATA NOT AVAILABLE | DATA NOT AVAILABLE | DATA NOT AVAILABLE | DATA NOT AVAILABLE | 2022-09-07
DATA NOT AVAILABLE | DATA NOT AVAILABLE | WIND 2 LIMITED | 45MW WIND - NO COE | BALMEANACH | DUNVEGAN DUNVEGAN | ISLE OF SKYE | HIGHLAND | IV56 8FH | SCOTLAND | 131588 | 843111 | DATA NOT AVAILABLE | DATA NOT APPLICABLE | DATA NOT AVAILABLE | EHV | SCOTTISH HYDRO ELECTRIC POWER DISTRIBUTION PLC | WIND | ONSHORE WIND TURBINES | NO | DATA NOT AVAILABLE | DATA NOT AVAILABLE | 45 | DATA NOT AVAILABLE | DATA NOT AVAILABLE | DATA NOT AVAILABLE | DATA NOT AVAILABLE | DATA NOT AVAILABLE | DATA NOT AVAILABLE | DATA NOT AVAILABLE | DATA NOT AVAILABLE | DATA NOT AVAILABLE | DATA NOT AVAILABLE | DATA NOT AVAILABLE | DATA NOT AVAILABLE | DATA NOT AVAILABLE | ACCEPTED TO CONNECT | DATA NOT AVAILABLE | DATA NOT AVAILABLE | DATA NOT AVAILABLE | DATA NOT AVAILABLE | DATA NOT AVAILABLE | DATA NOT AVAILABLE | 45 | 45 | 47.3684 | 0.78947 | 0.75 | 2022-05-30 | DATA NOT AVAILABLE | N | DATA NOT AVAILABLE | DATA NOT AVAILABLE | DATA NOT AVAILABLE | DATA NOT AVAILABLE | DATA NOT AVAILABLE | 2022-07-06
DATA NOT AVAILABLE | DATA NOT AVAILABLE | BEN SCA WIND FARM LTD | 40.8MW WIND - NO COE | BEN SCA WIND FARM | DATA NOT AVAILABLE | DUNVEGAN | HIGHLAND | IV51 9PP | SCOTLAND | 134226 | 850869 | DATA NOT AVAILABLE | DATA NOT APPLICABLE | DATA NOT AVAILABLE | EHV | SCOTTISH HYDRO ELECTRIC POWER DISTRIBUTION PLC | WIND | ONSHORE WIND TURBINES | NO | DATA NOT AVAILABLE | DATA NOT AVAILABLE | 40.8 | DATA NOT AVAILABLE | DATA NOT AVAILABLE | DATA NOT AVAILABLE | DATA NOT AVAILABLE | DATA NOT AVAILABLE | DATA NOT AVAILABLE | DATA NOT AVAILABLE | DATA NOT AVAILABLE | DATA NOT AVAILABLE | DATA NOT AVAILABLE | DATA NOT AVAILABLE | DATA NOT AVAILABLE | DATA NOT AVAILABLE | ACCEPTED TO CONNECT | DATA NOT AVAILABLE | DATA NOT AVAILABLE | DATA NOT AVAILABLE | DATA NOT AVAILABLE | DATA NOT AVAILABLE | DATA NOT AVAILABLE | 40.8 | 40.8 | 42.9474 | 0.78947 | 0.75 | 2022-05-30 | DATA NOT AVAILABLE | N | DATA NOT AVAILABLE | DATA NOT AVAILABLE | DATA NOT AVAILABLE | DATA NOT AVAILABLE | DATA NOT AVAILABLE | 2022-07-06
DATA NOT AVAILABLE | DATA NOT AVAILABLE | SUN4NET LTD | 34MW BESS | DOUNREAY BESS | NORTH AND WEST HIGHLANDS REAY | THURSO | HIGHLAND | KW14 7RW | SCOTLAND | 297760 | 965302 | DOUNREAY | DATA NOT APPLICABLE | DOUNREAY | 11 | SCOTTISH HYDRO ELECTRIC POWER DISTRIBUTION PLC | STORED ENERGY (ALL STORED ENERGY IRRESPECTVE OF THE ORIGINAL ENERGY SOURCE) | STORAGE - ELECTROCHEMICAL (BATTERIES) | NO | DATA NOT AVAILABLE | DATA NOT AVAILABLE | 36 | DATA NOT AVAILABLE | DATA NOT AVAILABLE | DATA NOT AVAILABLE | DATA NOT AVAILABLE | DATA NOT AVAILABLE | DATA NOT AVAILABLE | DATA NOT AVAILABLE | DATA NOT AVAILABLE | DATA NOT AVAILABLE | DATA NOT AVAILABLE | DATA NOT AVAILABLE | DATA NOT AVAILABLE | DATA NOT AVAILABLE | ACCEPTED TO CONNECT | DATA NOT AVAILABLE | DATA NOT AVAILABLE | DATA NOT AVAILABLE | DATA NOT AVAILABLE | DATA NOT AVAILABLE | DATA NOT AVAILABLE | 36 | 34 | 35.7895 | 35.7895 | 34 | 2022-05-25 | DATA NOT AVAILABLE | N | DATA NOT AVAILABLE | DATA NOT AVAILABLE | DATA NOT AVAILABLE | DATA NOT AVAILABLE | DATA NOT AVAILABLE | 2022-06-07
DATA NOT AVAILABLE | DATA NOT AVAILABLE | SAVILLS (UK) LTD | 50MW BATTERY | DATA NOT AVAILABLE | UPTON LANE NURSLING | SOUTHAMPTON | HAMPSHIRE | SO16 0XY | ENGLAND | 437161 | 116729 | NURSLING GSP | ROWNHAMS | ROWNHAM | 33 | SOUTHERN ELECTRIC POWER DISTRIBUTION PLC | STORED ENERGY (ALL STORED ENERGY IRRESPECTVE OF THE ORIGINAL ENERGY SOURCE) | STORAGE - ELECTROCHEMICAL (BATTERIES) | NO | DATA NOT AVAILABLE | DATA NOT AVAILABLE | 49.5 | DATA NOT AVAILABLE | DATA NOT AVAILABLE | DATA NOT AVAILABLE | DATA NOT AVAILABLE | DATA NOT AVAILABLE | DATA NOT AVAILABLE | DATA NOT AVAILABLE | DATA NOT AVAILABLE | DATA NOT AVAILABLE | DATA NOT AVAILABLE | DATA NOT AVAILABLE | DATA NOT AVAILABLE | DATA NOT AVAILABLE | ACCEPTED TO CONNECT | DATA NOT AVAILABLE | DATA NOT AVAILABLE | DATA NOT AVAILABLE | DATA NOT AVAILABLE | DATA NOT AVAILABLE | DATA NOT AVAILABLE | 49.5 | 49.5 | 52.1053 | 54.8474 | 52.105 | 2022-09-30 | DATA NOT AVAILABLE | N | DATA NOT AVAILABLE | DATA NOT AVAILABLE | DATA NOT AVAILABLE | DATA NOT AVAILABLE | DATA NOT AVAILABLE | 2022-10-10
DATA NOT AVAILABLE | DATA NOT AVAILABLE | DNO CONSULTING LTD | 12MW PV | WARREN SOLAR 2, LAND AT WARREN FARM | BOTLEY ROAD | ROMSEY | HAMPSHIRE | SO51 9AG | ENGLAND | 437906 | 121342 | NURSLING GSP | ROWNHAMS | NORTH BADDESLEY | 11 | SOUTHERN ELECTRIC POWER DISTRIBUTION PLC | SOLAR | PHOTOVOLTAIC | NO | DATA NOT AVAILABLE | DATA NOT AVAILABLE | 12 | DATA NOT AVAILABLE | DATA NOT AVAILABLE | DATA NOT AVAILABLE | DATA NOT AVAILABLE | DATA NOT AVAILABLE | DATA NOT AVAILABLE | DATA NOT AVAILABLE | DATA NOT AVAILABLE | DATA NOT AVAILABLE | DATA NOT AVAILABLE | DATA NOT AVAILABLE | DATA NOT AVAILABLE | DATA NOT AVAILABLE | ACCEPTED TO CONNECT | DATA NOT AVAILABLE | DATA NOT AVAILABLE | DATA NOT AVAILABLE | DATA NOT AVAILABLE | DATA NOT AVAILABLE | DATA NOT AVAILABLE | 12 | 12 | 12.6316 | 0.1 | 0.095 | 2022-12-29 | DATA NOT AVAILABLE | N | DATA NOT AVAILABLE | DATA NOT AVAILABLE | DATA NOT AVAILABLE | DATA NOT AVAILABLE | DATA NOT AVAILABLE | 2022-07-06
DATA NOT AVAILABLE | DATA NOT AVAILABLE | WIND HARVEST LIMITED | 21MW WIND (11.8MW ADD CAP) | DATA NOT AVAILABLE | STRUAN 2 WINDFARM | ISLE OF SKYE | HIGHLAND | IV56 8FY | SCOTLAND | 139380 | 834253 | DATA NOT AVAILABLE | DATA NOT APPLICABLE | DATA NOT AVAILABLE | EHV | SCOTTISH HYDRO ELECTRIC POWER DISTRIBUTION PLC | WIND | ONSHORE WIND TURBINES | NO | DATA NOT AVAILABLE | DATA NOT AVAILABLE | 11.8 | DATA NOT AVAILABLE | DATA NOT AVAILABLE | DATA NOT AVAILABLE | DATA NOT AVAILABLE | DATA NOT AVAILABLE | DATA NOT AVAILABLE | DATA NOT AVAILABLE | DATA NOT AVAILABLE | DATA NOT AVAILABLE | DATA NOT AVAILABLE | DATA NOT AVAILABLE | DATA NOT AVAILABLE | DATA NOT AVAILABLE | ACCEPTED TO CONNECT | DATA NOT AVAILABLE | DATA NOT AVAILABLE | DATA NOT AVAILABLE | DATA NOT AVAILABLE | DATA NOT AVAILABLE | DATA NOT AVAILABLE | 11.8 | 11.8 | 12.4211 | 0.053684 | 0.051 | 2022-03-30 | DATA NOT AVAILABLE | N | DATA NOT AVAILABLE | DATA NOT AVAILABLE | DATA NOT AVAILABLE | DATA NOT AVAILABLE | DATA NOT AVAILABLE | 2022-06-07
DATA NOT AVAILABLE | DATA NOT AVAILABLE | SSE UTILITY SOLUTIONS LIMITED | 50MW BESS | CHICKERELL BESS | LAND SOUTH OF COLDHARBOUR CHICKERELL | WEYMOUTH | DORSET | DT4 9RZ | ENGLAND | 366133 | 80982 | CHICKERELL GSP | CHICKERELL | CHICKERELL | 11 | SOUTHERN ELECTRIC POWER DISTRIBUTION PLC | STORED ENERGY (ALL STORED ENERGY IRRESPECTVE OF THE ORIGINAL ENERGY SOURCE) | STORAGE - ELECTROCHEMICAL (BATTERIES) | NO | DATA NOT AVAILABLE | DATA NOT AVAILABLE | 50.54 | DATA NOT AVAILABLE | DATA NOT AVAILABLE | DATA NOT AVAILABLE | DATA NOT AVAILABLE | DATA NOT AVAILABLE | DATA NOT AVAILABLE | DATA NOT AVAILABLE | DATA NOT AVAILABLE | DATA NOT AVAILABLE | DATA NOT AVAILABLE | DATA NOT AVAILABLE | DATA NOT AVAILABLE | DATA NOT AVAILABLE | ACCEPTED TO CONNECT | DATA NOT AVAILABLE | DATA NOT AVAILABLE | DATA NOT AVAILABLE | DATA NOT AVAILABLE | DATA NOT AVAILABLE | DATA NOT AVAILABLE | 50.54 | 50 | 52.6316 | 55.4021 | 52.632 | 2022-08-25 | DATA NOT AVAILABLE | N | DATA NOT AVAILABLE | DATA NOT AVAILABLE | DATA NOT AVAILABLE | DATA NOT AVAILABLE | DATA NOT AVAILABLE | 2022-09-07
DATA NOT AVAILABLE | DATA NOT AVAILABLE | SSE GENERATION LIMITED | 55MW STEAM | 342 EDINBURGH AVENUE | DATA NOT AVAILABLE | SLOUGH | BERKSHIRE | SL1 4TU | ENGLAND | 495555 | 181421 | IVER 132KV | SLOUGH | SLOUGH 33KV | 33 | SOUTHERN ELECTRIC POWER DISTRIBUTION PLC | OTHER | OTHER | NO | DATA NOT AVAILABLE | DATA NOT AVAILABLE | 61.275 | DATA NOT AVAILABLE | DATA NOT AVAILABLE | DATA NOT AVAILABLE | DATA NOT AVAILABLE | DATA NOT AVAILABLE | DATA NOT AVAILABLE | DATA NOT AVAILABLE | DATA NOT AVAILABLE | DATA NOT AVAILABLE | DATA NOT AVAILABLE | DATA NOT AVAILABLE | DATA NOT AVAILABLE | DATA NOT AVAILABLE | ACCEPTED TO CONNECT | DATA NOT AVAILABLE | DATA NOT AVAILABLE | DATA NOT AVAILABLE | DATA NOT AVAILABLE | DATA NOT AVAILABLE | DATA NOT AVAILABLE | 61.275 | 55 | 57.8947 | 6.8526 | 6.51 | 2022-06-30 | DATA NOT AVAILABLE | N | DATA NOT AVAILABLE | DATA NOT AVAILABLE | DATA NOT AVAILABLE | DATA NOT AVAILABLE | DATA NOT AVAILABLE | 2022-09-07
DATA NOT AVAILABLE | DATA NOT AVAILABLE | ANESCO LIMITED | AUTH | PERSLEY WASTE WATER TREATMENT WORKS | MUGIEMOSS ROAD | ABERDEEN | ABERDEENSHIRE | AB21 9NT | SCOTLAND | 390352 | 809761 | PERSLEY | DATA NOT APPLICABLE | PERSLEY GRID | 33 | SCOTTISH HYDRO ELECTRIC POWER DISTRIBUTION PLC | OTHER | OTHER | NO | DATA NOT AVAILABLE | DATA NOT AVAILABLE | 72.58 | DATA NOT AVAILABLE | DATA NOT AVAILABLE | DATA NOT AVAILABLE | DATA NOT AVAILABLE | DATA NOT AVAILABLE | DATA NOT AVAILABLE | DATA NOT AVAILABLE | DATA NOT AVAILABLE | DATA NOT AVAILABLE | DATA NOT AVAILABLE | DATA NOT AVAILABLE | DATA NOT AVAILABLE | DATA NOT AVAILABLE | ACCEPTED TO CONNECT | DATA NOT AVAILABLE | DATA NOT AVAILABLE | DATA NOT AVAILABLE | DATA NOT AVAILABLE | DATA NOT AVAILABLE | DATA NOT AVAILABLE | 72.58 | 63.3 | 66.6316 | 70.1389 | 66.632 | 2022-06-21 | DATA NOT AVAILABLE | N | DATA NOT AVAILABLE | DATA NOT AVAILABLE | DATA NOT AVAILABLE | DATA NOT AVAILABLE | DATA NOT AVAILABLE | 2022-07-06
DATA NOT AVAILABLE | DATA NOT AVAILABLE | FPC ELECTRIC LAND | 99.9MW ENERGY STORAGE | DATA NOT AVAILABLE | LAND ON THE SOUTH SIDE OF MELKSHAM LANE BROUGHTON GIFFORD | MELKSHAM | WILTSHIRE | SN12 8LW | ENGLAND | 388118 | 164086 | MELKSHAM GSP | DATA NOT AVAILABLE | DATA NOT AVAILABLE | 132 | SOUTHERN ELECTRIC POWER DISTRIBUTION PLC | STORED ENERGY (ALL STORED ENERGY IRRESPECTVE OF THE ORIGINAL ENERGY SOURCE) | STORAGE - ELECTROCHEMICAL (BATTERIES) | NO | DATA NOT AVAILABLE | DATA NOT AVAILABLE | 99.95 | DATA NOT AVAILABLE | DATA NOT AVAILABLE | DATA NOT AVAILABLE | DATA NOT AVAILABLE | DATA NOT AVAILABLE | DATA NOT AVAILABLE | DATA NOT AVAILABLE | DATA NOT AVAILABLE | DATA NOT AVAILABLE | DATA NOT AVAILABLE | DATA NOT AVAILABLE | DATA NOT AVAILABLE | DATA NOT AVAILABLE | ACCEPTED TO CONNECT | DATA NOT AVAILABLE | DATA NOT AVAILABLE | DATA NOT AVAILABLE | DATA NOT AVAILABLE | DATA NOT AVAILABLE | DATA NOT AVAILABLE | 99.95 | 99.9 | 105.1579 | 110.7368 | 105.2 | 2022-09-26 | DATA NOT AVAILABLE | N | DATA NOT AVAILABLE | DATA NOT AVAILABLE | DATA NOT AVAILABLE | DATA NOT AVAILABLE | DATA NOT AVAILABLE | 2022-10-10
DATA NOT AVAILABLE | DATA NOT AVAILABLE | ANGLO RENEWABLES LIMITED | READY - 49.5MW BATTERY | MINETY LANE | OAKSEY | MALMESBURY | WILTSHIRE | SN16 9PY | ENGLAND | 400605 | 191476 | MINETY GSP | DATA NOT AVAILABLE | DATA NOT AVAILABLE | 132 | SOUTHERN ELECTRIC POWER DISTRIBUTION PLC | STORED ENERGY (ALL STORED ENERGY IRRESPECTVE OF THE ORIGINAL ENERGY SOURCE) | STORAGE - ELECTROCHEMICAL (BATTERIES) | NO | DATA NOT AVAILABLE | DATA NOT AVAILABLE | 54 | DATA NOT AVAILABLE | DATA NOT AVAILABLE | DATA NOT AVAILABLE | DATA NOT AVAILABLE | DATA NOT AVAILABLE | DATA NOT AVAILABLE | DATA NOT AVAILABLE | DATA NOT AVAILABLE | DATA NOT AVAILABLE | DATA NOT AVAILABLE | DATA NOT AVAILABLE | DATA NOT AVAILABLE | DATA NOT AVAILABLE | ACCEPTED TO CONNECT | DATA NOT AVAILABLE | DATA NOT AVAILABLE | DATA NOT AVAILABLE | DATA NOT AVAILABLE | DATA NOT AVAILABLE | DATA NOT AVAILABLE | 54 | 49.5 | 52.1053 | 59.8337 | 56.842 | 2022-07-29 | DATA NOT AVAILABLE | N | DATA NOT AVAILABLE | DATA NOT AVAILABLE | DATA NOT AVAILABLE | DATA NOT AVAILABLE | DATA NOT AVAILABLE | 2022-09-07
DATA NOT AVAILABLE | DATA NOT AVAILABLE | ADTEK | AUTH | EAST KINMONTH, | DRUMLITHIE | STONEHAVEN | ABERDEENSHIRE | AB39 3YE | SCOTLAND | 378501 | 781713 | FETTERSSO GRID | DATA NOT APPLICABLE | DATA NOT AVAILABLE | EHV | SCOTTISH HYDRO ELECTRIC POWER DISTRIBUTION PLC | OTHER | OTHER | NO | DATA NOT AVAILABLE | DATA NOT AVAILABLE | 49.9 | DATA NOT AVAILABLE | DATA NOT AVAILABLE | DATA NOT AVAILABLE | DATA NOT AVAILABLE | DATA NOT AVAILABLE | DATA NOT AVAILABLE | DATA NOT AVAILABLE | DATA NOT AVAILABLE | DATA NOT AVAILABLE | DATA NOT AVAILABLE | DATA NOT AVAILABLE | DATA NOT AVAILABLE | DATA NOT AVAILABLE | ACCEPTED TO CONNECT | DATA NOT AVAILABLE | DATA NOT AVAILABLE | DATA NOT AVAILABLE | DATA NOT AVAILABLE | DATA NOT AVAILABLE | DATA NOT AVAILABLE | 49.9 | 49.9 | 52.5263 | 55.2905 | 52.526 | 2022-06-16 | DATA NOT AVAILABLE | N | DATA NOT AVAILABLE | DATA NOT AVAILABLE | DATA NOT AVAILABLE | DATA NOT AVAILABLE | DATA NOT AVAILABLE | 2022-07-06
DATA NOT AVAILABLE | DATA NOT AVAILABLE | HORIZON POWER & ENERGY LTD | 3840KW PV LIMITED TO 999KW EXPORT | NATS SWANWICK SOLAR PV SCHEME, NATS | SOPWITH WAY SWANWICK | SOUTHAMPTON | HAMPSHIRE | SO31 7AY | ENGLAND | 450493 | 109696 | BOTLEY WOOD GSP | BOTLEY WOOD | WHITELEY | 11 | SOUTHERN ELECTRIC POWER DISTRIBUTION PLC | SOLAR | PHOTOVOLTAIC | NO | DATA NOT AVAILABLE | DATA NOT AVAILABLE | 3.84 | DATA NOT AVAILABLE | DATA NOT AVAILABLE | DATA NOT AVAILABLE | DATA NOT AVAILABLE | DATA NOT AVAILABLE | DATA NOT AVAILABLE | DATA NOT AVAILABLE | DATA NOT AVAILABLE | DATA NOT AVAILABLE | DATA NOT AVAILABLE | DATA NOT AVAILABLE | DATA NOT AVAILABLE | DATA NOT AVAILABLE | ACCEPTED TO CONNECT | DATA NOT AVAILABLE | DATA NOT AVAILABLE | DATA NOT AVAILABLE | DATA NOT AVAILABLE | DATA NOT AVAILABLE | DATA NOT AVAILABLE | 3.84 | 0.999 | 1.0516 | 0 | 0 | 2023-03-20 | DATA NOT AVAILABLE | N | DATA NOT AVAILABLE | DATA NOT AVAILABLE | DATA NOT AVAILABLE | DATA NOT AVAILABLE | DATA NOT AVAILABLE | 2023-04-06
DATA NOT AVAILABLE | DATA NOT AVAILABLE | EUROPEAN MARINE ENERGY CENTRE | 4.8MW TIDAL | DATA NOT AVAILABLE | WEST SIDE ROAD CALDALE EDAY | ORKNEY | ORKNEY ISLANDS | KW17 2AA | SCOTLAND | 356219 | 1030832 | THURSO | DATA NOT APPLICABLE | SCORRADALE | 0.4 | SCOTTISH HYDRO ELECTRIC POWER DISTRIBUTION PLC | WATER (FLOWING WATER OR HEAD OF WATER) | HYDRO - OTHER | NO | DATA NOT AVAILABLE | DATA NOT AVAILABLE | 4.8 | DATA NOT AVAILABLE | DATA NOT AVAILABLE | DATA NOT AVAILABLE | DATA NOT AVAILABLE | DATA NOT AVAILABLE | DATA NOT AVAILABLE | DATA NOT AVAILABLE | DATA NOT AVAILABLE | DATA NOT AVAILABLE | DATA NOT AVAILABLE | DATA NOT AVAILABLE | DATA NOT AVAILABLE | DATA NOT AVAILABLE | ACCEPTED TO CONNECT | DATA NOT AVAILABLE | DATA NOT AVAILABLE | DATA NOT AVAILABLE | DATA NOT AVAILABLE | DATA NOT AVAILABLE | DATA NOT AVAILABLE | 4.8 | 4.8 | 5.0526 | 0.10526 | 0.1 | 2022-11-03 | DATA NOT AVAILABLE | N | DATA NOT AVAILABLE | DATA NOT AVAILABLE | DATA NOT AVAILABLE | DATA NOT AVAILABLE | DATA NOT AVAILABLE | 2022-12-06
DATA NOT AVAILABLE | DATA NOT AVAILABLE | GRIDSOURCE LIMITED | AUTH - 49.9MW BATTERY | LAND TO THE EAST OF MARCHWOOD BYPASS | MARCHWOOD | SOUTHAMPTON | HAMPSHIRE | SO40 4UE | ENGLAND | 437103 | 111317 | NURSLING GSP | DATA NOT AVAILABLE | DATA NOT AVAILABLE | 132 | SOUTHERN ELECTRIC POWER DISTRIBUTION PLC | STORED ENERGY (ALL STORED ENERGY IRRESPECTVE OF THE ORIGINAL ENERGY SOURCE) | STORAGE - ELECTROCHEMICAL (BATTERIES) | NO | DATA NOT AVAILABLE | DATA NOT AVAILABLE | 49.9 | DATA NOT AVAILABLE | DATA NOT AVAILABLE | DATA NOT AVAILABLE | DATA NOT AVAILABLE | DATA NOT AVAILABLE | DATA NOT AVAILABLE | DATA NOT AVAILABLE | DATA NOT AVAILABLE | DATA NOT AVAILABLE | DATA NOT AVAILABLE | DATA NOT AVAILABLE | DATA NOT AVAILABLE | DATA NOT AVAILABLE | ACCEPTED TO CONNECT | DATA NOT AVAILABLE | DATA NOT AVAILABLE | DATA NOT AVAILABLE | DATA NOT AVAILABLE | DATA NOT AVAILABLE | DATA NOT AVAILABLE | 49.9 | 49.9 | 52.5263 | 55.2905 | 52.526 | 2022-07-07 | DATA NOT AVAILABLE | N | DATA NOT AVAILABLE | DATA NOT AVAILABLE | DATA NOT AVAILABLE | DATA NOT AVAILABLE | DATA NOT AVAILABLE | 2022-08-01
DATA NOT AVAILABLE | DATA NOT AVAILABLE | WESSEX WATER | 999KW PV & DIESEL (ADD CAP) | WESSEX WATER, SALISBURY (PETERSFINGER) WATER REC CEN | SOUTHAMPTON ROAD | SALISBURY | WILTSHIRE | SP5 3EU | ENGLAND | 416135 | 129118 | MANNINGTON GSP | SALISBURY | PETERSFINGER | 11 | SOUTHERN ELECTRIC POWER DISTRIBUTION PLC | SOLAR | PHOTOVOLTAIC | NO | DATA NOT AVAILABLE | DATA NOT AVAILABLE | 1.665 | DATA NOT AVAILABLE | DATA NOT AVAILABLE | DATA NOT AVAILABLE | DATA NOT AVAILABLE | DATA NOT AVAILABLE | DATA NOT AVAILABLE | DATA NOT AVAILABLE | DATA NOT AVAILABLE | DATA NOT AVAILABLE | DATA NOT AVAILABLE | DATA NOT AVAILABLE | DATA NOT AVAILABLE | DATA NOT AVAILABLE | ACCEPTED TO CONNECT | DATA NOT AVAILABLE | DATA NOT AVAILABLE | DATA NOT AVAILABLE | DATA NOT AVAILABLE | DATA NOT AVAILABLE | DATA NOT AVAILABLE | 1.665 | 0.619 | 0.65158 | 0.12526 | 0.119 | 2022-11-02 | DATA NOT AVAILABLE | N | DATA NOT AVAILABLE | DATA NOT AVAILABLE | DATA NOT AVAILABLE | DATA NOT AVAILABLE | DATA NOT AVAILABLE | 2023-04-06
DATA NOT AVAILABLE | DATA NOT AVAILABLE | FULSCOT POWER LTD | FULSCOT FARM GAS | LAND AT FULSCOT PPG, FULSCOT FARM | DATA NOT AVAILABLE | DIDCOT | VALE OF WHITE HORSE DISTRICT | OX11 9AA | ENGLAND | 454687 | 189041 | COWLEY GSP | DRAYTON | FULSCOT | 11 | SOUTHERN ELECTRIC POWER DISTRIBUTION PLC | ADVANCED FUEL GASIFICATION OR PYROLYSIS | GAS TURBINE (OCGT) | YES | DATA NOT AVAILABLE | DATA NOT AVAILABLE | 7.56 | DATA NOT AVAILABLE | DATA NOT AVAILABLE | DATA NOT AVAILABLE | DATA NOT AVAILABLE | DATA NOT AVAILABLE | DATA NOT AVAILABLE | DATA NOT AVAILABLE | DATA NOT AVAILABLE | DATA NOT AVAILABLE | DATA NOT AVAILABLE | DATA NOT AVAILABLE | DATA NOT AVAILABLE | DATA NOT AVAILABLE | ACCEPTED TO CONNECT | DATA NOT AVAILABLE | DATA NOT AVAILABLE | DATA NOT AVAILABLE | DATA NOT AVAILABLE | DATA NOT AVAILABLE | DATA NOT AVAILABLE | 7.56 | 7.56 | 7.9579 | 0.36842 | 0.35 | 2022-09-12 | DATA NOT AVAILABLE | N | DATA NOT AVAILABLE | DATA NOT AVAILABLE | DATA NOT AVAILABLE | DATA NOT AVAILABLE | DATA NOT AVAILABLE | 2022-09-07
DATA NOT AVAILABLE | DATA NOT AVAILABLE | STARK ENERGY LIMITED | 49.9MW PV | DATA NOT AVAILABLE | POTTERNE PARK FARM | DEVIZES | WILTSHIRE | SN10 5QT | ENGLAND | 400444 | 157513 | MELKSHAM GSP | DATA NOT APPLICABLE | MELKSHAM GRID | 132 | SOUTHERN ELECTRIC POWER DISTRIBUTION PLC | SOLAR | PHOTOVOLTAIC | NO | DATA NOT AVAILABLE | DATA NOT AVAILABLE | 49.9 | DATA NOT AVAILABLE | DATA NOT AVAILABLE | DATA NOT AVAILABLE | DATA NOT AVAILABLE | DATA NOT AVAILABLE | DATA NOT AVAILABLE | DATA NOT AVAILABLE | DATA NOT AVAILABLE | DATA NOT AVAILABLE | DATA NOT AVAILABLE | DATA NOT AVAILABLE | DATA NOT AVAILABLE | DATA NOT AVAILABLE | ACCEPTED TO CONNECT | DATA NOT AVAILABLE | DATA NOT AVAILABLE | DATA NOT AVAILABLE | DATA NOT AVAILABLE | DATA NOT AVAILABLE | DATA NOT AVAILABLE | 49.9 | 49.9 | 52.5263 | 0.36842 | 0.35 | 2022-10-13 | DATA NOT AVAILABLE | N | DATA NOT AVAILABLE | DATA NOT AVAILABLE | DATA NOT AVAILABLE | DATA NOT AVAILABLE | DATA NOT AVAILABLE | 2022-11-03
DATA NOT AVAILABLE | DATA NOT AVAILABLE | ILOS NEW ENERGY UK LTD | AUTH - 49.5MW PV | DATA NOT AVAILABLE | LAND AT SELSEY ROAD AND FISHER LANE HUNSTON | CHICHESTER | WEST SUSSEX | PO20 1EP | ENGLAND | 487108 | 102274 | LOVEDEAN GSP | HUNSTON | HUNSTON | 11 | SOUTHERN ELECTRIC POWER DISTRIBUTION PLC | SOLAR | PHOTOVOLTAIC | NO | DATA NOT AVAILABLE | DATA NOT AVAILABLE | 44.8 | DATA NOT AVAILABLE | DATA NOT AVAILABLE | DATA NOT AVAILABLE | DATA NOT AVAILABLE | DATA NOT AVAILABLE | DATA NOT AVAILABLE | DATA NOT AVAILABLE | DATA NOT AVAILABLE | DATA NOT AVAILABLE | DATA NOT AVAILABLE | DATA NOT AVAILABLE | DATA NOT AVAILABLE | DATA NOT AVAILABLE | ACCEPTED TO CONNECT | DATA NOT AVAILABLE | DATA NOT AVAILABLE | DATA NOT AVAILABLE | DATA NOT AVAILABLE | DATA NOT AVAILABLE | DATA NOT AVAILABLE | 44.8 | 44.8 | 47.1579 | 3.1579 | 3 | 2022-08-09 | DATA NOT AVAILABLE | N | DATA NOT AVAILABLE | DATA NOT AVAILABLE | DATA NOT AVAILABLE | DATA NOT AVAILABLE | DATA NOT AVAILABLE | 2022-09-07
DATA NOT AVAILABLE | DATA NOT AVAILABLE | HYPERION ZERO LTD | PV 700KW + 1.35MW + 1.35MW | DON AND LOW LTD | NEWFORDPARK HOUSE GLAMIS ROAD | FORFAR | ANGUS | DD8 1FR | SCOTLAND | 344358 | 750039 | LUNANHEAD | DATA NOT APPLICABLE | LOCHSIDE | 11 | SCOTTISH HYDRO ELECTRIC POWER DISTRIBUTION PLC | SOLAR | PHOTOVOLTAIC | NO | DATA NOT AVAILABLE | DATA NOT AVAILABLE | 3.4 | DATA NOT AVAILABLE | DATA NOT AVAILABLE | DATA NOT AVAILABLE | DATA NOT AVAILABLE | DATA NOT AVAILABLE | DATA NOT AVAILABLE | DATA NOT AVAILABLE | DATA NOT AVAILABLE | DATA NOT AVAILABLE | DATA NOT AVAILABLE | DATA NOT AVAILABLE | DATA NOT AVAILABLE | DATA NOT AVAILABLE | ACCEPTED TO CONNECT | DATA NOT AVAILABLE | DATA NOT AVAILABLE | DATA NOT AVAILABLE | DATA NOT AVAILABLE | DATA NOT AVAILABLE | DATA NOT AVAILABLE | 3.4 | 3.4 | 3.5789 | 0 | 0 | 2022-10-13 | DATA NOT AVAILABLE | N | DATA NOT AVAILABLE | DATA NOT AVAILABLE | DATA NOT AVAILABLE | DATA NOT AVAILABLE | DATA NOT AVAILABLE | 2022-11-03
DATA NOT AVAILABLE | DATA NOT AVAILABLE | AB ENERGY AGENCY CO LIMITED | 200MW BESS | SY799870 | LAND TO THE EAST OF LONDON ROAD ASHFORD | STAINES | SURREY | DATA NOT AVAILABLE | ENGLAND | DATA NOT AVAILABLE | DATA NOT AVAILABLE | LALEHAM | DATA NOT AVAILABLE | DATA NOT AVAILABLE | 132 | SOUTHERN ELECTRIC POWER DISTRIBUTION PLC | STORED ENERGY (ALL STORED ENERGY IRRESPECTVE OF THE ORIGINAL ENERGY SOURCE) | STORAGE - ELECTROCHEMICAL (BATTERIES) | NO | DATA NOT AVAILABLE | DATA NOT AVAILABLE | 200 | DATA NOT AVAILABLE | DATA NOT AVAILABLE | DATA NOT AVAILABLE | DATA NOT AVAILABLE | DATA NOT AVAILABLE | DATA NOT AVAILABLE | DATA NOT AVAILABLE | DATA NOT AVAILABLE | DATA NOT AVAILABLE | DATA NOT AVAILABLE | DATA NOT AVAILABLE | DATA NOT AVAILABLE | DATA NOT AVAILABLE | ACCEPTED TO CONNECT | DATA NOT AVAILABLE | DATA NOT AVAILABLE | DATA NOT AVAILABLE | DATA NOT AVAILABLE | DATA NOT AVAILABLE | DATA NOT AVAILABLE | 200 | 200 | 210.5263 | 221.6063 | 210.526 | 2022-07-28 | DATA NOT AVAILABLE | N | DATA NOT AVAILABLE | DATA NOT AVAILABLE | DATA NOT AVAILABLE | DATA NOT AVAILABLE | DATA NOT AVAILABLE | 2022-09-07
DATA NOT AVAILABLE | DATA NOT AVAILABLE | CANFORD RENEWABLE ENERGY | CHANGE OF TECH (REDUCTION IN CAPACITY) | WHITES PIT | MAGNA ROAD | WIMBORNE | DORSET | BH21 3BW | ENGLAND | 403573 | 96809 | MANNINGTON GSP | BOURNEMOUTH | ALDERNEY | 11 | SOUTHERN ELECTRIC POWER DISTRIBUTION PLC | SOLAR | PHOTOVOLTAIC | NO | DATA NOT AVAILABLE | DATA NOT AVAILABLE | 0.001 | DATA NOT AVAILABLE | DATA NOT AVAILABLE | DATA NOT AVAILABLE | DATA NOT AVAILABLE | DATA NOT AVAILABLE | DATA NOT AVAILABLE | DATA NOT AVAILABLE | DATA NOT AVAILABLE | DATA NOT AVAILABLE | DATA NOT AVAILABLE | DATA NOT AVAILABLE | DATA NOT AVAILABLE | DATA NOT AVAILABLE | ACCEPTED TO CONNECT | DATA NOT AVAILABLE | DATA NOT AVAILABLE | DATA NOT AVAILABLE | DATA NOT AVAILABLE | DATA NOT AVAILABLE | DATA NOT AVAILABLE | 0.001 | 0 | 0 | 1.1842 | 1.125 | 2022-06-24 | DATA NOT AVAILABLE | N | DATA NOT AVAILABLE | DATA NOT AVAILABLE | DATA NOT AVAILABLE | DATA NOT AVAILABLE | DATA NOT AVAILABLE | 2022-07-06
DATA NOT AVAILABLE | DATA NOT AVAILABLE | SOLAR 2 LIMITED | AUTH - 15MW PV AND 5MW BATTERY | DATA NOT AVAILABLE | LAND AT CUMNOR CUMNOR | OXFORD | OXFORDSHIRE | OX2 9GR | ENGLAND | 448769 | 204841 | COWLEY GSP | OXFORD | NORTH HINKSEY | 11 | SOUTHERN ELECTRIC POWER DISTRIBUTION PLC | SOLAR | PHOTOVOLTAIC | NO | DATA NOT AVAILABLE | DATA NOT AVAILABLE | 20 | STORED ENERGY (ALL STORED ENERGY IRRESPECTVE OF THE ORIGINAL ENERGY SOURCE) | STORAGE - ELECTROCHEMICAL (BATTERIES) | DATA NOT AVAILABLE | DATA NOT AVAILABLE | DATA NOT AVAILABLE | 3.1579 | DATA NOT AVAILABLE | DATA NOT AVAILABLE | DATA NOT AVAILABLE | DATA NOT AVAILABLE | DATA NOT AVAILABLE | DATA NOT AVAILABLE | DATA NOT AVAILABLE | ACCEPTED TO CONNECT | DATA NOT AVAILABLE | DATA NOT AVAILABLE | DATA NOT AVAILABLE | DATA NOT AVAILABLE | DATA NOT AVAILABLE | DATA NOT AVAILABLE | 20 | 13 | 13.6842 | 3.1579 | 3 | 2022-09-08 | DATA NOT AVAILABLE | N | DATA NOT AVAILABLE | DATA NOT AVAILABLE | DATA NOT AVAILABLE | DATA NOT AVAILABLE | DATA NOT AVAILABLE | 2022-10-10
DATA NOT AVAILABLE | DATA NOT AVAILABLE | GRIDSOURCE | READY - 60MW PV/BATTERY | CASWELL FARM | RYME INTRINSECA | SHERBORNE | DORSET | DT9 6JP | ENGLAND | 358783 | 109843 | AXMINSTER | YEOVIL | DATA NOT AVAILABLE | 132 | SOUTHERN ELECTRIC POWER DISTRIBUTION PLC | SOLAR | PHOTOVOLTAIC | NO | DATA NOT AVAILABLE | DATA NOT AVAILABLE | 60 | STORED ENERGY (ALL STORED ENERGY IRRESPECTVE OF THE ORIGINAL ENERGY SOURCE) | STORAGE - ELECTROCHEMICAL (BATTERIES) | DATA NOT AVAILABLE | DATA NOT AVAILABLE | DATA NOT AVAILABLE | 22.1611 | DATA NOT AVAILABLE | DATA NOT AVAILABLE | DATA NOT AVAILABLE | DATA NOT AVAILABLE | DATA NOT AVAILABLE | DATA NOT AVAILABLE | DATA NOT AVAILABLE | ACCEPTED TO CONNECT | DATA NOT AVAILABLE | DATA NOT AVAILABLE | DATA NOT AVAILABLE | DATA NOT AVAILABLE | DATA NOT AVAILABLE | DATA NOT AVAILABLE | 60 | 60 | 63.1579 | 22.1611 | 21.053 | 2022-08-17 | DATA NOT AVAILABLE | N | DATA NOT AVAILABLE | DATA NOT AVAILABLE | DATA NOT AVAILABLE | DATA NOT AVAILABLE | DATA NOT AVAILABLE | 2022-09-07
DATA NOT AVAILABLE | DATA NOT AVAILABLE | MACDUFF BATTERY STORAGE LTD | AUTH | DATA NOT AVAILABLE | LAW OF DOUNE ROAD CANNICH | MACDUFF | ABERDEENSHIRE | AB44 1XP | SCOTLAND | 370516 | 864094 | MACDUFF | DATA NOT APPLICABLE | MACDUFF GRID | 33 | SCOTTISH HYDRO ELECTRIC POWER DISTRIBUTION PLC | OTHER | OTHER | NO | DATA NOT AVAILABLE | DATA NOT AVAILABLE | 48.19 | DATA NOT AVAILABLE | DATA NOT AVAILABLE | DATA NOT AVAILABLE | DATA NOT AVAILABLE | DATA NOT AVAILABLE | DATA NOT AVAILABLE | DATA NOT AVAILABLE | DATA NOT AVAILABLE | DATA NOT AVAILABLE | DATA NOT AVAILABLE | DATA NOT AVAILABLE | DATA NOT AVAILABLE | DATA NOT AVAILABLE | ACCEPTED TO CONNECT | DATA NOT AVAILABLE | DATA NOT AVAILABLE | DATA NOT AVAILABLE | DATA NOT AVAILABLE | DATA NOT AVAILABLE | DATA NOT AVAILABLE | 48.19 | 48.19 | 50.7263 | 50.7263 | 48.19 | 2022-10-14 | DATA NOT AVAILABLE | N | DATA NOT AVAILABLE | DATA NOT AVAILABLE | DATA NOT AVAILABLE | DATA NOT AVAILABLE | DATA NOT AVAILABLE | 2022-11-03
DATA NOT AVAILABLE | DATA NOT AVAILABLE | WIND HARVEST LIMITED | 30.2MW WIND (ADD CAP) | LOCHEND WIND | LOCHEND DUNNET | THURSO | HIGHLAND | KW14 8TA | SCOTLAND | 326683 | 968129 | THURSO SOUTH GRID | DATA NOT APPLICABLE | THURSO SOUTH GRID | 33 | SCOTTISH HYDRO ELECTRIC POWER DISTRIBUTION PLC | WIND | ONSHORE WIND TURBINES | NO | DATA NOT AVAILABLE | DATA NOT AVAILABLE | 8 | DATA NOT AVAILABLE | DATA NOT AVAILABLE | DATA NOT AVAILABLE | DATA NOT AVAILABLE | DATA NOT AVAILABLE | DATA NOT AVAILABLE | DATA NOT AVAILABLE | DATA NOT AVAILABLE | DATA NOT AVAILABLE | DATA NOT AVAILABLE | DATA NOT AVAILABLE | DATA NOT AVAILABLE | DATA NOT AVAILABLE | ACCEPTED TO CONNECT | DATA NOT AVAILABLE | DATA NOT AVAILABLE | DATA NOT AVAILABLE | DATA NOT AVAILABLE | DATA NOT AVAILABLE | DATA NOT AVAILABLE | 8 | 8 | 8.4211 | 0.026316 | 0.025 | 2022-08-15 | DATA NOT AVAILABLE | N | DATA NOT AVAILABLE | DATA NOT AVAILABLE | DATA NOT AVAILABLE | DATA NOT AVAILABLE | DATA NOT AVAILABLE | 2022-09-07
DATA NOT AVAILABLE | DATA NOT AVAILABLE | HYDROCK CONSULTANTS LIMITED | 8MW BESS | DATA NOT AVAILABLE | LAND AT MAIDENHATCH PANGBOURNE | READING | BERKSHIRE | RG8 8HN | ENGLAND | 461937 | 174160 | BRAMLEY (FLEE) | BURGHFIELD RESERVE | PANGBOURNE | 11 | SOUTHERN ELECTRIC POWER DISTRIBUTION PLC | STORED ENERGY (ALL STORED ENERGY IRRESPECTVE OF THE ORIGINAL ENERGY SOURCE) | STORAGE - ELECTROCHEMICAL (BATTERIES) | NO | DATA NOT AVAILABLE | DATA NOT AVAILABLE | 8 | DATA NOT AVAILABLE | DATA NOT AVAILABLE | DATA NOT AVAILABLE | DATA NOT AVAILABLE | DATA NOT AVAILABLE | DATA NOT AVAILABLE | DATA NOT AVAILABLE | DATA NOT AVAILABLE | DATA NOT AVAILABLE | DATA NOT AVAILABLE | DATA NOT AVAILABLE | DATA NOT AVAILABLE | DATA NOT AVAILABLE | ACCEPTED TO CONNECT | DATA NOT AVAILABLE | DATA NOT AVAILABLE | DATA NOT AVAILABLE | DATA NOT AVAILABLE | DATA NOT AVAILABLE | DATA NOT AVAILABLE | 8 | 8 | 8.4211 | 8.6747 | 8.241 | 2023-03-17 | DATA NOT AVAILABLE | N | DATA NOT AVAILABLE | DATA NOT AVAILABLE | DATA NOT AVAILABLE | DATA NOT AVAILABLE | DATA NOT AVAILABLE | 2023-04-06
DATA NOT AVAILABLE | DATA NOT AVAILABLE | OPDENERGY UK LTD | AUTH | DATA NOT AVAILABLE | BOOTHBY ROAD | FRASERBURGH | ABERDEENSHIRE | AB43 9BE | SCOTLAND | 398189 | 866598 | FRASERBURGH | DATA NOT APPLICABLE | FRASERBURGH GRID | 33 | SCOTTISH HYDRO ELECTRIC POWER DISTRIBUTION PLC | OTHER | OTHER | NO | DATA NOT AVAILABLE | DATA NOT AVAILABLE | 52.68 | DATA NOT AVAILABLE | DATA NOT AVAILABLE | DATA NOT AVAILABLE | DATA NOT AVAILABLE | DATA NOT AVAILABLE | DATA NOT AVAILABLE | DATA NOT AVAILABLE | DATA NOT AVAILABLE | DATA NOT AVAILABLE | DATA NOT AVAILABLE | DATA NOT AVAILABLE | DATA NOT AVAILABLE | DATA NOT AVAILABLE | ACCEPTED TO CONNECT | DATA NOT AVAILABLE | DATA NOT AVAILABLE | DATA NOT AVAILABLE | DATA NOT AVAILABLE | DATA NOT AVAILABLE | DATA NOT AVAILABLE | 52.68 | 50 | 52.6316 | 55.4011 | 52.631 | 2022-07-06 | DATA NOT AVAILABLE | N | DATA NOT AVAILABLE | DATA NOT AVAILABLE | DATA NOT AVAILABLE | DATA NOT AVAILABLE | DATA NOT AVAILABLE | 2022-08-01
DATA NOT AVAILABLE | DATA NOT AVAILABLE | OPDE UK LTD | 50MW BATTERY | BALGONIE FARM | ABERNETHY | PERTH | PERTHSHIRE AND KINROSS | PH2 9LL | SCOTLAND | 319390 | 717191 | ABERNETHY | DATA NOT APPLICABLE | ABERNETHY GRID | 33 | SCOTTISH HYDRO ELECTRIC POWER DISTRIBUTION PLC | STORED ENERGY (ALL STORED ENERGY IRRESPECTVE OF THE ORIGINAL ENERGY SOURCE) | STORAGE - ELECTROCHEMICAL (BATTERIES) | NO | DATA NOT AVAILABLE | DATA NOT AVAILABLE | 52.68 | DATA NOT AVAILABLE | DATA NOT AVAILABLE | DATA NOT AVAILABLE | DATA NOT AVAILABLE | DATA NOT AVAILABLE | DATA NOT AVAILABLE | DATA NOT AVAILABLE | DATA NOT AVAILABLE | DATA NOT AVAILABLE | DATA NOT AVAILABLE | DATA NOT AVAILABLE | DATA NOT AVAILABLE | DATA NOT AVAILABLE | ACCEPTED TO CONNECT | DATA NOT AVAILABLE | DATA NOT AVAILABLE | DATA NOT AVAILABLE | DATA NOT AVAILABLE | DATA NOT AVAILABLE | DATA NOT AVAILABLE | 52.68 | 50 | 52.6316 | 55.4021 | 52.632 | 2022-12-20 | DATA NOT AVAILABLE | N | DATA NOT AVAILABLE | DATA NOT AVAILABLE | DATA NOT AVAILABLE | DATA NOT AVAILABLE | DATA NOT AVAILABLE | 2023-01-10
DATA NOT AVAILABLE | DATA NOT AVAILABLE | PUBLIC POWER SOLUTIONS | 34MW PV/BATTERY | SCIENCE MUSEUM GROUP | HACKPEN LANE WROUGHTON | SWINDON | WILTSHIRE | SN4 9LT | ENGLAND | 413027 | 179142 | MINETY GSP | TOOTHILL | WROUGHTON | 11 | SOUTHERN ELECTRIC POWER DISTRIBUTION PLC | SOLAR | PHOTOVOLTAIC | NO | DATA NOT AVAILABLE | DATA NOT AVAILABLE | 70 | STORED ENERGY (ALL STORED ENERGY IRRESPECTVE OF THE ORIGINAL ENERGY SOURCE) | STORAGE - ELECTROCHEMICAL (BATTERIES) | DATA NOT AVAILABLE | DATA NOT AVAILABLE | DATA NOT AVAILABLE | 37.6726 | DATA NOT AVAILABLE | DATA NOT AVAILABLE | DATA NOT AVAILABLE | DATA NOT AVAILABLE | DATA NOT AVAILABLE | DATA NOT AVAILABLE | DATA NOT AVAILABLE | ACCEPTED TO CONNECT | DATA NOT AVAILABLE | DATA NOT AVAILABLE | DATA NOT AVAILABLE | DATA NOT AVAILABLE | DATA NOT AVAILABLE | DATA NOT AVAILABLE | 70 | 34 | 35.7895 | 37.6726 | 35.789 | 2022-07-29 | DATA NOT AVAILABLE | N | DATA NOT AVAILABLE | DATA NOT AVAILABLE | DATA NOT AVAILABLE | DATA NOT AVAILABLE | DATA NOT AVAILABLE | 2022-09-07
DATA NOT AVAILABLE | DATA NOT AVAILABLE | DNO CONSULTING LTD | 42MW BESS | BERRY COURT FARM | LITTLE LONDON TADLEY | BASINGSTOKE | HAMPSHIRE | RG26 5AT | ENGLAND | 461977 | 159143 | BRAMLEY (FLEE) | BRAMLEY | BRAMLEY | 132 | SOUTHERN ELECTRIC POWER DISTRIBUTION PLC | STORED ENERGY (ALL STORED ENERGY IRRESPECTVE OF THE ORIGINAL ENERGY SOURCE) | STORAGE - ELECTROCHEMICAL (BATTERIES) | NO | DATA NOT AVAILABLE | DATA NOT AVAILABLE | 42 | DATA NOT AVAILABLE | DATA NOT AVAILABLE | DATA NOT AVAILABLE | DATA NOT AVAILABLE | DATA NOT AVAILABLE | DATA NOT AVAILABLE | DATA NOT AVAILABLE | DATA NOT AVAILABLE | DATA NOT AVAILABLE | DATA NOT AVAILABLE | DATA NOT AVAILABLE | DATA NOT AVAILABLE | DATA NOT AVAILABLE | ACCEPTED TO CONNECT | DATA NOT AVAILABLE | DATA NOT AVAILABLE | DATA NOT AVAILABLE | DATA NOT AVAILABLE | DATA NOT AVAILABLE | DATA NOT AVAILABLE | 42 | 42 | 44.2105 | 46.5368 | 44.21 | 2022-08-17 | DATA NOT AVAILABLE | N | DATA NOT AVAILABLE | DATA NOT AVAILABLE | DATA NOT AVAILABLE | DATA NOT AVAILABLE | DATA NOT AVAILABLE | 2022-10-10
DATA NOT AVAILABLE | DATA NOT AVAILABLE | THE EUROPEAN MARINE ENERGY CENTRE LTD | 22.8MW TIDAL | EMEC TIDAL TEST FACILITY | WEST SIDE ROAD CALDALE EDAY | ORKNEY | ORKNEY ISLANDS | KW17 2AA | SCOTLAND | 356219 | 1030832 | DATA NOT AVAILABLE | DATA NOT APPLICABLE | DATA NOT AVAILABLE | EHV | SCOTTISH HYDRO ELECTRIC POWER DISTRIBUTION PLC | WATER (FLOWING WATER OR HEAD OF WATER) | HYDRO - OTHER | NO | DATA NOT AVAILABLE | DATA NOT AVAILABLE | 22.5 | DATA NOT AVAILABLE | DATA NOT AVAILABLE | DATA NOT AVAILABLE | DATA NOT AVAILABLE | DATA NOT AVAILABLE | DATA NOT AVAILABLE | DATA NOT AVAILABLE | DATA NOT AVAILABLE | DATA NOT AVAILABLE | DATA NOT AVAILABLE | DATA NOT AVAILABLE | DATA NOT AVAILABLE | DATA NOT AVAILABLE | ACCEPTED TO CONNECT | DATA NOT AVAILABLE | DATA NOT AVAILABLE | DATA NOT AVAILABLE | DATA NOT AVAILABLE | DATA NOT AVAILABLE | DATA NOT AVAILABLE | 22.5 | 22.8 | 24 | 0.52632 | 0.5 | 2022-12-20 | DATA NOT AVAILABLE | N | DATA NOT AVAILABLE | DATA NOT AVAILABLE | DATA NOT AVAILABLE | DATA NOT AVAILABLE | DATA NOT AVAILABLE | 2023-01-10
DATA NOT AVAILABLE | DATA NOT AVAILABLE | SMITH BROTHERS POWER SYSTEM DESIGN | 98MW BATTERY | STURTS FARM | THREE CROSS ROAD WEST MOORS FERNDOWN | WIMBORNE | DORSET | BH22 0NF | ENGLAND | 407828 | 104455 | MANNINGTON GSP | MANNINGTON | MANNINGTON | 11 | SOUTHERN ELECTRIC POWER DISTRIBUTION PLC | STORED ENERGY (ALL STORED ENERGY IRRESPECTVE OF THE ORIGINAL ENERGY SOURCE) | STORAGE - ELECTROCHEMICAL (BATTERIES) | NO | DATA NOT AVAILABLE | DATA NOT AVAILABLE | 98 | DATA NOT AVAILABLE | DATA NOT AVAILABLE | DATA NOT AVAILABLE | DATA NOT AVAILABLE | DATA NOT AVAILABLE | DATA NOT AVAILABLE | DATA NOT AVAILABLE | DATA NOT AVAILABLE | DATA NOT AVAILABLE | DATA NOT AVAILABLE | DATA NOT AVAILABLE | DATA NOT AVAILABLE | DATA NOT AVAILABLE | ACCEPTED TO CONNECT | DATA NOT AVAILABLE | DATA NOT AVAILABLE | DATA NOT AVAILABLE | DATA NOT AVAILABLE | DATA NOT AVAILABLE | DATA NOT AVAILABLE | 98 | 98 | 103.1579 | 108.5874 | 103.158 | 2022-08-31 | DATA NOT AVAILABLE | N | DATA NOT AVAILABLE | DATA NOT AVAILABLE | DATA NOT AVAILABLE | DATA NOT AVAILABLE | DATA NOT AVAILABLE | 2022-10-10
DATA NOT AVAILABLE | DATA NOT AVAILABLE | COUCH PERRY WILKES | 1.6MVA IMPORT, 2,250KW DG | UNIT 1-3 PANATTONI PARK | HOAD WAY THEALE | READING | BERKSHIRE | RG7 5AQ | ENGLAND | 464562 | 171331 | BRAMLEY (FLEE) | BURGHFIELD RESERVE | THEALE | 11 | SOUTHERN ELECTRIC POWER DISTRIBUTION PLC | OTHER | OTHER | NO | DATA NOT AVAILABLE | DATA NOT AVAILABLE | 2.25 | DATA NOT AVAILABLE | DATA NOT AVAILABLE | DATA NOT AVAILABLE | DATA NOT AVAILABLE | DATA NOT AVAILABLE | DATA NOT AVAILABLE | DATA NOT AVAILABLE | DATA NOT AVAILABLE | DATA NOT AVAILABLE | DATA NOT AVAILABLE | DATA NOT AVAILABLE | DATA NOT AVAILABLE | DATA NOT AVAILABLE | ACCEPTED TO CONNECT | DATA NOT AVAILABLE | DATA NOT AVAILABLE | DATA NOT AVAILABLE | DATA NOT AVAILABLE | DATA NOT AVAILABLE | DATA NOT AVAILABLE | 2.25 | 2 | 2.1053 | 1.6842 | 1.6 | 2022-12-02 | DATA NOT AVAILABLE | N | DATA NOT AVAILABLE | DATA NOT AVAILABLE | DATA NOT AVAILABLE | DATA NOT AVAILABLE | DATA NOT AVAILABLE | 2023-01-10
DATA NOT AVAILABLE | DATA NOT AVAILABLE | RENEWABLE CONNECTIONS SOLAR HOLDINGS LIMITED | PEER | DATA NOT AVAILABLE | KINCRAIG FARM UDNY ELLON | ABERDEEN | ABERDEENSHIRE | AB41 7RJ | SCOTLAND | 396251 | 824673 | DYCE | DATA NOT APPLICABLE | DYCE GRID | 33 | SCOTTISH HYDRO ELECTRIC POWER DISTRIBUTION PLC | OTHER | OTHER | NO | DATA NOT AVAILABLE | DATA NOT AVAILABLE | 20.622 | DATA NOT AVAILABLE | DATA NOT AVAILABLE | DATA NOT AVAILABLE | DATA NOT AVAILABLE | DATA NOT AVAILABLE | DATA NOT AVAILABLE | DATA NOT AVAILABLE | DATA NOT AVAILABLE | DATA NOT AVAILABLE | DATA NOT AVAILABLE | DATA NOT AVAILABLE | DATA NOT AVAILABLE | DATA NOT AVAILABLE | ACCEPTED TO CONNECT | DATA NOT AVAILABLE | DATA NOT AVAILABLE | DATA NOT AVAILABLE | DATA NOT AVAILABLE | DATA NOT AVAILABLE | DATA NOT AVAILABLE | 20.622 | 20.622 | 21.7074 | 15 | 14.25 | 2022-08-15 | DATA NOT AVAILABLE | N | DATA NOT AVAILABLE | DATA NOT AVAILABLE | DATA NOT AVAILABLE | DATA NOT AVAILABLE | DATA NOT AVAILABLE | 2022-09-07
DATA NOT AVAILABLE | DATA NOT AVAILABLE | OPDE UK LTD | LAIRG BESS - 50MW BATTERY | LAIRG BESS | LAIRG | LAIRG | HIGHLAND | IV27 4DG | SCOTLAND | 260518 | 905814 | LAIRG | DATA NOT APPLICABLE | LAIRG GRID | 33 | SCOTTISH HYDRO ELECTRIC POWER DISTRIBUTION PLC | STORED ENERGY (ALL STORED ENERGY IRRESPECTVE OF THE ORIGINAL ENERGY SOURCE) | STORAGE - ELECTROCHEMICAL (BATTERIES) | NO | DATA NOT AVAILABLE | DATA NOT AVAILABLE | 52.68 | DATA NOT AVAILABLE | DATA NOT AVAILABLE | DATA NOT AVAILABLE | DATA NOT AVAILABLE | DATA NOT AVAILABLE | DATA NOT AVAILABLE | DATA NOT AVAILABLE | DATA NOT AVAILABLE | DATA NOT AVAILABLE | DATA NOT AVAILABLE | DATA NOT AVAILABLE | DATA NOT AVAILABLE | DATA NOT AVAILABLE | ACCEPTED TO CONNECT | DATA NOT AVAILABLE | DATA NOT AVAILABLE | DATA NOT AVAILABLE | DATA NOT AVAILABLE | DATA NOT AVAILABLE | DATA NOT AVAILABLE | 52.68 | 50 | 52.6316 | 52.6316 | 50 | 2022-09-13 | DATA NOT AVAILABLE | N | DATA NOT AVAILABLE | DATA NOT AVAILABLE | DATA NOT AVAILABLE | DATA NOT AVAILABLE | DATA NOT AVAILABLE | 2022-10-10
DATA NOT AVAILABLE | DATA NOT AVAILABLE | DNO CONSULTING LTD | 30MW BATTERY | CORDON FARM | ABERNETHY | PERTH | PERTHSHIRE AND KINROSS | PH2 9LN | SCOTLAND | 318059 | 717563 | ABERNETHY | DATA NOT APPLICABLE | ABERNETHY GRID | 33 | SCOTTISH HYDRO ELECTRIC POWER DISTRIBUTION PLC | STORED ENERGY (ALL STORED ENERGY IRRESPECTVE OF THE ORIGINAL ENERGY SOURCE) | STORAGE - ELECTROCHEMICAL (BATTERIES) | NO | DATA NOT AVAILABLE | DATA NOT AVAILABLE | 30 | DATA NOT AVAILABLE | DATA NOT AVAILABLE | DATA NOT AVAILABLE | DATA NOT AVAILABLE | DATA NOT AVAILABLE | DATA NOT AVAILABLE | DATA NOT AVAILABLE | DATA NOT AVAILABLE | DATA NOT AVAILABLE | DATA NOT AVAILABLE | DATA NOT AVAILABLE | DATA NOT AVAILABLE | DATA NOT AVAILABLE | ACCEPTED TO CONNECT | DATA NOT AVAILABLE | DATA NOT AVAILABLE | DATA NOT AVAILABLE | DATA NOT AVAILABLE | DATA NOT AVAILABLE | DATA NOT AVAILABLE | 30 | 30 | 31.5789 | 33.9053 | 32.21 | 2022-09-15 | DATA NOT AVAILABLE | N | DATA NOT AVAILABLE | DATA NOT AVAILABLE | DATA NOT AVAILABLE | DATA NOT AVAILABLE | DATA NOT AVAILABLE | 2022-10-10
DATA NOT AVAILABLE | DATA NOT AVAILABLE | THE ABBEY GROUP CAMBRIDGESHIRE LIMITED | 49.9MW BATTERY STORAGE | FORSS BUSINESS PARK, | FORSS | THURSO | HIGHLAND | KW14 7UZ | SCOTLAND | 302297 | 969827 | DOUNREAY | DATA NOT APPLICABLE | DOUNREAY | 11 | SCOTTISH HYDRO ELECTRIC POWER DISTRIBUTION PLC | STORED ENERGY (ALL STORED ENERGY IRRESPECTVE OF THE ORIGINAL ENERGY SOURCE) | STORAGE - ELECTROCHEMICAL (BATTERIES) | NO | DATA NOT AVAILABLE | DATA NOT AVAILABLE | 50 | DATA NOT AVAILABLE | DATA NOT AVAILABLE | DATA NOT AVAILABLE | DATA NOT AVAILABLE | DATA NOT AVAILABLE | DATA NOT AVAILABLE | DATA NOT AVAILABLE | DATA NOT AVAILABLE | DATA NOT AVAILABLE | DATA NOT AVAILABLE | DATA NOT AVAILABLE | DATA NOT AVAILABLE | DATA NOT AVAILABLE | ACCEPTED TO CONNECT | DATA NOT AVAILABLE | DATA NOT AVAILABLE | DATA NOT AVAILABLE | DATA NOT AVAILABLE | DATA NOT AVAILABLE | DATA NOT AVAILABLE | 50 | 49.9 | 52.5263 | 52.5263 | 49.9 | 2022-07-11 | DATA NOT AVAILABLE | N | DATA NOT AVAILABLE | DATA NOT AVAILABLE | DATA NOT AVAILABLE | DATA NOT AVAILABLE | DATA NOT AVAILABLE | 2022-08-01
DATA NOT AVAILABLE | DATA NOT AVAILABLE | OPDE UK LTD | 50MW - ADD CAVEATS TO DOCO | CROFT 180/181 | CLYNELISH MUIR CLYNELISH | BRORA | HIGHLAND | KW9 6LR | SCOTLAND | 289624 | 905373 | BRORA | DATA NOT APPLICABLE | BRORA GRID | 33 | SCOTTISH HYDRO ELECTRIC POWER DISTRIBUTION PLC | OTHER | OTHER | NO | DATA NOT AVAILABLE | DATA NOT AVAILABLE | 52.68 | DATA NOT AVAILABLE | DATA NOT AVAILABLE | DATA NOT AVAILABLE | DATA NOT AVAILABLE | DATA NOT AVAILABLE | DATA NOT AVAILABLE | DATA NOT AVAILABLE | DATA NOT AVAILABLE | DATA NOT AVAILABLE | DATA NOT AVAILABLE | DATA NOT AVAILABLE | DATA NOT AVAILABLE | DATA NOT AVAILABLE | ACCEPTED TO CONNECT | DATA NOT AVAILABLE | DATA NOT AVAILABLE | DATA NOT AVAILABLE | DATA NOT AVAILABLE | DATA NOT AVAILABLE | DATA NOT AVAILABLE | 52.68 | 50 | 52.6316 | 52.6316 | 50 | 2022-07-06 | DATA NOT AVAILABLE | N | DATA NOT AVAILABLE | DATA NOT AVAILABLE | DATA NOT AVAILABLE | DATA NOT AVAILABLE | DATA NOT AVAILABLE | 2022-08-01
DATA NOT AVAILABLE | DATA NOT AVAILABLE | DEMONDS LTD | 25MW BATTERY | GLENSKENNO FARM | HILLSIDE | MONTROSE | ANGUS | DD10 9LG | SCOTLAND | 368276 | 760422 | BRIDGE OF DUN | DATA NOT APPLICABLE | BRIDGE OF DUN GRID | 33 | SCOTTISH HYDRO ELECTRIC POWER DISTRIBUTION PLC | STORED ENERGY (ALL STORED ENERGY IRRESPECTVE OF THE ORIGINAL ENERGY SOURCE) | STORAGE - ELECTROCHEMICAL (BATTERIES) | NO | DATA NOT AVAILABLE | DATA NOT AVAILABLE | 25 | DATA NOT AVAILABLE | DATA NOT AVAILABLE | DATA NOT AVAILABLE | DATA NOT AVAILABLE | DATA NOT AVAILABLE | DATA NOT AVAILABLE | DATA NOT AVAILABLE | DATA NOT AVAILABLE | DATA NOT AVAILABLE | DATA NOT AVAILABLE | DATA NOT AVAILABLE | DATA NOT AVAILABLE | DATA NOT AVAILABLE | ACCEPTED TO CONNECT | DATA NOT AVAILABLE | DATA NOT AVAILABLE | DATA NOT AVAILABLE | DATA NOT AVAILABLE | DATA NOT AVAILABLE | DATA NOT AVAILABLE | 25 | 25 | 26.3158 | 27.7011 | 26.316 | 2022-11-22 | DATA NOT AVAILABLE | N | DATA NOT AVAILABLE | DATA NOT AVAILABLE | DATA NOT AVAILABLE | DATA NOT AVAILABLE | DATA NOT AVAILABLE | 2022-12-06
DATA NOT AVAILABLE | DATA NOT AVAILABLE | EXAGEN DEVELOPMENT LIMITED | 23MW PV | LITTLE LYNEHAM | DATA NOT AVAILABLE | CHIPPENHAM | WILTSHIRE | SN15 4DF | ENGLAND | 398465 | 180491 | MELKSHAM GSP | CHIPPENHAM | DATA NOT AVAILABLE | LV | SOUTHERN ELECTRIC POWER DISTRIBUTION PLC | SOLAR | PHOTOVOLTAIC | NO | DATA NOT AVAILABLE | DATA NOT AVAILABLE | 23 | DATA NOT AVAILABLE | DATA NOT AVAILABLE | DATA NOT AVAILABLE | DATA NOT AVAILABLE | DATA NOT AVAILABLE | DATA NOT AVAILABLE | DATA NOT AVAILABLE | DATA NOT AVAILABLE | DATA NOT AVAILABLE | DATA NOT AVAILABLE | DATA NOT AVAILABLE | DATA NOT AVAILABLE | DATA NOT AVAILABLE | ACCEPTED TO CONNECT | DATA NOT AVAILABLE | DATA NOT AVAILABLE | DATA NOT AVAILABLE | DATA NOT AVAILABLE | DATA NOT AVAILABLE | DATA NOT AVAILABLE | 23 | 23 | 24.2105 | 0.33263 | 0.316 | 2022-08-01 | DATA NOT AVAILABLE | N | DATA NOT AVAILABLE | DATA NOT AVAILABLE | DATA NOT AVAILABLE | DATA NOT AVAILABLE | DATA NOT AVAILABLE | 2022-09-07
DATA NOT AVAILABLE | DATA NOT AVAILABLE | FASNAKYLE BATTERY STORAGE LTD | CB CAVEAT FASNAKYLE BATTERY STORAGE - 49.9MW | FASNAKYLE | CANNICH | BEAULY | HIGHLAND | IV4 7NB | SCOTLAND | 231116 | 828818 | FASNAKYLE | DATA NOT APPLICABLE | FASNAKYLE GRID | 33 | SCOTTISH HYDRO ELECTRIC POWER DISTRIBUTION PLC | STORED ENERGY (ALL STORED ENERGY IRRESPECTVE OF THE ORIGINAL ENERGY SOURCE) | STORAGE - ELECTROCHEMICAL (BATTERIES) | NO | DATA NOT AVAILABLE | DATA NOT AVAILABLE | 50 | DATA NOT AVAILABLE | DATA NOT AVAILABLE | DATA NOT AVAILABLE | DATA NOT AVAILABLE | DATA NOT AVAILABLE | DATA NOT AVAILABLE | DATA NOT AVAILABLE | DATA NOT AVAILABLE | DATA NOT AVAILABLE | DATA NOT AVAILABLE | DATA NOT AVAILABLE | DATA NOT AVAILABLE | DATA NOT AVAILABLE | ACCEPTED TO CONNECT | DATA NOT AVAILABLE | DATA NOT AVAILABLE | DATA NOT AVAILABLE | DATA NOT AVAILABLE | DATA NOT AVAILABLE | DATA NOT AVAILABLE | 50 | 49.9 | 52.5263 | 52.5263 | 49.9 | 2022-08-12 | DATA NOT AVAILABLE | N | DATA NOT AVAILABLE | DATA NOT AVAILABLE | DATA NOT AVAILABLE | DATA NOT AVAILABLE | DATA NOT AVAILABLE | 2022-09-07
DATA NOT AVAILABLE | DATA NOT AVAILABLE | OPDE UK LTD | 50MW BATTERY | BLINDWELLS FARM | B9127 NEWTON OF ARBIRLOT ARBIRLOT | ARBROATH | ANGUS | DD11 2NT | SCOTLAND | 359990 | 741591 | ARBROATH | DATA NOT APPLICABLE | ARBROATH GRID | 33 | SCOTTISH HYDRO ELECTRIC POWER DISTRIBUTION PLC | STORED ENERGY (ALL STORED ENERGY IRRESPECTVE OF THE ORIGINAL ENERGY SOURCE) | STORAGE - ELECTROCHEMICAL (BATTERIES) | NO | DATA NOT AVAILABLE | DATA NOT AVAILABLE | 52.68 | DATA NOT AVAILABLE | DATA NOT AVAILABLE | DATA NOT AVAILABLE | DATA NOT AVAILABLE | DATA NOT AVAILABLE | DATA NOT AVAILABLE | DATA NOT AVAILABLE | DATA NOT AVAILABLE | DATA NOT AVAILABLE | DATA NOT AVAILABLE | DATA NOT AVAILABLE | DATA NOT AVAILABLE | DATA NOT AVAILABLE | ACCEPTED TO CONNECT | DATA NOT AVAILABLE | DATA NOT AVAILABLE | DATA NOT AVAILABLE | DATA NOT AVAILABLE | DATA NOT AVAILABLE | DATA NOT AVAILABLE | 52.68 | 50 | 52.6316 | 52.6316 | 50 | 2022-08-08 | DATA NOT AVAILABLE | N | DATA NOT AVAILABLE | DATA NOT AVAILABLE | DATA NOT AVAILABLE | DATA NOT AVAILABLE | DATA NOT AVAILABLE | 2022-09-07
DATA NOT AVAILABLE | DATA NOT AVAILABLE | OPDE UK LTD | DEYHILL BESS | CRAIGNEIL | TARLAIR WAY | MACDUFF | ABERDEENSHIRE | AB44 1RU | SCOTLAND | 371539 | 864272 | MACDUFF | DATA NOT APPLICABLE | MACDUFF GRID | 33 | SCOTTISH HYDRO ELECTRIC POWER DISTRIBUTION PLC | STORED ENERGY (ALL STORED ENERGY IRRESPECTVE OF THE ORIGINAL ENERGY SOURCE) | STORAGE - ELECTROCHEMICAL (BATTERIES) | NO | DATA NOT AVAILABLE | DATA NOT AVAILABLE | 52.68 | DATA NOT AVAILABLE | DATA NOT AVAILABLE | DATA NOT AVAILABLE | DATA NOT AVAILABLE | DATA NOT AVAILABLE | DATA NOT AVAILABLE | DATA NOT AVAILABLE | DATA NOT AVAILABLE | DATA NOT AVAILABLE | DATA NOT AVAILABLE | DATA NOT AVAILABLE | DATA NOT AVAILABLE | DATA NOT AVAILABLE | ACCEPTED TO CONNECT | DATA NOT AVAILABLE | DATA NOT AVAILABLE | DATA NOT AVAILABLE | DATA NOT AVAILABLE | DATA NOT AVAILABLE | DATA NOT AVAILABLE | 52.68 | 50 | 52.6316 | 52.6316 | 50 | 2023-04-21 | DATA NOT AVAILABLE | N | DATA NOT AVAILABLE | DATA NOT AVAILABLE | DATA NOT AVAILABLE | DATA NOT AVAILABLE | DATA NOT AVAILABLE | 2023-05-11
DATA NOT AVAILABLE | DATA NOT AVAILABLE | TOPLING ENERGY LTD | 20MW BATTERY | LAND TO THE WEST OF | OF DENFIELD STEADINGS | ARBROATH | ANGUS | DD11 2NP | SCOTLAND | 361661 | 741661 | ARBROATH | DATA NOT APPLICABLE | ARBROATH GRID | 33 | SCOTTISH HYDRO ELECTRIC POWER DISTRIBUTION PLC | STORED ENERGY (ALL STORED ENERGY IRRESPECTVE OF THE ORIGINAL ENERGY SOURCE) | STORAGE - ELECTROCHEMICAL (BATTERIES) | NO | DATA NOT AVAILABLE | DATA NOT AVAILABLE | 20 | DATA NOT AVAILABLE | DATA NOT AVAILABLE | DATA NOT AVAILABLE | DATA NOT AVAILABLE | DATA NOT AVAILABLE | DATA NOT AVAILABLE | DATA NOT AVAILABLE | DATA NOT AVAILABLE | DATA NOT AVAILABLE | DATA NOT AVAILABLE | DATA NOT AVAILABLE | DATA NOT AVAILABLE | DATA NOT AVAILABLE | ACCEPTED TO CONNECT | DATA NOT AVAILABLE | DATA NOT AVAILABLE | DATA NOT AVAILABLE | DATA NOT AVAILABLE | DATA NOT AVAILABLE | DATA NOT AVAILABLE | 20 | 20 | 21.0526 | 22.1611 | 21.053 | 2023-01-18 | DATA NOT AVAILABLE | N | DATA NOT AVAILABLE | DATA NOT AVAILABLE | DATA NOT AVAILABLE | DATA NOT AVAILABLE | DATA NOT AVAILABLE | 2023-02-02
DATA NOT AVAILABLE | DATA NOT AVAILABLE | ECOTRICITY GENERATION LTD | 99MW ENERGY STORAGE | BUTTS FIELD ENERGY STORAGE | MILL LANE NURSLING | SOUTHAMPTON | HAMPSHIRE | SO16 0YE | ENGLAND | 435578 | 115796 | NURSLING GSP | DATA NOT APPLICABLE | NURSLING | 132 | SOUTHERN ELECTRIC POWER DISTRIBUTION PLC | STORED ENERGY (ALL STORED ENERGY IRRESPECTVE OF THE ORIGINAL ENERGY SOURCE) | STORAGE - ELECTROCHEMICAL (BATTERIES) | NO | DATA NOT AVAILABLE | DATA NOT AVAILABLE | 99 | DATA NOT AVAILABLE | DATA NOT AVAILABLE | DATA NOT AVAILABLE | DATA NOT AVAILABLE | DATA NOT AVAILABLE | DATA NOT AVAILABLE | DATA NOT AVAILABLE | DATA NOT AVAILABLE | DATA NOT AVAILABLE | DATA NOT AVAILABLE | DATA NOT AVAILABLE | DATA NOT AVAILABLE | DATA NOT AVAILABLE | ACCEPTED TO CONNECT | DATA NOT AVAILABLE | DATA NOT AVAILABLE | DATA NOT AVAILABLE | DATA NOT AVAILABLE | DATA NOT AVAILABLE | DATA NOT AVAILABLE | 99 | 99 | 104.2105 | 109.4737 | 104 | 2023-01-04 | DATA NOT AVAILABLE | N | DATA NOT AVAILABLE | DATA NOT AVAILABLE | DATA NOT AVAILABLE | DATA NOT AVAILABLE | DATA NOT AVAILABLE | 2023-02-02
DATA NOT AVAILABLE | DATA NOT AVAILABLE | INTELLIGENT LAND INVESTMENTS GROUP PLC | 49.9MW BATTERY | BALNACRAIG BATTERY STORAGE | BALNACRAIG FARM MID BALNACRAIG | ALNESS | HIGHLAND | IV17 0XL | SCOTLAND | 264259 | 871752 | ALNESS | DATA NOT APPLICABLE | ALNESS GRID | 33 | SCOTTISH HYDRO ELECTRIC POWER DISTRIBUTION PLC | STORED ENERGY (ALL STORED ENERGY IRRESPECTVE OF THE ORIGINAL ENERGY SOURCE) | STORAGE - ELECTROCHEMICAL (BATTERIES) | NO | DATA NOT AVAILABLE | DATA NOT AVAILABLE | 50 | DATA NOT AVAILABLE | DATA NOT AVAILABLE | DATA NOT AVAILABLE | DATA NOT AVAILABLE | DATA NOT AVAILABLE | DATA NOT AVAILABLE | DATA NOT AVAILABLE | DATA NOT AVAILABLE | DATA NOT AVAILABLE | DATA NOT AVAILABLE | DATA NOT AVAILABLE | DATA NOT AVAILABLE | DATA NOT AVAILABLE | ACCEPTED TO CONNECT | DATA NOT AVAILABLE | DATA NOT AVAILABLE | DATA NOT AVAILABLE | DATA NOT AVAILABLE | DATA NOT AVAILABLE | DATA NOT AVAILABLE | 50 | 49.9 | 52.5263 | 52.5263 | 49.9 | 2023-09-20 | DATA NOT AVAILABLE | N | DATA NOT AVAILABLE | DATA NOT AVAILABLE | DATA NOT AVAILABLE | DATA NOT AVAILABLE | DATA NOT AVAILABLE | 2022-09-07
DATA NOT AVAILABLE | DATA NOT AVAILABLE | PSK DESIGN | 1.85MW PV & BESS, EXISTING DIESEL | HARRODS TVDC 1 | 1 MILL LANE THAMES VALLEY DISTRIBUTION CENTRE | THATCHAM | BASINGSTOKE AND DEANE DISTRICT (B) | RG19 4AL | ENGLAND | 453598 | 166619 | BRAMLEY (ANDO-THAT) | THATCHAM | THATCHAM | HV | SOUTHERN ELECTRIC POWER DISTRIBUTION PLC | SOLAR | PHOTOVOLTAIC | NO | DATA NOT AVAILABLE | DATA NOT AVAILABLE | 1.85 | DATA NOT AVAILABLE | DATA NOT AVAILABLE | DATA NOT AVAILABLE | DATA NOT AVAILABLE | DATA NOT AVAILABLE | DATA NOT AVAILABLE | DATA NOT AVAILABLE | DATA NOT AVAILABLE | DATA NOT AVAILABLE | DATA NOT AVAILABLE | DATA NOT AVAILABLE | DATA NOT AVAILABLE | DATA NOT AVAILABLE | ACCEPTED TO CONNECT | DATA NOT AVAILABLE | DATA NOT AVAILABLE | DATA NOT AVAILABLE | DATA NOT AVAILABLE | DATA NOT AVAILABLE | DATA NOT AVAILABLE | 1.85 | 0.999 | 1.0516 | 0 | 0 | 2023-08-28 | DATA NOT AVAILABLE | N | DATA NOT AVAILABLE | DATA NOT AVAILABLE | DATA NOT AVAILABLE | DATA NOT AVAILABLE | DATA NOT AVAILABLE | 2023-05-11
DATA NOT AVAILABLE | DATA NOT AVAILABLE | DNO CONSULTING LTD | 40MW PV | BROUGHTON GIFFORD PV | LAND AT BROUGHTON GIFFORD | MELKSHAM | WILTSHIRE | SN12 8NE | ENGLAND | 387058 | 164366 | MELKSHAM GSP | NORRINGTON | DATA NOT AVAILABLE | EHV | SOUTHERN ELECTRIC POWER DISTRIBUTION PLC | SOLAR | PHOTOVOLTAIC | NO | DATA NOT AVAILABLE | DATA NOT AVAILABLE | 40 | DATA NOT AVAILABLE | DATA NOT AVAILABLE | DATA NOT AVAILABLE | DATA NOT AVAILABLE | DATA NOT AVAILABLE | DATA NOT AVAILABLE | DATA NOT AVAILABLE | DATA NOT AVAILABLE | DATA NOT AVAILABLE | DATA NOT AVAILABLE | DATA NOT AVAILABLE | DATA NOT AVAILABLE | DATA NOT AVAILABLE | ACCEPTED TO CONNECT | DATA NOT AVAILABLE | DATA NOT AVAILABLE | DATA NOT AVAILABLE | DATA NOT AVAILABLE | DATA NOT AVAILABLE | DATA NOT AVAILABLE | 40 | 40 | 42.1053 | 0.33263 | 0.316 | 2022-12-21 | DATA NOT AVAILABLE | N | DATA NOT AVAILABLE | DATA NOT AVAILABLE | DATA NOT AVAILABLE | DATA NOT AVAILABLE | DATA NOT AVAILABLE | 2023-01-10
DATA NOT AVAILABLE | DATA NOT AVAILABLE | ECONERGY INTERNATIONAL LTD | 75.2MW BESS AWAITING INFO FROM CONNECTIONS | RODDEN FARM | RODDEN | FROME | SOMERSET | BA11 5JL | ENGLAND | 379947 | 148305 | MELKSHAM GSP | NORRINGTON | DATA NOT AVAILABLE | 132 | SOUTHERN ELECTRIC POWER DISTRIBUTION PLC | STORED ENERGY (ALL STORED ENERGY IRRESPECTVE OF THE ORIGINAL ENERGY SOURCE) | STORAGE - ELECTROCHEMICAL (BATTERIES) | NO | DATA NOT AVAILABLE | DATA NOT AVAILABLE | 75.2 | DATA NOT AVAILABLE | DATA NOT AVAILABLE | DATA NOT AVAILABLE | DATA NOT AVAILABLE | DATA NOT AVAILABLE | DATA NOT AVAILABLE | DATA NOT AVAILABLE | DATA NOT AVAILABLE | DATA NOT AVAILABLE | DATA NOT AVAILABLE | DATA NOT AVAILABLE | DATA NOT AVAILABLE | DATA NOT AVAILABLE | ACCEPTED TO CONNECT | DATA NOT AVAILABLE | DATA NOT AVAILABLE | DATA NOT AVAILABLE | DATA NOT AVAILABLE | DATA NOT AVAILABLE | DATA NOT AVAILABLE | 75.2 | 75.2 | 79.1579 | 83.3242 | 79.158 | 2022-07-28 | DATA NOT AVAILABLE | N | DATA NOT AVAILABLE | DATA NOT AVAILABLE | DATA NOT AVAILABLE | DATA NOT AVAILABLE | DATA NOT AVAILABLE | 2022-12-06
DATA NOT AVAILABLE | DATA NOT AVAILABLE | GREEN ENERGY INTERNATIONAL | PATRICKSTON FARM - PV + BATTERY | PATRICKSTON FARM | KIPPENROSS | DUNBLANE | STIRLING | FK8 3JJ | SCOTLAND | 270073 | 695824 | BRACO WEST GRID | DATA NOT APPLICABLE | BRACO WEST GRID | 33 | SCOTTISH HYDRO ELECTRIC POWER DISTRIBUTION PLC | SOLAR | PHOTOVOLTAIC | NO | DATA NOT AVAILABLE | DATA NOT AVAILABLE | 15.9 | DATA NOT AVAILABLE | DATA NOT AVAILABLE | DATA NOT AVAILABLE | DATA NOT AVAILABLE | DATA NOT AVAILABLE | DATA NOT AVAILABLE | DATA NOT AVAILABLE | DATA NOT AVAILABLE | DATA NOT AVAILABLE | DATA NOT AVAILABLE | DATA NOT AVAILABLE | DATA NOT AVAILABLE | DATA NOT AVAILABLE | ACCEPTED TO CONNECT | DATA NOT AVAILABLE | DATA NOT AVAILABLE | DATA NOT AVAILABLE | DATA NOT AVAILABLE | DATA NOT AVAILABLE | DATA NOT AVAILABLE | 15.9 | 9.9 | 10.4211 | 6.3158 | 6 | 2022-09-12 | DATA NOT AVAILABLE | N | DATA NOT AVAILABLE | DATA NOT AVAILABLE | DATA NOT AVAILABLE | DATA NOT AVAILABLE | DATA NOT AVAILABLE | 2022-10-10
DATA NOT AVAILABLE | DATA NOT AVAILABLE | EDEN RENEWABLES | READY 40MW - PV & BATTERY EXPORT / 26MW IMPORT | FOREST GATE | LONDON ROAD | CHIPPENHAM | WILTSHIRE | SN15 3RS | ENGLAND | 394762 | 171550 | MELKSHAM GSP | CHIPPENHAM | DATA NOT AVAILABLE | EHV | SOUTHERN ELECTRIC POWER DISTRIBUTION PLC | SOLAR | PHOTOVOLTAIC | NO | DATA NOT AVAILABLE | DATA NOT AVAILABLE | 0.001 | DATA NOT AVAILABLE | DATA NOT AVAILABLE | DATA NOT AVAILABLE | DATA NOT AVAILABLE | DATA NOT AVAILABLE | DATA NOT AVAILABLE | DATA NOT AVAILABLE | DATA NOT AVAILABLE | DATA NOT AVAILABLE | DATA NOT AVAILABLE | DATA NOT AVAILABLE | DATA NOT AVAILABLE | DATA NOT AVAILABLE | ACCEPTED TO CONNECT | DATA NOT AVAILABLE | DATA NOT AVAILABLE | DATA NOT AVAILABLE | DATA NOT AVAILABLE | DATA NOT AVAILABLE | DATA NOT AVAILABLE | 0.001 | 0.001 | 0.0010526 | 6.6484 | 6.316 | 2022-08-26 | DATA NOT AVAILABLE | N | DATA NOT AVAILABLE | DATA NOT AVAILABLE | DATA NOT AVAILABLE | DATA NOT AVAILABLE | DATA NOT AVAILABLE | 2022-09-07
DATA NOT AVAILABLE | DATA NOT AVAILABLE | EDEN RENEWABLES | READY 40MW - PV & BATTERY EXPORT / 26MW IMPORT | LEIGH DELAMERE SOLAR FARM | LAND AROUND LEIGH DELAMERE | CHIPPENHAM | WILTSHIRE | SN14 6JZ | ENGLAND | 388395 | 179295 | MELKSHAM GSP | CHIPPENHAM | DATA NOT AVAILABLE | EHV | SOUTHERN ELECTRIC POWER DISTRIBUTION PLC | SOLAR | PHOTOVOLTAIC | NO | DATA NOT AVAILABLE | DATA NOT AVAILABLE | 0.001 | DATA NOT AVAILABLE | DATA NOT AVAILABLE | DATA NOT AVAILABLE | DATA NOT AVAILABLE | DATA NOT AVAILABLE | DATA NOT AVAILABLE | DATA NOT AVAILABLE | DATA NOT AVAILABLE | DATA NOT AVAILABLE | DATA NOT AVAILABLE | DATA NOT AVAILABLE | DATA NOT AVAILABLE | DATA NOT AVAILABLE | ACCEPTED TO CONNECT | DATA NOT AVAILABLE | DATA NOT AVAILABLE | DATA NOT AVAILABLE | DATA NOT AVAILABLE | DATA NOT AVAILABLE | DATA NOT AVAILABLE | 0.001 | 0.001 | 0.0010526 | 7.1747 | 6.816 | 2022-08-26 | DATA NOT AVAILABLE | N | DATA NOT AVAILABLE | DATA NOT AVAILABLE | DATA NOT AVAILABLE | DATA NOT AVAILABLE | DATA NOT AVAILABLE | 2022-09-07
DATA NOT AVAILABLE | DATA NOT AVAILABLE | EDEN RENEWABLES | READY 40MW - PV & BATTERY EXPORT 26 MW IMPORT | RED BARN SOLAR FARM, LAND AROUND KINGSTON FARM | KINGSTON ST MICHAEL | CHIPPENHAM | WILTSHIRE | SN14 6DH | ENGLAND | 391064 | 177280 | MELKSHAM GSP | CHIPPENHAM | DATA NOT AVAILABLE | EHV | SOUTHERN ELECTRIC POWER DISTRIBUTION PLC | SOLAR | PHOTOVOLTAIC | NO | DATA NOT AVAILABLE | DATA NOT AVAILABLE | 0.001 | DATA NOT AVAILABLE | DATA NOT AVAILABLE | DATA NOT AVAILABLE | DATA NOT AVAILABLE | DATA NOT AVAILABLE | DATA NOT AVAILABLE | DATA NOT AVAILABLE | DATA NOT AVAILABLE | DATA NOT AVAILABLE | DATA NOT AVAILABLE | DATA NOT AVAILABLE | DATA NOT AVAILABLE | DATA NOT AVAILABLE | ACCEPTED TO CONNECT | DATA NOT AVAILABLE | DATA NOT AVAILABLE | DATA NOT AVAILABLE | DATA NOT AVAILABLE | DATA NOT AVAILABLE | DATA NOT AVAILABLE | 0.001 | 0.001 | 0.0010526 | 6.6484 | 6.316 | 2022-08-26 | DATA NOT AVAILABLE | N | DATA NOT AVAILABLE | DATA NOT AVAILABLE | DATA NOT AVAILABLE | DATA NOT AVAILABLE | DATA NOT AVAILABLE | 2022-09-07
DATA NOT AVAILABLE | DATA NOT AVAILABLE | JSM GROUP | REVIEW 15 MW PV | PITT FARM | SARUM ROAD HURSLEY | WINCHESTER | HAMPSHIRE | S022 5QS | ENGLAND | 444180 | 129586 | NURSLING GSP | WINCHESTER | WINCHESTER 33KV | 33 | SOUTHERN ELECTRIC POWER DISTRIBUTION PLC | SOLAR | PHOTOVOLTAIC | NO | DATA NOT AVAILABLE | DATA NOT AVAILABLE | 15.2 | DATA NOT AVAILABLE | DATA NOT AVAILABLE | DATA NOT AVAILABLE | DATA NOT AVAILABLE | DATA NOT AVAILABLE | DATA NOT AVAILABLE | DATA NOT AVAILABLE | DATA NOT AVAILABLE | DATA NOT AVAILABLE | DATA NOT AVAILABLE | DATA NOT AVAILABLE | DATA NOT AVAILABLE | DATA NOT AVAILABLE | ACCEPTED TO CONNECT | DATA NOT AVAILABLE | DATA NOT AVAILABLE | DATA NOT AVAILABLE | DATA NOT AVAILABLE | DATA NOT AVAILABLE | DATA NOT AVAILABLE | 15.2 | 15.2 | 16 | 0.27684 | 0.263 | 2023-03-22 | DATA NOT AVAILABLE | N | DATA NOT AVAILABLE | DATA NOT AVAILABLE | DATA NOT AVAILABLE | DATA NOT AVAILABLE | DATA NOT AVAILABLE | 2023-04-06
DATA NOT AVAILABLE | DATA NOT AVAILABLE | NORTH FISH (SHETLAND) LTD | LOAD + 2.3MW WIND | NORTH FISH (SHETLAND) LTD | GRONNACK WHITENESS | SHETLAND | SHETLAND ISLANDS | ZE1 0DG | SCOTLAND | 446250 | 1142971 | GREMISTA | DATA NOT APPLICABLE | GREMISTA 11KV SWITCHROOM | 11 | SCOTTISH HYDRO ELECTRIC POWER DISTRIBUTION PLC | WIND | ONSHORE WIND TURBINES | NO | DATA NOT AVAILABLE | DATA NOT AVAILABLE | 2.3 | DATA NOT AVAILABLE | DATA NOT AVAILABLE | DATA NOT AVAILABLE | DATA NOT AVAILABLE | DATA NOT AVAILABLE | DATA NOT AVAILABLE | DATA NOT AVAILABLE | DATA NOT AVAILABLE | DATA NOT AVAILABLE | DATA NOT AVAILABLE | DATA NOT AVAILABLE | DATA NOT AVAILABLE | DATA NOT AVAILABLE | ACCEPTED TO CONNECT | DATA NOT AVAILABLE | DATA NOT AVAILABLE | DATA NOT AVAILABLE | DATA NOT AVAILABLE | DATA NOT AVAILABLE | DATA NOT AVAILABLE | 2.3 | 2.3 | 2.4211 | 0.15789 | 0.15 | 2022-05-17 | DATA NOT AVAILABLE | N | DATA NOT AVAILABLE | DATA NOT AVAILABLE | DATA NOT AVAILABLE | DATA NOT AVAILABLE | DATA NOT AVAILABLE | 2022-06-07
DATA NOT AVAILABLE | DATA NOT AVAILABLE | RENEWABLE ENERGY SYSTEMS LTD | SP 49.99MW BATTERY | DUNMILL ENERGY STORAGE SCHEME | LAND SITUATED AT AND AROUND BRIDGE OF DUN | MONTROSE | ANGUS | DD10 9LH | SCOTLAND | 366043 | 758883 | BRIDGE OF DUN | DATA NOT APPLICABLE | BRIDGE OF DUN GRID | 33 | SCOTTISH HYDRO ELECTRIC POWER DISTRIBUTION PLC | STORED ENERGY (ALL STORED ENERGY IRRESPECTVE OF THE ORIGINAL ENERGY SOURCE) | STORAGE - ELECTROCHEMICAL (BATTERIES) | NO | DATA NOT AVAILABLE | DATA NOT AVAILABLE | 76.23 | DATA NOT AVAILABLE | DATA NOT AVAILABLE | DATA NOT AVAILABLE | DATA NOT AVAILABLE | DATA NOT AVAILABLE | DATA NOT AVAILABLE | DATA NOT AVAILABLE | DATA NOT AVAILABLE | DATA NOT AVAILABLE | DATA NOT AVAILABLE | DATA NOT AVAILABLE | DATA NOT AVAILABLE | DATA NOT AVAILABLE | ACCEPTED TO CONNECT | DATA NOT AVAILABLE | DATA NOT AVAILABLE | DATA NOT AVAILABLE | DATA NOT AVAILABLE | DATA NOT AVAILABLE | DATA NOT AVAILABLE | 76.23 | 49.99 | 52.6211 | 55.3905 | 52.621 | 2023-04-05 | DATA NOT AVAILABLE | N | DATA NOT AVAILABLE | DATA NOT AVAILABLE | DATA NOT AVAILABLE | DATA NOT AVAILABLE | DATA NOT AVAILABLE | 2023-05-11
DATA NOT AVAILABLE | DATA NOT AVAILABLE | WIND 2 LIMITED | AUTH | BREDA WIND FARM | BREDA ESTATE | ALFORD | ABERDEENSHIRE | AB33 8NN | SCOTLAND | 354625 | 816371 | TARLAND | DATA NOT APPLICABLE | TARLAND GRID | 33 | SCOTTISH HYDRO ELECTRIC POWER DISTRIBUTION PLC | WIND | ONSHORE WIND TURBINES | NO | DATA NOT AVAILABLE | DATA NOT AVAILABLE | 24.8 | DATA NOT AVAILABLE | DATA NOT AVAILABLE | DATA NOT AVAILABLE | DATA NOT AVAILABLE | DATA NOT AVAILABLE | DATA NOT AVAILABLE | DATA NOT AVAILABLE | DATA NOT AVAILABLE | DATA NOT AVAILABLE | DATA NOT AVAILABLE | DATA NOT AVAILABLE | DATA NOT AVAILABLE | DATA NOT AVAILABLE | ACCEPTED TO CONNECT | DATA NOT AVAILABLE | DATA NOT AVAILABLE | DATA NOT AVAILABLE | DATA NOT AVAILABLE | DATA NOT AVAILABLE | DATA NOT AVAILABLE | 24.8 | 20 | 21.0526 | 5.54 | 5.263 | 2022-10-26 | DATA NOT AVAILABLE | N | DATA NOT AVAILABLE | DATA NOT AVAILABLE | DATA NOT AVAILABLE | DATA NOT AVAILABLE | DATA NOT AVAILABLE | 2022-11-03
DATA NOT AVAILABLE | DATA NOT AVAILABLE | SYNTHETIC POWER LTD | WITH COMMERCIAL CONTRACTS | BLOUNTS COURT FARM | POTTERNE | DEVIZES | WILTSHIRE | SN10 5PH | ENGLAND | 399626 | 158377 | MELKSHAM GSP | NORRINGTON | DEVIZES | 11 | SOUTHERN ELECTRIC POWER DISTRIBUTION PLC | OTHER | OTHER | NO | DATA NOT AVAILABLE | DATA NOT AVAILABLE | 15 | DATA NOT AVAILABLE | DATA NOT AVAILABLE | DATA NOT AVAILABLE | DATA NOT AVAILABLE | DATA NOT AVAILABLE | DATA NOT AVAILABLE | DATA NOT AVAILABLE | DATA NOT AVAILABLE | DATA NOT AVAILABLE | DATA NOT AVAILABLE | DATA NOT AVAILABLE | DATA NOT AVAILABLE | DATA NOT AVAILABLE | ACCEPTED TO CONNECT | DATA NOT AVAILABLE | DATA NOT AVAILABLE | DATA NOT AVAILABLE | DATA NOT AVAILABLE | DATA NOT AVAILABLE | DATA NOT AVAILABLE | 15 | 15 | 15.7895 | 0.1 | 0.095 | 2022-09-20 | DATA NOT AVAILABLE | N | DATA NOT AVAILABLE | DATA NOT AVAILABLE | DATA NOT AVAILABLE | DATA NOT AVAILABLE | DATA NOT AVAILABLE | 2022-10-10
DATA NOT AVAILABLE | DATA NOT AVAILABLE | GREENTECH PROJECTS HOLDING UK LIMITED | 28MW MAINS OF DUN PV | MAINS OF DUN | DATA NOT AVAILABLE | MONTROSE | ANGUS | DD9 7PQ | SCOTLAND | 361513 | 761088 | BRIDGE OF DUN | DATA NOT APPLICABLE | BRIDGE OF DUN GRID | 33 | SCOTTISH HYDRO ELECTRIC POWER DISTRIBUTION PLC | SOLAR | PHOTOVOLTAIC | NO | DATA NOT AVAILABLE | DATA NOT AVAILABLE | 28 | DATA NOT AVAILABLE | DATA NOT AVAILABLE | DATA NOT AVAILABLE | DATA NOT AVAILABLE | DATA NOT AVAILABLE | DATA NOT AVAILABLE | DATA NOT AVAILABLE | DATA NOT AVAILABLE | DATA NOT AVAILABLE | DATA NOT AVAILABLE | DATA NOT AVAILABLE | DATA NOT AVAILABLE | DATA NOT AVAILABLE | ACCEPTED TO CONNECT | DATA NOT AVAILABLE | DATA NOT AVAILABLE | DATA NOT AVAILABLE | DATA NOT AVAILABLE | DATA NOT AVAILABLE | DATA NOT AVAILABLE | 28 | 28 | 29.4737 | 0.88632 | 0.842 | 2023-08-01 | DATA NOT AVAILABLE | N | DATA NOT AVAILABLE | DATA NOT AVAILABLE | DATA NOT AVAILABLE | DATA NOT AVAILABLE | DATA NOT AVAILABLE | 2023-09-07
DATA NOT AVAILABLE | DATA NOT AVAILABLE | ROADNIGHT TAYLOR LTD | CCM 72MW ENERGY STORAGE | DATA NOT AVAILABLE | TITCHFIELD LANE WICKHAM | FAREHAM | HAMPSHIRE | PO15 6DY | ENGLAND | 455138 | 109927 | BOTLEY WOOD GSP | BOTLEY WOOD | BOTLEY WOOD | 132 | SOUTHERN ELECTRIC POWER DISTRIBUTION PLC | STORED ENERGY (ALL STORED ENERGY IRRESPECTVE OF THE ORIGINAL ENERGY SOURCE) | STORAGE - ELECTROCHEMICAL (BATTERIES) | NO | DATA NOT AVAILABLE | DATA NOT AVAILABLE | 71.25 | DATA NOT AVAILABLE | DATA NOT AVAILABLE | DATA NOT AVAILABLE | DATA NOT AVAILABLE | DATA NOT AVAILABLE | DATA NOT AVAILABLE | DATA NOT AVAILABLE | DATA NOT AVAILABLE | DATA NOT AVAILABLE | DATA NOT AVAILABLE | DATA NOT AVAILABLE | DATA NOT AVAILABLE | DATA NOT AVAILABLE | ACCEPTED TO CONNECT | DATA NOT AVAILABLE | DATA NOT AVAILABLE | DATA NOT AVAILABLE | DATA NOT AVAILABLE | DATA NOT AVAILABLE | DATA NOT AVAILABLE | 71.25 | 71.25 | 75 | 78.9474 | 75 | 2022-10-10 | DATA NOT AVAILABLE | N | DATA NOT AVAILABLE | DATA NOT AVAILABLE | DATA NOT AVAILABLE | DATA NOT AVAILABLE | DATA NOT AVAILABLE | 2022-11-03
DATA NOT AVAILABLE | DATA NOT AVAILABLE | ESMART NETWORKS LIMITED | 30MW PV | HAREFIELD SOLAR | PARK LODGE FARM HAREFIELD | UXBRIDGE | BUCKINGHAMSHIRE | UB9 6JP | ENGLAND | 505396 | 188969 | IVER 132KV | DENHAM | DENHAM AVENUE | 6.6 | SOUTHERN ELECTRIC POWER DISTRIBUTION PLC | SOLAR | PHOTOVOLTAIC | NO | DATA NOT AVAILABLE | DATA NOT AVAILABLE | 30 | DATA NOT AVAILABLE | DATA NOT AVAILABLE | DATA NOT AVAILABLE | DATA NOT AVAILABLE | DATA NOT AVAILABLE | DATA NOT AVAILABLE | DATA NOT AVAILABLE | DATA NOT AVAILABLE | DATA NOT AVAILABLE | DATA NOT AVAILABLE | DATA NOT AVAILABLE | DATA NOT AVAILABLE | DATA NOT AVAILABLE | ACCEPTED TO CONNECT | DATA NOT AVAILABLE | DATA NOT AVAILABLE | DATA NOT AVAILABLE | DATA NOT AVAILABLE | DATA NOT AVAILABLE | DATA NOT AVAILABLE | 30 | 30 | 31.5789 | 0.21053 | 0.2 | 2022-10-24 | DATA NOT AVAILABLE | N | DATA NOT AVAILABLE | DATA NOT AVAILABLE | DATA NOT AVAILABLE | DATA NOT AVAILABLE | DATA NOT AVAILABLE | 2022-11-03
DATA NOT AVAILABLE | DATA NOT AVAILABLE | ENERGY 101 LTD | 48.6MW BATTERY | BEDHAMPTON BESS, BEDHAMPTON PORTSMOUTH WATER, WATERWORKS | MEYRICK ROAD | HAVANT | PORTSMOUTH | PO9 3HB | ENGLAND | 470541 | 106472 | LOVEDEAN GSP | HAVANT | MEYRICK ROAD | 11 | SOUTHERN ELECTRIC POWER DISTRIBUTION PLC | STORED ENERGY (ALL STORED ENERGY IRRESPECTVE OF THE ORIGINAL ENERGY SOURCE) | STORAGE - ELECTROCHEMICAL (BATTERIES) | NO | DATA NOT AVAILABLE | DATA NOT AVAILABLE | 57 | DATA NOT AVAILABLE | DATA NOT AVAILABLE | DATA NOT AVAILABLE | DATA NOT AVAILABLE | DATA NOT AVAILABLE | DATA NOT AVAILABLE | DATA NOT AVAILABLE | DATA NOT AVAILABLE | DATA NOT AVAILABLE | DATA NOT AVAILABLE | DATA NOT AVAILABLE | DATA NOT AVAILABLE | DATA NOT AVAILABLE | ACCEPTED TO CONNECT | DATA NOT AVAILABLE | DATA NOT AVAILABLE | DATA NOT AVAILABLE | DATA NOT AVAILABLE | DATA NOT AVAILABLE | DATA NOT AVAILABLE | 57 | 48.6 | 51.1579 | 53.7895 | 51.1 | 2022-09-23 | DATA NOT AVAILABLE | N | DATA NOT AVAILABLE | DATA NOT AVAILABLE | DATA NOT AVAILABLE | DATA NOT AVAILABLE | DATA NOT AVAILABLE | 2022-10-10
DATA NOT AVAILABLE | DATA NOT AVAILABLE | EMTEC ENERGY | 1.24MW PV | PERTH - PERTH & BURGHMUIR DSR | VIEWLANDS ROAD WEST | PERTH | PERTHSHIRE AND KINROSS | PH1 1JS | SCOTLAND | 309529 | 723597 | BURGHMUIR | DATA NOT APPLICABLE | BURGHMUIR | 11 | SCOTTISH HYDRO ELECTRIC POWER DISTRIBUTION PLC | SOLAR | PHOTOVOLTAIC | NO | DATA NOT AVAILABLE | DATA NOT AVAILABLE | 1.24 | DATA NOT AVAILABLE | DATA NOT AVAILABLE | DATA NOT AVAILABLE | DATA NOT AVAILABLE | DATA NOT AVAILABLE | DATA NOT AVAILABLE | DATA NOT AVAILABLE | DATA NOT AVAILABLE | DATA NOT AVAILABLE | DATA NOT AVAILABLE | DATA NOT AVAILABLE | DATA NOT AVAILABLE | DATA NOT AVAILABLE | ACCEPTED TO CONNECT | DATA NOT AVAILABLE | DATA NOT AVAILABLE | DATA NOT AVAILABLE | DATA NOT AVAILABLE | DATA NOT AVAILABLE | DATA NOT AVAILABLE | 1.24 | 1.24 | 1.3053 | 0.13789 | 0.131 | 2022-09-27 | DATA NOT AVAILABLE | N | DATA NOT AVAILABLE | DATA NOT AVAILABLE | DATA NOT AVAILABLE | DATA NOT AVAILABLE | DATA NOT AVAILABLE | 2022-10-10
DATA NOT AVAILABLE | DATA NOT AVAILABLE | ORKNEY SUSTAINABLE ENERGY LTD | 1.5MW WIND | WORK FARM, WORK FARM | ST OLA | ORKNEY | ORKNEY ISLANDS | KW15 1UF | SCOTLAND | 346748 | 1012434 | THURSO | DATA NOT APPLICABLE | SCORRADALE | 0.4 | SCOTTISH HYDRO ELECTRIC POWER DISTRIBUTION PLC | WIND | ONSHORE WIND TURBINES | NO | DATA NOT AVAILABLE | DATA NOT AVAILABLE | 1.5 | DATA NOT AVAILABLE | DATA NOT AVAILABLE | DATA NOT AVAILABLE | DATA NOT AVAILABLE | DATA NOT AVAILABLE | DATA NOT AVAILABLE | DATA NOT AVAILABLE | DATA NOT AVAILABLE | DATA NOT AVAILABLE | DATA NOT AVAILABLE | DATA NOT AVAILABLE | DATA NOT AVAILABLE | DATA NOT AVAILABLE | ACCEPTED TO CONNECT | DATA NOT AVAILABLE | DATA NOT AVAILABLE | DATA NOT AVAILABLE | DATA NOT AVAILABLE | DATA NOT AVAILABLE | DATA NOT AVAILABLE | 1.5 | 1.5 | 1.5789 | 0.14842 | 0.141 | 2022-12-28 | DATA NOT AVAILABLE | N | DATA NOT AVAILABLE | DATA NOT AVAILABLE | DATA NOT AVAILABLE | DATA NOT AVAILABLE | DATA NOT AVAILABLE | 2023-01-10
DATA NOT AVAILABLE | DATA NOT AVAILABLE | GREEN POWER CONSULTANTS LIMITED | AUTH | DATA NOT AVAILABLE | BISHOPMILL | ELGIN | MORAY | IV30 4LF | SCOTLAND | 321867 | 864470 | ELGIN | DATA NOT APPLICABLE | ELGIN GRID | 33 | SCOTTISH HYDRO ELECTRIC POWER DISTRIBUTION PLC | OTHER | OTHER | NO | DATA NOT AVAILABLE | DATA NOT AVAILABLE | 30 | DATA NOT AVAILABLE | DATA NOT AVAILABLE | DATA NOT AVAILABLE | DATA NOT AVAILABLE | DATA NOT AVAILABLE | DATA NOT AVAILABLE | DATA NOT AVAILABLE | DATA NOT AVAILABLE | DATA NOT AVAILABLE | DATA NOT AVAILABLE | DATA NOT AVAILABLE | DATA NOT AVAILABLE | DATA NOT AVAILABLE | ACCEPTED TO CONNECT | DATA NOT AVAILABLE | DATA NOT AVAILABLE | DATA NOT AVAILABLE | DATA NOT AVAILABLE | DATA NOT AVAILABLE | DATA NOT AVAILABLE | 30 | 30 | 31.5789 | 31.5789 | 30 | 2023-02-02 | DATA NOT AVAILABLE | N | DATA NOT AVAILABLE | DATA NOT AVAILABLE | DATA NOT AVAILABLE | DATA NOT AVAILABLE | DATA NOT AVAILABLE | 2023-03-08
DATA NOT AVAILABLE | DATA NOT AVAILABLE | SOLVESTREAM LTD | AUTH - 78.4MW ENERGY STORAGE | DATA NOT AVAILABLE | HOLLYBUSH LANE DENHAM | UXBRIDGE | BUCKINGHAMSHIRE | UB9 4HH | ENGLAND | 502220 | 186961 | IVER 132KV | IVER 132KV | DATA NOT AVAILABLE | 132 | SOUTHERN ELECTRIC POWER DISTRIBUTION PLC | STORED ENERGY (ALL STORED ENERGY IRRESPECTVE OF THE ORIGINAL ENERGY SOURCE) | STORAGE - ELECTROCHEMICAL (BATTERIES) | NO | DATA NOT AVAILABLE | DATA NOT AVAILABLE | 77.7 | DATA NOT AVAILABLE | DATA NOT AVAILABLE | DATA NOT AVAILABLE | DATA NOT AVAILABLE | DATA NOT AVAILABLE | DATA NOT AVAILABLE | DATA NOT AVAILABLE | DATA NOT AVAILABLE | DATA NOT AVAILABLE | DATA NOT AVAILABLE | DATA NOT AVAILABLE | DATA NOT AVAILABLE | DATA NOT AVAILABLE | ACCEPTED TO CONNECT | DATA NOT AVAILABLE | DATA NOT AVAILABLE | DATA NOT AVAILABLE | DATA NOT AVAILABLE | DATA NOT AVAILABLE | DATA NOT AVAILABLE | 77.7 | 77.7 | 81.7895 | 81.7895 | 77.7 | 2022-09-12 | DATA NOT AVAILABLE | N | DATA NOT AVAILABLE | DATA NOT AVAILABLE | DATA NOT AVAILABLE | DATA NOT AVAILABLE | DATA NOT AVAILABLE | 2022-10-10
DATA NOT AVAILABLE | DATA NOT AVAILABLE | GRIDSOURCE | 10MW PV/4.75MW BATTERY | LEIGHTON SOLAR FARM | LAND AT LEIGHTON | FROME | SOMERSET | BA11 4PP | ENGLAND | 371653 | 144056 | MELKSHAM GSP | NORRINGTON | DATA NOT AVAILABLE | HV | SOUTHERN ELECTRIC POWER DISTRIBUTION PLC | SOLAR | PHOTOVOLTAIC | NO | DATA NOT AVAILABLE | DATA NOT AVAILABLE | 14.75 | STORED ENERGY (ALL STORED ENERGY IRRESPECTVE OF THE ORIGINAL ENERGY SOURCE) | STORAGE - ELECTROCHEMICAL (BATTERIES) | DATA NOT AVAILABLE | DATA NOT AVAILABLE | DATA NOT AVAILABLE | 5 | DATA NOT AVAILABLE | DATA NOT AVAILABLE | DATA NOT AVAILABLE | DATA NOT AVAILABLE | DATA NOT AVAILABLE | DATA NOT AVAILABLE | DATA NOT AVAILABLE | ACCEPTED TO CONNECT | DATA NOT AVAILABLE | DATA NOT AVAILABLE | DATA NOT AVAILABLE | DATA NOT AVAILABLE | DATA NOT AVAILABLE | DATA NOT AVAILABLE | 14.75 | 10 | 10.5263 | 5 | 4.75 | 2022-08-12 | DATA NOT AVAILABLE | N | DATA NOT AVAILABLE | DATA NOT AVAILABLE | DATA NOT AVAILABLE | DATA NOT AVAILABLE | DATA NOT AVAILABLE | 2022-09-07
DATA NOT AVAILABLE | DATA NOT AVAILABLE | ECONERGY INTERNATIONAL LTD | 49.9MW BESS/PV | FULBROOK FARM | HOGSHAW OUT OF AREA HOGSHAW | AYLESBURY | BACKINGHAMSHIRE | MK18 3JY | ENGLAND | 474882 | 222679 | EAST CLAYDON GSP | DATA NOT AVAILABLE | DATA NOT AVAILABLE | 132 | SOUTHERN ELECTRIC POWER DISTRIBUTION PLC | SOLAR | PHOTOVOLTAIC | NO | DATA NOT AVAILABLE | DATA NOT AVAILABLE | 101.345 | STORED ENERGY (ALL STORED ENERGY IRRESPECTVE OF THE ORIGINAL ENERGY SOURCE) | STORAGE - ELECTROCHEMICAL (BATTERIES) | DATA NOT AVAILABLE | DATA NOT AVAILABLE | DATA NOT AVAILABLE | 57.0642 | DATA NOT AVAILABLE | DATA NOT AVAILABLE | DATA NOT AVAILABLE | DATA NOT AVAILABLE | DATA NOT AVAILABLE | DATA NOT AVAILABLE | DATA NOT AVAILABLE | ACCEPTED TO CONNECT | DATA NOT AVAILABLE | DATA NOT AVAILABLE | DATA NOT AVAILABLE | DATA NOT AVAILABLE | DATA NOT AVAILABLE | DATA NOT AVAILABLE | 101.345 | 49.9 | 52.5263 | 57.0642 | 54.211 | 2022-09-29 | DATA NOT AVAILABLE | N | DATA NOT AVAILABLE | DATA NOT AVAILABLE | DATA NOT AVAILABLE | DATA NOT AVAILABLE | DATA NOT AVAILABLE | 2023-02-02
DATA NOT AVAILABLE | DATA NOT AVAILABLE | UB GRID CONSULTANCY LTD | 80MW ENERGY STORAGE | DATA NOT AVAILABLE | OLD PARK LANE HOG HATCH | FARNHAM | HAMPSHIRE | GU9 0AN | ENGLAND | 483178 | 147950 | BRAMLEY (FLEE) | ALDERSHOT | ALDERSHOT | 11 | SOUTHERN ELECTRIC POWER DISTRIBUTION PLC | STORED ENERGY (ALL STORED ENERGY IRRESPECTVE OF THE ORIGINAL ENERGY SOURCE) | STORAGE - ELECTROCHEMICAL (BATTERIES) | NO | DATA NOT AVAILABLE | DATA NOT AVAILABLE | 80 | DATA NOT AVAILABLE | DATA NOT AVAILABLE | DATA NOT AVAILABLE | DATA NOT AVAILABLE | DATA NOT AVAILABLE | DATA NOT AVAILABLE | DATA NOT AVAILABLE | DATA NOT AVAILABLE | DATA NOT AVAILABLE | DATA NOT AVAILABLE | DATA NOT AVAILABLE | DATA NOT AVAILABLE | DATA NOT AVAILABLE | ACCEPTED TO CONNECT | DATA NOT AVAILABLE | DATA NOT AVAILABLE | DATA NOT AVAILABLE | DATA NOT AVAILABLE | DATA NOT AVAILABLE | DATA NOT AVAILABLE | 80 | 80 | 84.2105 | 88.6432 | 84.211 | 2023-02-09 | DATA NOT AVAILABLE | N | DATA NOT AVAILABLE | DATA NOT AVAILABLE | DATA NOT AVAILABLE | DATA NOT AVAILABLE | DATA NOT AVAILABLE | 2023-03-08
DATA NOT AVAILABLE | DATA NOT AVAILABLE | SSEN | DRYNOCH RAAS 3MW BATTERY | DRYNOCH RAAS FACILITY | DRYNOCH PRIMARY | ISLE OF SKYE | HIGHLAND | IV47 8SU | SCOTLAND | 140526 | 831212 | DUNVEGAN GRID | DATA NOT APPLICABLE | DRYNOCH | 11 | SCOTTISH HYDRO ELECTRIC POWER DISTRIBUTION PLC | STORED ENERGY (ALL STORED ENERGY IRRESPECTVE OF THE ORIGINAL ENERGY SOURCE) | STORAGE - ELECTROCHEMICAL (BATTERIES) | NO | DATA NOT AVAILABLE | DATA NOT AVAILABLE | 3 | DATA NOT AVAILABLE | DATA NOT AVAILABLE | DATA NOT AVAILABLE | DATA NOT AVAILABLE | DATA NOT AVAILABLE | DATA NOT AVAILABLE | DATA NOT AVAILABLE | DATA NOT AVAILABLE | DATA NOT AVAILABLE | DATA NOT AVAILABLE | DATA NOT AVAILABLE | DATA NOT AVAILABLE | DATA NOT AVAILABLE | ACCEPTED TO CONNECT | DATA NOT AVAILABLE | DATA NOT AVAILABLE | DATA NOT AVAILABLE | DATA NOT AVAILABLE | DATA NOT AVAILABLE | DATA NOT AVAILABLE | 3 | 0 | 0 | 1.0316 | 0.98 | 2023-03-20 | DATA NOT AVAILABLE | N | DATA NOT AVAILABLE | DATA NOT AVAILABLE | DATA NOT AVAILABLE | DATA NOT AVAILABLE | DATA NOT AVAILABLE | 2023-04-06
DATA NOT AVAILABLE | DATA NOT AVAILABLE | CERTUS UTILITY CONSULTING | 40MW - PV | AVON TYRRELL SOLAR FARM | THATCHERS LANE BRANSGORE | CHRISTCHURCH | DORSET | BH23 8ES | ENGLAND | 416200 | 98788 | MANNINGTON GSP | CHRISTCHURCH | CHRISTCHURCH | 11 | SOUTHERN ELECTRIC POWER DISTRIBUTION PLC | ADVANCED FUEL GASIFICATION OR PYROLYSIS | GAS TURBINE (OCGT) | NO | DATA NOT AVAILABLE | DATA NOT AVAILABLE | 40 | DATA NOT AVAILABLE | DATA NOT AVAILABLE | DATA NOT AVAILABLE | DATA NOT AVAILABLE | DATA NOT AVAILABLE | DATA NOT AVAILABLE | DATA NOT AVAILABLE | DATA NOT AVAILABLE | DATA NOT AVAILABLE | DATA NOT AVAILABLE | DATA NOT AVAILABLE | DATA NOT AVAILABLE | DATA NOT AVAILABLE | ACCEPTED TO CONNECT | DATA NOT AVAILABLE | DATA NOT AVAILABLE | DATA NOT AVAILABLE | DATA NOT AVAILABLE | DATA NOT AVAILABLE | DATA NOT AVAILABLE | 40 | 40 | 42.1053 | 0.52632 | 0.5 | 2023-06-12 | DATA NOT AVAILABLE | N | DATA NOT AVAILABLE | DATA NOT AVAILABLE | DATA NOT AVAILABLE | DATA NOT AVAILABLE | DATA NOT AVAILABLE | 2023-07-06
DATA NOT AVAILABLE | DATA NOT AVAILABLE | CERTUS UTILITY CONSULTING LTD | 49.5 MW PV & BATTERY | KINNON PARK | TIBBERMORE | PERTH | PERTHSHIRE AND KINROSS | PH1 1QJ | SCOTLAND | 305123 | 723706 | BURGHMUIR | DATA NOT APPLICABLE | BURGHMUIR GRID | 33 | SCOTTISH HYDRO ELECTRIC POWER DISTRIBUTION PLC | SOLAR | PHOTOVOLTAIC | NO | DATA NOT AVAILABLE | DATA NOT AVAILABLE | 56.925 | DATA NOT AVAILABLE | DATA NOT AVAILABLE | DATA NOT AVAILABLE | DATA NOT AVAILABLE | DATA NOT AVAILABLE | DATA NOT AVAILABLE | DATA NOT AVAILABLE | DATA NOT AVAILABLE | DATA NOT AVAILABLE | DATA NOT AVAILABLE | DATA NOT AVAILABLE | DATA NOT AVAILABLE | DATA NOT AVAILABLE | ACCEPTED TO CONNECT | DATA NOT AVAILABLE | DATA NOT AVAILABLE | DATA NOT AVAILABLE | DATA NOT AVAILABLE | DATA NOT AVAILABLE | DATA NOT AVAILABLE | 56.925 | 49.5 | 52.1053 | 54.8474 | 52.105 | 2022-09-28 | DATA NOT AVAILABLE | N | DATA NOT AVAILABLE | DATA NOT AVAILABLE | DATA NOT AVAILABLE | DATA NOT AVAILABLE | DATA NOT AVAILABLE | 2022-10-10
DATA NOT AVAILABLE | DATA NOT AVAILABLE | RE PROJECTS DEVELOPMENT LIMITED | AUTH | PERSLEY CROFT | THE PARKWAY | ABERDEEN | ABERDEENSHIRE | AB22 8AN | SCOTLAND | 391215 | 810126 | PERSLEY | DATA NOT APPLICABLE | PERSLEY GRID | 33 | SCOTTISH HYDRO ELECTRIC POWER DISTRIBUTION PLC | OTHER | OTHER | NO | DATA NOT AVAILABLE | DATA NOT AVAILABLE | 50.4 | DATA NOT AVAILABLE | DATA NOT AVAILABLE | DATA NOT AVAILABLE | DATA NOT AVAILABLE | DATA NOT AVAILABLE | DATA NOT AVAILABLE | DATA NOT AVAILABLE | DATA NOT AVAILABLE | DATA NOT AVAILABLE | DATA NOT AVAILABLE | DATA NOT AVAILABLE | DATA NOT AVAILABLE | DATA NOT AVAILABLE | ACCEPTED TO CONNECT | DATA NOT AVAILABLE | DATA NOT AVAILABLE | DATA NOT AVAILABLE | DATA NOT AVAILABLE | DATA NOT AVAILABLE | DATA NOT AVAILABLE | 50.4 | 50 | 52.6316 | 47.4611 | 45.088 | 2022-09-13 | DATA NOT AVAILABLE | N | DATA NOT AVAILABLE | DATA NOT AVAILABLE | DATA NOT AVAILABLE | DATA NOT AVAILABLE | DATA NOT AVAILABLE | 2022-10-10
DATA NOT AVAILABLE | DATA NOT AVAILABLE | MUIRDEN ENERGY LLP | 40MW WIND | MEALL BUIDHE | CROICK ESTATE | ARDGAY | HIGHLAND | IV24 3BS | SCOTLAND | 243902 | 889729 | SHIN | DATA NOT APPLICABLE | SHIN GRID | 33 | SCOTTISH HYDRO ELECTRIC POWER DISTRIBUTION PLC | WIND | ONSHORE WIND TURBINES | NO | DATA NOT AVAILABLE | DATA NOT AVAILABLE | 40 | DATA NOT AVAILABLE | DATA NOT AVAILABLE | DATA NOT AVAILABLE | DATA NOT AVAILABLE | DATA NOT AVAILABLE | DATA NOT AVAILABLE | DATA NOT AVAILABLE | DATA NOT AVAILABLE | DATA NOT AVAILABLE | DATA NOT AVAILABLE | DATA NOT AVAILABLE | DATA NOT AVAILABLE | DATA NOT AVAILABLE | ACCEPTED TO CONNECT | DATA NOT AVAILABLE | DATA NOT AVAILABLE | DATA NOT AVAILABLE | DATA NOT AVAILABLE | DATA NOT AVAILABLE | DATA NOT AVAILABLE | 40 | 40 | 42.1053 | 0.42105 | 0.4 | 2023-02-28 | DATA NOT AVAILABLE | N | DATA NOT AVAILABLE | DATA NOT AVAILABLE | DATA NOT AVAILABLE | DATA NOT AVAILABLE | DATA NOT AVAILABLE | 2023-04-06
DATA NOT AVAILABLE | DATA NOT AVAILABLE | ROADNIGHT TAYLOR LTD | SOLAR PV AND BATTERY 18MW EXPORT 6MW IMPORT | LAINS FARM | QUARLEY | ANDOVER | HAMPSHIRE | SP11 8PX | ENGLAND | 427206 | 144369 | MELKSHAM GSP | ANDOVER | THRUXTON | 11 | SOUTHERN ELECTRIC POWER DISTRIBUTION PLC | SOLAR | PHOTOVOLTAIC | NO | DATA NOT AVAILABLE | DATA NOT AVAILABLE | 6.6 | DATA NOT AVAILABLE | DATA NOT AVAILABLE | DATA NOT AVAILABLE | DATA NOT AVAILABLE | DATA NOT AVAILABLE | DATA NOT AVAILABLE | DATA NOT AVAILABLE | DATA NOT AVAILABLE | DATA NOT AVAILABLE | DATA NOT AVAILABLE | DATA NOT AVAILABLE | DATA NOT AVAILABLE | DATA NOT AVAILABLE | ACCEPTED TO CONNECT | DATA NOT AVAILABLE | DATA NOT AVAILABLE | DATA NOT AVAILABLE | DATA NOT AVAILABLE | DATA NOT AVAILABLE | DATA NOT AVAILABLE | 6.6 | 18 | 18.9474 | 7.3126 | 6.947 | 2022-12-13 | DATA NOT AVAILABLE | N | DATA NOT AVAILABLE | DATA NOT AVAILABLE | DATA NOT AVAILABLE | DATA NOT AVAILABLE | DATA NOT AVAILABLE | 2023-01-10
DATA NOT AVAILABLE | DATA NOT AVAILABLE | BSR APPLICATIONS LIMITED | BATTERY (ADD CAP) | FROG LANE STORAGE | LAND AT FROG LANE LITTLE LONDON TADLEY | BASINGSTOKE | HAMPSHIRE | RG26 5EW | ENGLAND | 462323 | 160205 | BRAMLEY (BASI) | DATA NOT AVAILABLE | DATA NOT AVAILABLE | 132 | SOUTHERN ELECTRIC POWER DISTRIBUTION PLC | STORED ENERGY (ALL STORED ENERGY IRRESPECTVE OF THE ORIGINAL ENERGY SOURCE) | STORAGE - ELECTROCHEMICAL (BATTERIES) | NO | DATA NOT AVAILABLE | DATA NOT AVAILABLE | 29.9 | DATA NOT AVAILABLE | DATA NOT AVAILABLE | DATA NOT AVAILABLE | DATA NOT AVAILABLE | DATA NOT AVAILABLE | DATA NOT AVAILABLE | DATA NOT AVAILABLE | DATA NOT AVAILABLE | DATA NOT AVAILABLE | DATA NOT AVAILABLE | DATA NOT AVAILABLE | DATA NOT AVAILABLE | DATA NOT AVAILABLE | ACCEPTED TO CONNECT | DATA NOT AVAILABLE | DATA NOT AVAILABLE | DATA NOT AVAILABLE | DATA NOT AVAILABLE | DATA NOT AVAILABLE | DATA NOT AVAILABLE | 29.9 | 29.9 | 31.4737 | 27.4737 | 26.1 | 2022-11-03 | DATA NOT AVAILABLE | N | DATA NOT AVAILABLE | DATA NOT AVAILABLE | DATA NOT AVAILABLE | DATA NOT AVAILABLE | DATA NOT AVAILABLE | 2022-12-06
DATA NOT AVAILABLE | DATA NOT AVAILABLE | NEVEN POINT WIND LTD | AUTH | GREENTOFT FARM | EDAY | ORKNEY | ORKNEY ISLANDS | KW17 2AA | SCOTLAND | 356219 | 1030832 | DATA NOT AVAILABLE | DATA NOT APPLICABLE | DATA NOT AVAILABLE | EHV | SCOTTISH HYDRO ELECTRIC POWER DISTRIBUTION PLC | WIND | ONSHORE WIND TURBINES | NO | DATA NOT AVAILABLE | DATA NOT AVAILABLE | 30 | DATA NOT AVAILABLE | DATA NOT AVAILABLE | DATA NOT AVAILABLE | DATA NOT AVAILABLE | DATA NOT AVAILABLE | DATA NOT AVAILABLE | DATA NOT AVAILABLE | DATA NOT AVAILABLE | DATA NOT AVAILABLE | DATA NOT AVAILABLE | DATA NOT AVAILABLE | DATA NOT AVAILABLE | DATA NOT AVAILABLE | ACCEPTED TO CONNECT | DATA NOT AVAILABLE | DATA NOT AVAILABLE | DATA NOT AVAILABLE | DATA NOT AVAILABLE | DATA NOT AVAILABLE | DATA NOT AVAILABLE | 30 | 30 | 31.5789 | 0.18947 | 0.18 | 2022-08-17 | DATA NOT AVAILABLE | N | DATA NOT AVAILABLE | DATA NOT AVAILABLE | DATA NOT AVAILABLE | DATA NOT AVAILABLE | DATA NOT AVAILABLE | 2022-09-07
DATA NOT AVAILABLE | DATA NOT AVAILABLE | TNEI SERVICES LTD | AUTH | ORKNEY COMMUNITY WIND FARM - FARAY | FARAY | ORKNEY | ORKNEY ISLANDS | KW17 2DH | SCOTLAND | 343795 | 1048717 | DATA NOT AVAILABLE | DATA NOT APPLICABLE | DATA NOT AVAILABLE | EHV | SCOTTISH HYDRO ELECTRIC POWER DISTRIBUTION PLC | WIND | ONSHORE WIND TURBINES | NO | DATA NOT AVAILABLE | DATA NOT AVAILABLE | 30 | DATA NOT AVAILABLE | DATA NOT AVAILABLE | DATA NOT AVAILABLE | DATA NOT AVAILABLE | DATA NOT AVAILABLE | DATA NOT AVAILABLE | DATA NOT AVAILABLE | DATA NOT AVAILABLE | DATA NOT AVAILABLE | DATA NOT AVAILABLE | DATA NOT AVAILABLE | DATA NOT AVAILABLE | DATA NOT AVAILABLE | ACCEPTED TO CONNECT | DATA NOT AVAILABLE | DATA NOT AVAILABLE | DATA NOT AVAILABLE | DATA NOT AVAILABLE | DATA NOT AVAILABLE | DATA NOT AVAILABLE | 30 | 30 | 31.5789 | 0.16842 | 0.16 | 2022-10-05 | DATA NOT AVAILABLE | N | DATA NOT AVAILABLE | DATA NOT AVAILABLE | DATA NOT AVAILABLE | DATA NOT AVAILABLE | DATA NOT AVAILABLE | 2022-11-03
DATA NOT AVAILABLE | DATA NOT AVAILABLE | TNEI SERVICES LTD | TARBUCKLE HILL WIND FARM | TARBUCKLE HILL WIND FARM | LAND AT | HUNTLY | ABERDEENSHIRE | AB54 4UX | SCOTLAND | 348220 | 839955 | CAIRNFORD | DATA NOT APPLICABLE | CAIRNFORD | 33 | SCOTTISH HYDRO ELECTRIC POWER DISTRIBUTION PLC | WIND | ONSHORE WIND TURBINES | NO | DATA NOT AVAILABLE | DATA NOT AVAILABLE | 39.6 | DATA NOT AVAILABLE | DATA NOT AVAILABLE | DATA NOT AVAILABLE | DATA NOT AVAILABLE | DATA NOT AVAILABLE | DATA NOT AVAILABLE | DATA NOT AVAILABLE | DATA NOT AVAILABLE | DATA NOT AVAILABLE | DATA NOT AVAILABLE | DATA NOT AVAILABLE | DATA NOT AVAILABLE | DATA NOT AVAILABLE | ACCEPTED TO CONNECT | DATA NOT AVAILABLE | DATA NOT AVAILABLE | DATA NOT AVAILABLE | DATA NOT AVAILABLE | DATA NOT AVAILABLE | DATA NOT AVAILABLE | 39.6 | 39.6 | 41.6842 | 0.26316 | 0.25 | 2022-10-25 | DATA NOT AVAILABLE | N | DATA NOT AVAILABLE | DATA NOT AVAILABLE | DATA NOT AVAILABLE | DATA NOT AVAILABLE | DATA NOT AVAILABLE | 2022-11-03
DATA NOT AVAILABLE | DATA NOT AVAILABLE | CERTUS UTILITY CONSULTING LTD | 4.4MW PV (ADD CAP, EXISTING 6.6MW) | WESTHAMPNETT | STANE STREET | CHICHESTER | WEST SUSSEX | PO18 0NX | ENGLAND | 488290 | 106118 | LOVEDEAN GSP | CHICHESTER | WESTHAMPNETT PV | 33 | SOUTHERN ELECTRIC POWER DISTRIBUTION PLC | SOLAR | PHOTOVOLTAIC | NO | DATA NOT AVAILABLE | DATA NOT AVAILABLE | 4.4 | DATA NOT AVAILABLE | DATA NOT AVAILABLE | DATA NOT AVAILABLE | DATA NOT AVAILABLE | DATA NOT AVAILABLE | DATA NOT AVAILABLE | DATA NOT AVAILABLE | DATA NOT AVAILABLE | DATA NOT AVAILABLE | DATA NOT AVAILABLE | DATA NOT AVAILABLE | DATA NOT AVAILABLE | DATA NOT AVAILABLE | ACCEPTED TO CONNECT | DATA NOT AVAILABLE | DATA NOT AVAILABLE | DATA NOT AVAILABLE | DATA NOT AVAILABLE | DATA NOT AVAILABLE | DATA NOT AVAILABLE | 4.4 | 4.4 | 4.6316 | 0 | 0 | 2022-11-18 | DATA NOT AVAILABLE | N | DATA NOT AVAILABLE | DATA NOT AVAILABLE | DATA NOT AVAILABLE | DATA NOT AVAILABLE | DATA NOT AVAILABLE | 2023-01-10
DATA NOT AVAILABLE | DATA NOT AVAILABLE | VASANAT INTERNATIONAL LIMITED | 39.9MW EXPORT BESS | LOCARNO WORKS | BROWN STREET | DUNDEE | CITY OF DUNDEE | DD1 5EE | SCOTLAND | 339770 | 730433 | DUDHOPE | DATA NOT APPLICABLE | DUDHOPE GRID | 33 | SCOTTISH HYDRO ELECTRIC POWER DISTRIBUTION PLC | STORED ENERGY (ALL STORED ENERGY IRRESPECTVE OF THE ORIGINAL ENERGY SOURCE) | STORAGE - ELECTROCHEMICAL (BATTERIES) | NO | DATA NOT AVAILABLE | DATA NOT AVAILABLE | 43.56 | DATA NOT AVAILABLE | DATA NOT AVAILABLE | DATA NOT AVAILABLE | DATA NOT AVAILABLE | DATA NOT AVAILABLE | DATA NOT AVAILABLE | DATA NOT AVAILABLE | DATA NOT AVAILABLE | DATA NOT AVAILABLE | DATA NOT AVAILABLE | DATA NOT AVAILABLE | DATA NOT AVAILABLE | DATA NOT AVAILABLE | ACCEPTED TO CONNECT | DATA NOT AVAILABLE | DATA NOT AVAILABLE | DATA NOT AVAILABLE | DATA NOT AVAILABLE | DATA NOT AVAILABLE | DATA NOT AVAILABLE | 43.56 | 39.9 | 42 | 44.2105 | 42 | 2022-10-04 | DATA NOT AVAILABLE | N | DATA NOT AVAILABLE | DATA NOT AVAILABLE | DATA NOT AVAILABLE | DATA NOT AVAILABLE | DATA NOT AVAILABLE | 2022-10-10
DATA NOT AVAILABLE | DATA NOT AVAILABLE | ADTEK LTD | ACHANALT BATTERY ENERGY STORAGE SYSTEM | ACHANALT | ACHANALT | GARVE | HIGHLAND | IV23 2QD | SCOTLAND | 224521 | 861552 | GRUDIE BRIDGE | DATA NOT APPLICABLE | GRUDIE BRIDGE | 33 | SCOTTISH HYDRO ELECTRIC POWER DISTRIBUTION PLC | STORED ENERGY (ALL STORED ENERGY IRRESPECTVE OF THE ORIGINAL ENERGY SOURCE) | STORAGE - ELECTROCHEMICAL (BATTERIES) | NO | DATA NOT AVAILABLE | DATA NOT AVAILABLE | 49.9 | DATA NOT AVAILABLE | DATA NOT AVAILABLE | DATA NOT AVAILABLE | DATA NOT AVAILABLE | DATA NOT AVAILABLE | DATA NOT AVAILABLE | DATA NOT AVAILABLE | DATA NOT AVAILABLE | DATA NOT AVAILABLE | DATA NOT AVAILABLE | DATA NOT AVAILABLE | DATA NOT AVAILABLE | DATA NOT AVAILABLE | ACCEPTED TO CONNECT | DATA NOT AVAILABLE | DATA NOT AVAILABLE | DATA NOT AVAILABLE | DATA NOT AVAILABLE | DATA NOT AVAILABLE | DATA NOT AVAILABLE | 49.9 | 49.9 | 52.5263 | 52.5263 | 49.9 | 2023-07-04 | DATA NOT AVAILABLE | N | DATA NOT AVAILABLE | DATA NOT AVAILABLE | DATA NOT AVAILABLE | DATA NOT AVAILABLE | DATA NOT AVAILABLE | 2023-09-07
DATA NOT AVAILABLE | DATA NOT AVAILABLE | INTELLIGENT ALTERNATIVES LIMITED | 100MW BESS | TURKS FARM | PINK LANE CHARLTON | MALMESBURY | WILTSHIRE | SN16 9DS | ENGLAND | 398892 | 187592 | MINETY GSP | DATA NOT AVAILABLE | DATA NOT AVAILABLE | 132 | SOUTHERN ELECTRIC POWER DISTRIBUTION PLC | STORED ENERGY (ALL STORED ENERGY IRRESPECTVE OF THE ORIGINAL ENERGY SOURCE) | STORAGE - ELECTROCHEMICAL (BATTERIES) | NO | DATA NOT AVAILABLE | DATA NOT AVAILABLE | 100 | DATA NOT AVAILABLE | DATA NOT AVAILABLE | DATA NOT AVAILABLE | DATA NOT AVAILABLE | DATA NOT AVAILABLE | DATA NOT AVAILABLE | DATA NOT AVAILABLE | DATA NOT AVAILABLE | DATA NOT AVAILABLE | DATA NOT AVAILABLE | DATA NOT AVAILABLE | DATA NOT AVAILABLE | DATA NOT AVAILABLE | ACCEPTED TO CONNECT | DATA NOT AVAILABLE | DATA NOT AVAILABLE | DATA NOT AVAILABLE | DATA NOT AVAILABLE | DATA NOT AVAILABLE | DATA NOT AVAILABLE | 100 | 100 | 105.2632 | 110.8042 | 105.264 | 2022-11-08 | DATA NOT AVAILABLE | N | DATA NOT AVAILABLE | DATA NOT AVAILABLE | DATA NOT AVAILABLE | DATA NOT AVAILABLE | DATA NOT AVAILABLE | 2022-12-06
DATA NOT AVAILABLE | DATA NOT AVAILABLE | TNEI SERVICES | 49.99MW BESS | LOVAT ESTATE BESS | BREEDON BEAULY QUARRY | BEAULY | HIGHLAND | IV4 7BG | SCOTLAND | 251218 | 844956 | BEAULY | DATA NOT APPLICABLE | BEAULY GRID | 33 | SCOTTISH HYDRO ELECTRIC POWER DISTRIBUTION PLC | STORED ENERGY (ALL STORED ENERGY IRRESPECTVE OF THE ORIGINAL ENERGY SOURCE) | STORAGE - ELECTROCHEMICAL (BATTERIES) | NO | DATA NOT AVAILABLE | DATA NOT AVAILABLE | 50 | DATA NOT AVAILABLE | DATA NOT AVAILABLE | DATA NOT AVAILABLE | DATA NOT AVAILABLE | DATA NOT AVAILABLE | DATA NOT AVAILABLE | DATA NOT AVAILABLE | DATA NOT AVAILABLE | DATA NOT AVAILABLE | DATA NOT AVAILABLE | DATA NOT AVAILABLE | DATA NOT AVAILABLE | DATA NOT AVAILABLE | ACCEPTED TO CONNECT | DATA NOT AVAILABLE | DATA NOT AVAILABLE | DATA NOT AVAILABLE | DATA NOT AVAILABLE | DATA NOT AVAILABLE | DATA NOT AVAILABLE | 50 | 49.99 | 52.6211 | 52.6211 | 49.99 | 2022-11-03 | DATA NOT AVAILABLE | N | DATA NOT AVAILABLE | DATA NOT AVAILABLE | DATA NOT AVAILABLE | DATA NOT AVAILABLE | DATA NOT AVAILABLE | 2022-12-06
DATA NOT AVAILABLE | DATA NOT AVAILABLE | ETHICAL POWER | FRODO & BILBO FARM SOLAR/BESS | BILBO FARM | CRIMOND | FRASERBURGH | ABERDEENSHIRE | AB43 8QR | SCOTLAND | 406960 | 856722 | STRICHEN | DATA NOT APPLICABLE | STRICHEN GRID | 33 | SCOTTISH HYDRO ELECTRIC POWER DISTRIBUTION PLC | SOLAR | PHOTOVOLTAIC | NO | DATA NOT AVAILABLE | DATA NOT AVAILABLE | 74.6 | STORED ENERGY (ALL STORED ENERGY IRRESPECTVE OF THE ORIGINAL ENERGY SOURCE) | STORAGE - ELECTROCHEMICAL (BATTERIES) | DATA NOT AVAILABLE | DATA NOT AVAILABLE | DATA NOT AVAILABLE | 56.1053 | DATA NOT AVAILABLE | DATA NOT AVAILABLE | DATA NOT AVAILABLE | DATA NOT AVAILABLE | DATA NOT AVAILABLE | DATA NOT AVAILABLE | DATA NOT AVAILABLE | ACCEPTED TO CONNECT | DATA NOT AVAILABLE | DATA NOT AVAILABLE | DATA NOT AVAILABLE | DATA NOT AVAILABLE | DATA NOT AVAILABLE | DATA NOT AVAILABLE | 74.6 | 67.1 | 70.6316 | 56.1053 | 53.3 | 2022-11-04 | DATA NOT AVAILABLE | N | DATA NOT AVAILABLE | DATA NOT AVAILABLE | DATA NOT AVAILABLE | DATA NOT AVAILABLE | DATA NOT AVAILABLE | 2022-12-06
DATA NOT AVAILABLE | DATA NOT AVAILABLE | BELLTOWN POWER UK WIND LIMITED 17 | 49.9MW PV & BATTERY | MOUNT PLEASANT SOLAR ENERGY HUB | LAND AT PLEASANT FARM WANBOROUGH | SWINDON | WILTSHIRE | SN4 0AU | ENGLAND | 421512 | 185120 | MINETY GSP | STRATTON | DATA NOT AVAILABLE | EHV | SOUTHERN ELECTRIC POWER DISTRIBUTION PLC | SOLAR | PHOTOVOLTAIC | NO | DATA NOT AVAILABLE | DATA NOT AVAILABLE | 49.9 | DATA NOT AVAILABLE | DATA NOT AVAILABLE | DATA NOT AVAILABLE | DATA NOT AVAILABLE | DATA NOT AVAILABLE | DATA NOT AVAILABLE | DATA NOT AVAILABLE | DATA NOT AVAILABLE | DATA NOT AVAILABLE | DATA NOT AVAILABLE | DATA NOT AVAILABLE | DATA NOT AVAILABLE | DATA NOT AVAILABLE | ACCEPTED TO CONNECT | DATA NOT AVAILABLE | DATA NOT AVAILABLE | DATA NOT AVAILABLE | DATA NOT AVAILABLE | DATA NOT AVAILABLE | DATA NOT AVAILABLE | 49.9 | 35 | 36.8421 | 33.2411 | 31.579 | 2023-05-12 | DATA NOT AVAILABLE | N | DATA NOT AVAILABLE | DATA NOT AVAILABLE | DATA NOT AVAILABLE | DATA NOT AVAILABLE | DATA NOT AVAILABLE | 2023-06-12
DATA NOT AVAILABLE | DATA NOT AVAILABLE | JBM SOLAR PROJECTS (UK) LTD | 49.9MW PV & BATTERY | EWEN | WHITEHILL LANE ROYAL WOOTTON BASSETT | SWINDON | WILTSHIRE | SN15 5BG | ENGLAND | 404242 | 183152 | MINETY GSP | DATA NOT APPLICABLE | GALILEO | 11 | SOUTHERN ELECTRIC POWER DISTRIBUTION PLC | SOLAR | PHOTOVOLTAIC | NO | DATA NOT AVAILABLE | DATA NOT AVAILABLE | 49.9 | STORED ENERGY (ALL STORED ENERGY IRRESPECTVE OF THE ORIGINAL ENERGY SOURCE) | STORAGE - ELECTROCHEMICAL (BATTERIES) | DATA NOT AVAILABLE | DATA NOT AVAILABLE | DATA NOT AVAILABLE | 55.2905 | DATA NOT AVAILABLE | DATA NOT AVAILABLE | DATA NOT AVAILABLE | DATA NOT AVAILABLE | DATA NOT AVAILABLE | DATA NOT AVAILABLE | DATA NOT AVAILABLE | ACCEPTED TO CONNECT | DATA NOT AVAILABLE | DATA NOT AVAILABLE | DATA NOT AVAILABLE | DATA NOT AVAILABLE | DATA NOT AVAILABLE | DATA NOT AVAILABLE | 49.9 | 49.9 | 52.5263 | 55.2905 | 52.526 | 2022-09-30 | DATA NOT AVAILABLE | N | DATA NOT AVAILABLE | DATA NOT AVAILABLE | DATA NOT AVAILABLE | DATA NOT AVAILABLE | DATA NOT AVAILABLE | 2022-11-03
DATA NOT AVAILABLE | DATA NOT AVAILABLE | TRINA SOLAR UK HOLDCO LTD | 30MW BATTERY | FROME POWER | GLEBE LAND ON RODDEN ROAD | FROME | SOMERSET | BA11 5JS | ENGLAND | 378920 | 147960 | MELKSHAM GSP | NORRINGTON | DATA NOT AVAILABLE | LV | SOUTHERN ELECTRIC POWER DISTRIBUTION PLC | STORED ENERGY (ALL STORED ENERGY IRRESPECTVE OF THE ORIGINAL ENERGY SOURCE) | STORAGE - ELECTROCHEMICAL (BATTERIES) | NO | DATA NOT AVAILABLE | DATA NOT AVAILABLE | 30 | DATA NOT AVAILABLE | DATA NOT AVAILABLE | DATA NOT AVAILABLE | DATA NOT AVAILABLE | DATA NOT AVAILABLE | DATA NOT AVAILABLE | DATA NOT AVAILABLE | DATA NOT AVAILABLE | DATA NOT AVAILABLE | DATA NOT AVAILABLE | DATA NOT AVAILABLE | DATA NOT AVAILABLE | DATA NOT AVAILABLE | ACCEPTED TO CONNECT | DATA NOT AVAILABLE | DATA NOT AVAILABLE | DATA NOT AVAILABLE | DATA NOT AVAILABLE | DATA NOT AVAILABLE | DATA NOT AVAILABLE | 30 | 30 | 31.5789 | 36.9684 | 35.12 | 2022-11-01 | DATA NOT AVAILABLE | N | DATA NOT AVAILABLE | DATA NOT AVAILABLE | DATA NOT AVAILABLE | DATA NOT AVAILABLE | DATA NOT AVAILABLE | 2022-12-06
DATA NOT AVAILABLE | DATA NOT AVAILABLE | NATURAL POWER CONSULTANTS | 41MW WIND (ADD CAP) | TOM NAN CLACH FARM WIND | CAWDOR ESTATE BY B9007 | NAIRN | HIGHLAND | IV12 5UR | SCOTLAND | 293346 | 841162 | BOAT OF GARTEN | DATA NOT APPLICABLE | BOAT OF GARTEN GRID | 33 | SCOTTISH HYDRO ELECTRIC POWER DISTRIBUTION PLC | WIND | ONSHORE WIND TURBINES | NO | DATA NOT AVAILABLE | DATA NOT AVAILABLE | 4.85 | DATA NOT AVAILABLE | DATA NOT AVAILABLE | DATA NOT AVAILABLE | DATA NOT AVAILABLE | DATA NOT AVAILABLE | DATA NOT AVAILABLE | DATA NOT AVAILABLE | DATA NOT AVAILABLE | DATA NOT AVAILABLE | DATA NOT AVAILABLE | DATA NOT AVAILABLE | DATA NOT AVAILABLE | DATA NOT AVAILABLE | ACCEPTED TO CONNECT | DATA NOT AVAILABLE | DATA NOT AVAILABLE | DATA NOT AVAILABLE | DATA NOT AVAILABLE | DATA NOT AVAILABLE | DATA NOT AVAILABLE | 4.85 | 1 | 1.0526 | 0 | 0 | 2023-01-12 | DATA NOT AVAILABLE | N | DATA NOT AVAILABLE | DATA NOT AVAILABLE | DATA NOT AVAILABLE | DATA NOT AVAILABLE | DATA NOT AVAILABLE | 2023-02-02
DATA NOT AVAILABLE | DATA NOT AVAILABLE | OPDE UK LTD | 50MVA ELECTRICITY STORAGE | BUCKIES FARM | B874 GLENGOLLY | THURSO | HIGHLAND | KW14 7XJ | SCOTLAND | 310726 | 964943 | THURSO SOUTH GRID | DATA NOT APPLICABLE | THURSO SOUTH GRID | 33 | SCOTTISH HYDRO ELECTRIC POWER DISTRIBUTION PLC | STORED ENERGY (ALL STORED ENERGY IRRESPECTVE OF THE ORIGINAL ENERGY SOURCE) | STORAGE - ELECTROCHEMICAL (BATTERIES) | NO | DATA NOT AVAILABLE | DATA NOT AVAILABLE | 52.68 | DATA NOT AVAILABLE | DATA NOT AVAILABLE | DATA NOT AVAILABLE | DATA NOT AVAILABLE | DATA NOT AVAILABLE | DATA NOT AVAILABLE | DATA NOT AVAILABLE | DATA NOT AVAILABLE | DATA NOT AVAILABLE | DATA NOT AVAILABLE | DATA NOT AVAILABLE | DATA NOT AVAILABLE | DATA NOT AVAILABLE | ACCEPTED TO CONNECT | DATA NOT AVAILABLE | DATA NOT AVAILABLE | DATA NOT AVAILABLE | DATA NOT AVAILABLE | DATA NOT AVAILABLE | DATA NOT AVAILABLE | 52.68 | 50 | 52.6316 | 52.6316 | 50 | 2022-09-30 | DATA NOT AVAILABLE | N | DATA NOT AVAILABLE | DATA NOT AVAILABLE | DATA NOT AVAILABLE | DATA NOT AVAILABLE | DATA NOT AVAILABLE | 2022-10-10
DATA NOT AVAILABLE | DATA NOT AVAILABLE | ENWCML | PERSLEY WWTW | PERSLEY WWTP | WOODSIDE ABERDEEN | ABERDEEN | ABERDEENSHIRE | AB22 8AQ | SCOTLAND | 390545 | 810015 | PERSLEY | DATA NOT APPLICABLE | PERSLEY GRID | 33 | SCOTTISH HYDRO ELECTRIC POWER DISTRIBUTION PLC | OTHER | OTHER | NO | DATA NOT AVAILABLE | DATA NOT AVAILABLE | 50 | DATA NOT AVAILABLE | DATA NOT AVAILABLE | DATA NOT AVAILABLE | DATA NOT AVAILABLE | DATA NOT AVAILABLE | DATA NOT AVAILABLE | DATA NOT AVAILABLE | DATA NOT AVAILABLE | DATA NOT AVAILABLE | DATA NOT AVAILABLE | DATA NOT AVAILABLE | DATA NOT AVAILABLE | DATA NOT AVAILABLE | ACCEPTED TO CONNECT | DATA NOT AVAILABLE | DATA NOT AVAILABLE | DATA NOT AVAILABLE | DATA NOT AVAILABLE | DATA NOT AVAILABLE | DATA NOT AVAILABLE | 50 | 50 | 52.6316 | 52.6316 | 50 | 2023-05-26 | DATA NOT AVAILABLE | N | DATA NOT AVAILABLE | DATA NOT AVAILABLE | DATA NOT AVAILABLE | DATA NOT AVAILABLE | DATA NOT AVAILABLE | 2023-06-12
DATA NOT AVAILABLE | DATA NOT AVAILABLE | THAMES WATER UTILITIES LTD | 4MW PV (ADD CAP) | FARMOOR WTW PV, THAMES WATER | CUMNOR ROAD FARMOOR | OXFORD | OXFORDSHIRE | OX2 9NS | ENGLAND | 445133 | 206789 | COWLEY GSP | OXFORD | OXFORD | 33 | SOUTHERN ELECTRIC POWER DISTRIBUTION PLC | SOLAR | PHOTOVOLTAIC | NO | DATA NOT AVAILABLE | DATA NOT AVAILABLE | 4 | DATA NOT AVAILABLE | DATA NOT AVAILABLE | DATA NOT AVAILABLE | DATA NOT AVAILABLE | DATA NOT AVAILABLE | DATA NOT AVAILABLE | DATA NOT AVAILABLE | DATA NOT AVAILABLE | DATA NOT AVAILABLE | DATA NOT AVAILABLE | DATA NOT AVAILABLE | DATA NOT AVAILABLE | DATA NOT AVAILABLE | ACCEPTED TO CONNECT | DATA NOT AVAILABLE | DATA NOT AVAILABLE | DATA NOT AVAILABLE | DATA NOT AVAILABLE | DATA NOT AVAILABLE | DATA NOT AVAILABLE | 4 | 3.1 | 3.2632 | 0 | 0 | 2023-02-24 | DATA NOT AVAILABLE | N | DATA NOT AVAILABLE | DATA NOT AVAILABLE | DATA NOT AVAILABLE | DATA NOT AVAILABLE | DATA NOT AVAILABLE | 2023-04-06
DATA NOT AVAILABLE | DATA NOT AVAILABLE | LOCOGEN CONSULTING LTD | AUTH | HILL OF WETHERSTA | SOUTH EAST OF BRAE | SHETLAND | SHETLAND ISLANDS | ZE2 9QY | SCOTLAND | 436057 | 1167391 | GREMISTA | DATA NOT APPLICABLE | GREMISTA | 11 | SCOTTISH HYDRO ELECTRIC POWER DISTRIBUTION PLC | OTHER | OTHER | NO | DATA NOT AVAILABLE | DATA NOT AVAILABLE | 5.2 | DATA NOT AVAILABLE | DATA NOT AVAILABLE | DATA NOT AVAILABLE | DATA NOT AVAILABLE | DATA NOT AVAILABLE | DATA NOT AVAILABLE | DATA NOT AVAILABLE | DATA NOT AVAILABLE | DATA NOT AVAILABLE | DATA NOT AVAILABLE | DATA NOT AVAILABLE | DATA NOT AVAILABLE | DATA NOT AVAILABLE | ACCEPTED TO CONNECT | DATA NOT AVAILABLE | DATA NOT AVAILABLE | DATA NOT AVAILABLE | DATA NOT AVAILABLE | DATA NOT AVAILABLE | DATA NOT AVAILABLE | 5.2 | 5 | 5.2632 | 1.8421 | 1.75 | 2022-12-23 | DATA NOT AVAILABLE | N | DATA NOT AVAILABLE | DATA NOT AVAILABLE | DATA NOT AVAILABLE | DATA NOT AVAILABLE | DATA NOT AVAILABLE | 2023-01-10
DATA NOT AVAILABLE | DATA NOT AVAILABLE | LIGHTSOURCE RENEWABLE UK DEVELOPMENT LIMITED | 29MW PV | WEPHURST FARM SOLAR PARK | WEPHURST FARM WISBOROUGH GREEN | BILLINGSHURST | WEST SUSSEX | RH14 0AE | ENGLAND | 502525 | 129336 | BRAMLEY (FLEE) | FERNHURST | PLAISTOW | 11 | SOUTHERN ELECTRIC POWER DISTRIBUTION PLC | SOLAR | PHOTOVOLTAIC | NO | DATA NOT AVAILABLE | DATA NOT AVAILABLE | 20 | DATA NOT AVAILABLE | DATA NOT AVAILABLE | DATA NOT AVAILABLE | DATA NOT AVAILABLE | DATA NOT AVAILABLE | DATA NOT AVAILABLE | DATA NOT AVAILABLE | DATA NOT AVAILABLE | DATA NOT AVAILABLE | DATA NOT AVAILABLE | DATA NOT AVAILABLE | DATA NOT AVAILABLE | DATA NOT AVAILABLE | ACCEPTED TO CONNECT | DATA NOT AVAILABLE | DATA NOT AVAILABLE | DATA NOT AVAILABLE | DATA NOT AVAILABLE | DATA NOT AVAILABLE | DATA NOT AVAILABLE | 20 | 20 | 21.0526 | 0.44 | 0.418 | 2023-03-15 | DATA NOT AVAILABLE | N | DATA NOT AVAILABLE | DATA NOT AVAILABLE | DATA NOT AVAILABLE | DATA NOT AVAILABLE | DATA NOT AVAILABLE | 2023-04-06
DATA NOT AVAILABLE | DATA NOT AVAILABLE | NAREC DISTRIBUTED ENERGY | 9.9MW PV | BALGERSHO PV, WEST BALGERSHO FARM | COUPAR ANGUS | BLAIRGOWRIE | PERTHSHIRE AND KINROSS | PH13 9LW | SCOTLAND | 321014 | 737993 | COUPAR ANGUS | DATA NOT APPLICABLE | COUPAR ANGUS GRID | 33 | SCOTTISH HYDRO ELECTRIC POWER DISTRIBUTION PLC | SOLAR | PHOTOVOLTAIC | NO | DATA NOT AVAILABLE | DATA NOT AVAILABLE | 9.9 | DATA NOT AVAILABLE | DATA NOT AVAILABLE | DATA NOT AVAILABLE | DATA NOT AVAILABLE | DATA NOT AVAILABLE | DATA NOT AVAILABLE | DATA NOT AVAILABLE | DATA NOT AVAILABLE | DATA NOT AVAILABLE | DATA NOT AVAILABLE | DATA NOT AVAILABLE | DATA NOT AVAILABLE | DATA NOT AVAILABLE | ACCEPTED TO CONNECT | DATA NOT AVAILABLE | DATA NOT AVAILABLE | DATA NOT AVAILABLE | DATA NOT AVAILABLE | DATA NOT AVAILABLE | DATA NOT AVAILABLE | 9.9 | 9.9 | 10.4211 | 0.021053 | 0.02 | 2022-10-06 | DATA NOT AVAILABLE | N | DATA NOT AVAILABLE | DATA NOT AVAILABLE | DATA NOT AVAILABLE | DATA NOT AVAILABLE | DATA NOT AVAILABLE | 2022-11-03
DATA NOT AVAILABLE | DATA NOT AVAILABLE | Federated Hermes | (AM) 1.125MW PV | HORIZON HURLEY | HONEY LANE | MAIDENHEAD | BERKSHIRE | SL6 6RJ | ENGLAND | 482435 | 182978 | BRAMLEY (FLEE) | MAIDENHEAD | TEMPLE FARM | 11 | SOUTHERN ELECTRIC POWER DISTRIBUTION PLC | SOLAR | PHOTOVOLTAIC | NO | DATA NOT AVAILABLE | DATA NOT AVAILABLE | 1.125 | DATA NOT AVAILABLE | DATA NOT AVAILABLE | DATA NOT AVAILABLE | DATA NOT AVAILABLE | DATA NOT AVAILABLE | DATA NOT AVAILABLE | DATA NOT AVAILABLE | DATA NOT AVAILABLE | DATA NOT AVAILABLE | DATA NOT AVAILABLE | DATA NOT AVAILABLE | DATA NOT AVAILABLE | DATA NOT AVAILABLE | ACCEPTED TO CONNECT | DATA NOT AVAILABLE | DATA NOT AVAILABLE | DATA NOT AVAILABLE | DATA NOT AVAILABLE | DATA NOT AVAILABLE | DATA NOT AVAILABLE | 1.125 | 0.999 | 1.0516 | 0 | 0 | 2022-11-23 | DATA NOT AVAILABLE | N | DATA NOT AVAILABLE | DATA NOT AVAILABLE | DATA NOT AVAILABLE | DATA NOT AVAILABLE | DATA NOT AVAILABLE | 2022-12-06
DATA NOT AVAILABLE | DATA NOT AVAILABLE | F + B ENERGY | SHIRE END 20MW PV | SHIRE END FARM | PATH OF CONDIE GLENFARG | PERTH | PERTHSHIRE AND KINROSS | PH2 9DR | SCOTLAND | 309607 | 709502 | ABERNETHY | DATA NOT APPLICABLE | ABERNETHY GRID | 33 | SCOTTISH HYDRO ELECTRIC POWER DISTRIBUTION PLC | SOLAR | PHOTOVOLTAIC | NO | DATA NOT AVAILABLE | DATA NOT AVAILABLE | 20 | DATA NOT AVAILABLE | DATA NOT AVAILABLE | DATA NOT AVAILABLE | DATA NOT AVAILABLE | DATA NOT AVAILABLE | DATA NOT AVAILABLE | DATA NOT AVAILABLE | DATA NOT AVAILABLE | DATA NOT AVAILABLE | DATA NOT AVAILABLE | DATA NOT AVAILABLE | DATA NOT AVAILABLE | DATA NOT AVAILABLE | ACCEPTED TO CONNECT | DATA NOT AVAILABLE | DATA NOT AVAILABLE | DATA NOT AVAILABLE | DATA NOT AVAILABLE | DATA NOT AVAILABLE | DATA NOT AVAILABLE | 20 | 20 | 21.0526 | 0.22211 | 0.211 | 2023-02-16 | DATA NOT AVAILABLE | N | DATA NOT AVAILABLE | DATA NOT AVAILABLE | DATA NOT AVAILABLE | DATA NOT AVAILABLE | DATA NOT AVAILABLE | 2023-03-08
DATA NOT AVAILABLE | DATA NOT AVAILABLE | WGM CONSULTING ENGINEERS | PRI LOAD INCREASE AND STP | PERTH ROYAL INFIRMARY | TAYMOUNT TERRACE | PERTH | PERTHSHIRE AND KINROSS | PH1 1NX | SCOTLAND | 310411 | 723623 | BURGHMUIR | DATA NOT APPLICABLE | BURGHMUIR | 11 | SCOTTISH HYDRO ELECTRIC POWER DISTRIBUTION PLC | OTHER | OTHER | NO | DATA NOT AVAILABLE | DATA NOT AVAILABLE | 8 | DATA NOT AVAILABLE | DATA NOT AVAILABLE | DATA NOT AVAILABLE | DATA NOT AVAILABLE | DATA NOT AVAILABLE | DATA NOT AVAILABLE | DATA NOT AVAILABLE | DATA NOT AVAILABLE | DATA NOT AVAILABLE | DATA NOT AVAILABLE | DATA NOT AVAILABLE | DATA NOT AVAILABLE | DATA NOT AVAILABLE | ACCEPTED TO CONNECT | DATA NOT AVAILABLE | DATA NOT AVAILABLE | DATA NOT AVAILABLE | DATA NOT AVAILABLE | DATA NOT AVAILABLE | DATA NOT AVAILABLE | 8 | 0 | 0 | 6.9263 | 6.58 | 2023-08-21 | DATA NOT AVAILABLE | N | DATA NOT AVAILABLE | DATA NOT AVAILABLE | DATA NOT AVAILABLE | DATA NOT AVAILABLE | DATA NOT AVAILABLE | 2023-09-07
DATA NOT AVAILABLE | DATA NOT AVAILABLE | FUTURENERGY PARTNERS LIMITED | 90MW BATTERY | LAND AT MOOR MEADOW | THATCHAM | NEWBURY | OXFORDSHIRE | RG19 3XL | ENGLAND | 451501 | 166493 | BRAMLEY (ANDO-THAT) | THATCHAM | DATA NOT AVAILABLE | 132 | SOUTHERN ELECTRIC POWER DISTRIBUTION PLC | STORED ENERGY (ALL STORED ENERGY IRRESPECTVE OF THE ORIGINAL ENERGY SOURCE) | STORAGE - ELECTROCHEMICAL (BATTERIES) | NO | DATA NOT AVAILABLE | DATA NOT AVAILABLE | 90 | DATA NOT AVAILABLE | DATA NOT AVAILABLE | DATA NOT AVAILABLE | DATA NOT AVAILABLE | DATA NOT AVAILABLE | DATA NOT AVAILABLE | DATA NOT AVAILABLE | DATA NOT AVAILABLE | DATA NOT AVAILABLE | DATA NOT AVAILABLE | DATA NOT AVAILABLE | DATA NOT AVAILABLE | DATA NOT AVAILABLE | ACCEPTED TO CONNECT | DATA NOT AVAILABLE | DATA NOT AVAILABLE | DATA NOT AVAILABLE | DATA NOT AVAILABLE | DATA NOT AVAILABLE | DATA NOT AVAILABLE | 90 | 90 | 94.7368 | 99.7232 | 94.737 | 2022-11-28 | DATA NOT AVAILABLE | N | DATA NOT AVAILABLE | DATA NOT AVAILABLE | DATA NOT AVAILABLE | DATA NOT AVAILABLE | DATA NOT AVAILABLE | 2023-01-10
DATA NOT AVAILABLE | DATA NOT AVAILABLE | GEW2 LTD | 200MW BESS | DATA NOT AVAILABLE | CORONATION ROAD BANGORS RD SOUTH IVER | SLOUGH | BERKSHIRE | SL0 0BE | ENGLAND | 503063 | 182332 | IVER 132KV | IVER 132KV | DATA NOT AVAILABLE | 132 | SOUTHERN ELECTRIC POWER DISTRIBUTION PLC | STORED ENERGY (ALL STORED ENERGY IRRESPECTVE OF THE ORIGINAL ENERGY SOURCE) | STORAGE - ELECTROCHEMICAL (BATTERIES) | NO | DATA NOT AVAILABLE | DATA NOT AVAILABLE | 200 | DATA NOT AVAILABLE | DATA NOT AVAILABLE | DATA NOT AVAILABLE | DATA NOT AVAILABLE | DATA NOT AVAILABLE | DATA NOT AVAILABLE | DATA NOT AVAILABLE | DATA NOT AVAILABLE | DATA NOT AVAILABLE | DATA NOT AVAILABLE | DATA NOT AVAILABLE | DATA NOT AVAILABLE | DATA NOT AVAILABLE | ACCEPTED TO CONNECT | DATA NOT AVAILABLE | DATA NOT AVAILABLE | DATA NOT AVAILABLE | DATA NOT AVAILABLE | DATA NOT AVAILABLE | DATA NOT AVAILABLE | 200 | 200 | 210.5263 | 213.0758 | 202.422 | 2022-12-21 | DATA NOT AVAILABLE | N | DATA NOT AVAILABLE | DATA NOT AVAILABLE | DATA NOT AVAILABLE | DATA NOT AVAILABLE | DATA NOT AVAILABLE | 2023-01-10
DATA NOT AVAILABLE | DATA NOT AVAILABLE | MOTT MACDONALD | (PC) 3MW PV (ADD CAP) | SWINFORD WTW | OXFORD ROAD SWINFORD EYNSHAM | WITNEY | OXFORDSHIRE | OX29 4BZ | ENGLAND | 444588 | 208459 | COWLEY GSP | YARNTON | EYNSHAM | 11 | SOUTHERN ELECTRIC POWER DISTRIBUTION PLC | SOLAR | PHOTOVOLTAIC | NO | DATA NOT AVAILABLE | DATA NOT AVAILABLE | 0.276 | DATA NOT AVAILABLE | DATA NOT AVAILABLE | DATA NOT AVAILABLE | DATA NOT AVAILABLE | DATA NOT AVAILABLE | DATA NOT AVAILABLE | DATA NOT AVAILABLE | DATA NOT AVAILABLE | DATA NOT AVAILABLE | DATA NOT AVAILABLE | DATA NOT AVAILABLE | DATA NOT AVAILABLE | DATA NOT AVAILABLE | ACCEPTED TO CONNECT | DATA NOT AVAILABLE | DATA NOT AVAILABLE | DATA NOT AVAILABLE | DATA NOT AVAILABLE | DATA NOT AVAILABLE | DATA NOT AVAILABLE | 0.276 | 2 | 2.1053 | 0 | 0 | 2023-08-07 | DATA NOT AVAILABLE | N | DATA NOT AVAILABLE | DATA NOT AVAILABLE | DATA NOT AVAILABLE | DATA NOT AVAILABLE | DATA NOT AVAILABLE | 2023-09-07
DATA NOT AVAILABLE | DATA NOT AVAILABLE | FORSA ENERGY GAS HOLDINGS LTD | CLAVERHOUSE - GAS | CLAVERHOUSE | JACK MARTIN WAY CLAVERHOUSE INDUSTRIAL ESTATE | DUNDEE | CITY OF DUNDEE | DD4 9QX | SCOTLAND | 342355 | 734010 | MILTON OF CRAIGIE | DATA NOT APPLICABLE | MILTON OF CRAIGIE GRID | 33 | SCOTTISH HYDRO ELECTRIC POWER DISTRIBUTION PLC | BIOFUEL SEWAGE GAS | DATA NOT AVAILABLE | NO | DATA NOT AVAILABLE | DATA NOT AVAILABLE | 22.5 | DATA NOT AVAILABLE | DATA NOT AVAILABLE | DATA NOT AVAILABLE | DATA NOT AVAILABLE | DATA NOT AVAILABLE | DATA NOT AVAILABLE | DATA NOT AVAILABLE | DATA NOT AVAILABLE | DATA NOT AVAILABLE | DATA NOT AVAILABLE | DATA NOT AVAILABLE | DATA NOT AVAILABLE | DATA NOT AVAILABLE | ACCEPTED TO CONNECT | DATA NOT AVAILABLE | DATA NOT AVAILABLE | DATA NOT AVAILABLE | DATA NOT AVAILABLE | DATA NOT AVAILABLE | DATA NOT AVAILABLE | 22.5 | 22.5 | 23.6842 | 0.83158 | 0.79 | 2022-11-29 | DATA NOT AVAILABLE | N | DATA NOT AVAILABLE | DATA NOT AVAILABLE | DATA NOT AVAILABLE | DATA NOT AVAILABLE | DATA NOT AVAILABLE | 2023-01-10
DATA NOT AVAILABLE | DATA NOT AVAILABLE | P3P PARTNERS LTD | 70MW BESS | BOUNDARY ROAD BESS, RAILKO PREMISES | BOUNDARY ROAD LOUDWATER | HIGH WYCOMBE | BUCKINGHAMSHIRE | HP10 9EG | ENGLAND | 490433 | 190070 | AMERSHAM | LOUDWATER BSP | DATA NOT AVAILABLE | EHV | SOUTHERN ELECTRIC POWER DISTRIBUTION PLC | STORED ENERGY (ALL STORED ENERGY IRRESPECTVE OF THE ORIGINAL ENERGY SOURCE) | STORAGE - ELECTROCHEMICAL (BATTERIES) | NO | DATA NOT AVAILABLE | DATA NOT AVAILABLE | 76 | DATA NOT AVAILABLE | DATA NOT AVAILABLE | DATA NOT AVAILABLE | DATA NOT AVAILABLE | DATA NOT AVAILABLE | DATA NOT AVAILABLE | DATA NOT AVAILABLE | DATA NOT AVAILABLE | DATA NOT AVAILABLE | DATA NOT AVAILABLE | DATA NOT AVAILABLE | DATA NOT AVAILABLE | DATA NOT AVAILABLE | ACCEPTED TO CONNECT | DATA NOT AVAILABLE | DATA NOT AVAILABLE | DATA NOT AVAILABLE | DATA NOT AVAILABLE | DATA NOT AVAILABLE | DATA NOT AVAILABLE | 76 | 70 | 73.6842 | 77.5621 | 73.684 | 2022-09-29 | DATA NOT AVAILABLE | N | DATA NOT AVAILABLE | DATA NOT AVAILABLE | DATA NOT AVAILABLE | DATA NOT AVAILABLE | DATA NOT AVAILABLE | 2022-10-10
DATA NOT AVAILABLE | DATA NOT AVAILABLE | THE ENERGY WORKSHOP LIMITED | OLD GALLOWS ROAD - BATTERY ENERGY STORAGE | OLD GALLOWS ROAD | PERTH | PERTH | PERTHSHIRE AND KINROSS | PH1 1QE | SCOTLAND | 308123 | 723733 | BURGHMUIR | DATA NOT APPLICABLE | BURGHMUIR GRID | 33 | SCOTTISH HYDRO ELECTRIC POWER DISTRIBUTION PLC | STORED ENERGY (ALL STORED ENERGY IRRESPECTVE OF THE ORIGINAL ENERGY SOURCE) | STORAGE - ELECTROCHEMICAL (BATTERIES) | NO | DATA NOT AVAILABLE | DATA NOT AVAILABLE | 49.4 | DATA NOT AVAILABLE | DATA NOT AVAILABLE | DATA NOT AVAILABLE | DATA NOT AVAILABLE | DATA NOT AVAILABLE | DATA NOT AVAILABLE | DATA NOT AVAILABLE | DATA NOT AVAILABLE | DATA NOT AVAILABLE | DATA NOT AVAILABLE | DATA NOT AVAILABLE | DATA NOT AVAILABLE | DATA NOT AVAILABLE | ACCEPTED TO CONNECT | DATA NOT AVAILABLE | DATA NOT AVAILABLE | DATA NOT AVAILABLE | DATA NOT AVAILABLE | DATA NOT AVAILABLE | DATA NOT AVAILABLE | 49.4 | 49.4 | 52 | 54.7368 | 52 | 2023-08-01 | DATA NOT AVAILABLE | N | DATA NOT AVAILABLE | DATA NOT AVAILABLE | DATA NOT AVAILABLE | DATA NOT AVAILABLE | DATA NOT AVAILABLE | 2023-03-08
DATA NOT AVAILABLE | DATA NOT AVAILABLE | NATURAL POWER CONSULTANTS | 26.4MW WIND | NISTHILL WINDFARM | NISTHILL | ORKNEY | ORKNEY ISLANDS | KW17 2NR | SCOTLAND | 329570 | 1028108 | DATA NOT AVAILABLE | DATA NOT APPLICABLE | DATA NOT AVAILABLE | EHV | SCOTTISH HYDRO ELECTRIC POWER DISTRIBUTION PLC | WIND | ONSHORE WIND TURBINES | NO | DATA NOT AVAILABLE | DATA NOT AVAILABLE | 26.4 | DATA NOT AVAILABLE | DATA NOT AVAILABLE | DATA NOT AVAILABLE | DATA NOT AVAILABLE | DATA NOT AVAILABLE | DATA NOT AVAILABLE | DATA NOT AVAILABLE | DATA NOT AVAILABLE | DATA NOT AVAILABLE | DATA NOT AVAILABLE | DATA NOT AVAILABLE | DATA NOT AVAILABLE | DATA NOT AVAILABLE | ACCEPTED TO CONNECT | DATA NOT AVAILABLE | DATA NOT AVAILABLE | DATA NOT AVAILABLE | DATA NOT AVAILABLE | DATA NOT AVAILABLE | DATA NOT AVAILABLE | 26.4 | 26.4 | 27.7895 | 0.32842 | 0.312 | 2023-02-10 | DATA NOT AVAILABLE | N | DATA NOT AVAILABLE | DATA NOT AVAILABLE | DATA NOT AVAILABLE | DATA NOT AVAILABLE | DATA NOT AVAILABLE | 2023-03-08
DATA NOT AVAILABLE | DATA NOT AVAILABLE | ELMYA ENERGY UK LIMITED | 100MW BESS | HIGH WYCOMBE BESS | LANE END HIGH WYCOMBE | HIGH WYCOMBE | BUCKINGHAMSHIRE | HP14 3FN | ENGLAND | 481111 | 191471 | COWLEY GSP | HIGH WYCOMBE | DATA NOT AVAILABLE | 132 | SOUTHERN ELECTRIC POWER DISTRIBUTION PLC | STORED ENERGY (ALL STORED ENERGY IRRESPECTVE OF THE ORIGINAL ENERGY SOURCE) | STORAGE - ELECTROCHEMICAL (BATTERIES) | NO | DATA NOT AVAILABLE | DATA NOT AVAILABLE | 100 | DATA NOT AVAILABLE | DATA NOT AVAILABLE | DATA NOT AVAILABLE | DATA NOT AVAILABLE | DATA NOT AVAILABLE | DATA NOT AVAILABLE | DATA NOT AVAILABLE | DATA NOT AVAILABLE | DATA NOT AVAILABLE | DATA NOT AVAILABLE | DATA NOT AVAILABLE | DATA NOT AVAILABLE | DATA NOT AVAILABLE | ACCEPTED TO CONNECT | DATA NOT AVAILABLE | DATA NOT AVAILABLE | DATA NOT AVAILABLE | DATA NOT AVAILABLE | DATA NOT AVAILABLE | DATA NOT AVAILABLE | 100 | 100 | 105.2632 | 110.8463 | 105.304 | 2023-02-17 | DATA NOT AVAILABLE | N | DATA NOT AVAILABLE | DATA NOT AVAILABLE | DATA NOT AVAILABLE | DATA NOT AVAILABLE | DATA NOT AVAILABLE | 2023-04-06
DATA NOT AVAILABLE | DATA NOT AVAILABLE | SWECO UK LTD | JAMESFIELD 1 - REQUOTE | LAND SOUTH OF ENDRIGG | JAMESFIELD FARM NEWBURGH | ELLON | PERTHSHIRE AND KINROSS | KY14 6EW | SCOTLAND | 319852 | 718014 | ABERNETHY | DATA NOT APPLICABLE | ABERNETHY GRID | 33 | SCOTTISH HYDRO ELECTRIC POWER DISTRIBUTION PLC | OTHER | OTHER | NO | DATA NOT AVAILABLE | DATA NOT AVAILABLE | 30 | DATA NOT AVAILABLE | DATA NOT AVAILABLE | DATA NOT AVAILABLE | DATA NOT AVAILABLE | DATA NOT AVAILABLE | DATA NOT AVAILABLE | DATA NOT AVAILABLE | DATA NOT AVAILABLE | DATA NOT AVAILABLE | DATA NOT AVAILABLE | DATA NOT AVAILABLE | DATA NOT AVAILABLE | DATA NOT AVAILABLE | ACCEPTED TO CONNECT | DATA NOT AVAILABLE | DATA NOT AVAILABLE | DATA NOT AVAILABLE | DATA NOT AVAILABLE | DATA NOT AVAILABLE | DATA NOT AVAILABLE | 30 | 30 | 31.5789 | 33.2411 | 31.579 | 2022-11-16 | DATA NOT AVAILABLE | N | DATA NOT AVAILABLE | DATA NOT AVAILABLE | DATA NOT AVAILABLE | DATA NOT AVAILABLE | DATA NOT AVAILABLE | 2022-12-06
DATA NOT AVAILABLE | DATA NOT AVAILABLE | SWECO UK LTD | JAMESFIELD 2 - REQUOTE | LAND SOUTH OF ENDRIGG | JAMESFIELD FARM NEWBURGH | ELLON | PERTHSHIRE AND KINROSS | KY14 6EW | SCOTLAND | 319852 | 718014 | ABERNETHY | DATA NOT APPLICABLE | ABERNETHY GRID | 33 | SCOTTISH HYDRO ELECTRIC POWER DISTRIBUTION PLC | OTHER | OTHER | NO | DATA NOT AVAILABLE | DATA NOT AVAILABLE | 19 | DATA NOT AVAILABLE | DATA NOT AVAILABLE | DATA NOT AVAILABLE | DATA NOT AVAILABLE | DATA NOT AVAILABLE | DATA NOT AVAILABLE | DATA NOT AVAILABLE | DATA NOT AVAILABLE | DATA NOT AVAILABLE | DATA NOT AVAILABLE | DATA NOT AVAILABLE | DATA NOT AVAILABLE | DATA NOT AVAILABLE | ACCEPTED TO CONNECT | DATA NOT AVAILABLE | DATA NOT AVAILABLE | DATA NOT AVAILABLE | DATA NOT AVAILABLE | DATA NOT AVAILABLE | DATA NOT AVAILABLE | 19 | 19 | 20 | 21.0526 | 20 | 2022-11-16 | DATA NOT AVAILABLE | N | DATA NOT AVAILABLE | DATA NOT AVAILABLE | DATA NOT AVAILABLE | DATA NOT AVAILABLE | DATA NOT AVAILABLE | 2022-12-06
DATA NOT AVAILABLE | DATA NOT AVAILABLE | AWP WIND 1 LTD | STRUIE ROAD WIND - 9MW EXPORT | STRUIE ROAD | AULTNAMAIN | TAIN | HIGHLAND | IV19 1LH | SCOTLAND | 266622 | 881387 | ALNESS | DATA NOT APPLICABLE | DATA NOT AVAILABLE | EHV | SCOTTISH HYDRO ELECTRIC POWER DISTRIBUTION PLC | WIND | ONSHORE WIND TURBINES | NO | DATA NOT AVAILABLE | DATA NOT AVAILABLE | 9 | DATA NOT AVAILABLE | DATA NOT AVAILABLE | DATA NOT AVAILABLE | DATA NOT AVAILABLE | DATA NOT AVAILABLE | DATA NOT AVAILABLE | DATA NOT AVAILABLE | DATA NOT AVAILABLE | DATA NOT AVAILABLE | DATA NOT AVAILABLE | DATA NOT AVAILABLE | DATA NOT AVAILABLE | DATA NOT AVAILABLE | ACCEPTED TO CONNECT | DATA NOT AVAILABLE | DATA NOT AVAILABLE | DATA NOT AVAILABLE | DATA NOT AVAILABLE | DATA NOT AVAILABLE | DATA NOT AVAILABLE | 9 | 9 | 9.4737 | 0.55474 | 0.527 | 2023-08-02 | DATA NOT AVAILABLE | N | DATA NOT AVAILABLE | DATA NOT AVAILABLE | DATA NOT AVAILABLE | DATA NOT AVAILABLE | DATA NOT AVAILABLE | 2023-09-07
DATA NOT AVAILABLE | DATA NOT AVAILABLE | ARK DATA CENTRES LIMITED | 11MW PV | SQ18 GENERATION FACILITY, ARK DATA CENTRES | BRADFORD ROAD | CORSHAM | WILTSHIRE | SN13 9GB | ENGLAND | 385163 | 168889 | MELKSHAM GSP | NORRINGTON | SPRING PARK | HV | SOUTHERN ELECTRIC POWER DISTRIBUTION PLC | SOLAR | PHOTOVOLTAIC | NO | DATA NOT AVAILABLE | DATA NOT AVAILABLE | 11 | DATA NOT AVAILABLE | DATA NOT AVAILABLE | DATA NOT AVAILABLE | DATA NOT AVAILABLE | DATA NOT AVAILABLE | DATA NOT AVAILABLE | DATA NOT AVAILABLE | DATA NOT AVAILABLE | DATA NOT AVAILABLE | DATA NOT AVAILABLE | DATA NOT AVAILABLE | DATA NOT AVAILABLE | DATA NOT AVAILABLE | ACCEPTED TO CONNECT | DATA NOT AVAILABLE | DATA NOT AVAILABLE | DATA NOT AVAILABLE | DATA NOT AVAILABLE | DATA NOT AVAILABLE | DATA NOT AVAILABLE | 11 | 7.7 | 8.1053 | 0 | 0 | 2023-05-17 | DATA NOT AVAILABLE | N | DATA NOT AVAILABLE | DATA NOT AVAILABLE | DATA NOT AVAILABLE | DATA NOT AVAILABLE | DATA NOT AVAILABLE | 2023-06-12
DATA NOT AVAILABLE | DATA NOT AVAILABLE | ARK DATA CENTRES LIMITED | 11MW PV & 5.72MVA DIESEL STP | SQ19 GENERATION FACILITY, ARK DATA CENTRES | BRADFORD ROAD | CORSHAM | WILTSHIRE | SN13 9GB | ENGLAND | 385163 | 168889 | MELKSHAM GSP | NORRINGTON | DATA NOT AVAILABLE | LV | SOUTHERN ELECTRIC POWER DISTRIBUTION PLC | SOLAR | PHOTOVOLTAIC | NO | DATA NOT AVAILABLE | DATA NOT AVAILABLE | 15.576 | DATA NOT AVAILABLE | DATA NOT AVAILABLE | DATA NOT AVAILABLE | DATA NOT AVAILABLE | DATA NOT AVAILABLE | DATA NOT AVAILABLE | DATA NOT AVAILABLE | DATA NOT AVAILABLE | DATA NOT AVAILABLE | DATA NOT AVAILABLE | DATA NOT AVAILABLE | DATA NOT AVAILABLE | DATA NOT AVAILABLE | ACCEPTED TO CONNECT | DATA NOT AVAILABLE | DATA NOT AVAILABLE | DATA NOT AVAILABLE | DATA NOT AVAILABLE | DATA NOT AVAILABLE | DATA NOT AVAILABLE | 15.576 | 7.7 | 8.1053 | 0 | 0 | 2023-05-17 | DATA NOT AVAILABLE | N | DATA NOT AVAILABLE | DATA NOT AVAILABLE | DATA NOT AVAILABLE | DATA NOT AVAILABLE | DATA NOT AVAILABLE | 2023-06-12
DATA NOT AVAILABLE | DATA NOT AVAILABLE | BIOWATT FACILITIES MANAGEMENT LTD | 800KW CHP | BRAINS FARM AD, BRAINS FARM | MOOR LANE | WINCANTON | SOMERSET | BA9 9RA | ENGLAND | 372494 | 127168 | MANNINGTON GSP | SHAFTESBURY | WINCANTON | 11 | SOUTHERN ELECTRIC POWER DISTRIBUTION PLC | STORED ENERGY (ALL STORED ENERGY IRRESPECTVE OF THE ORIGINAL ENERGY SOURCE) | STORAGE - ELECTROCHEMICAL (BATTERIES) | NO | DATA NOT AVAILABLE | DATA NOT AVAILABLE | 0.8 | DATA NOT AVAILABLE | DATA NOT AVAILABLE | DATA NOT AVAILABLE | DATA NOT AVAILABLE | DATA NOT AVAILABLE | DATA NOT AVAILABLE | DATA NOT AVAILABLE | DATA NOT AVAILABLE | DATA NOT AVAILABLE | DATA NOT AVAILABLE | DATA NOT AVAILABLE | DATA NOT AVAILABLE | DATA NOT AVAILABLE | ACCEPTED TO CONNECT | DATA NOT AVAILABLE | DATA NOT AVAILABLE | DATA NOT AVAILABLE | DATA NOT AVAILABLE | DATA NOT AVAILABLE | DATA NOT AVAILABLE | 0.8 | 0.8 | 0.84211 | 1.2274 | 1.166 | 2024-01-25 | DATA NOT AVAILABLE | N | DATA NOT AVAILABLE | DATA NOT AVAILABLE | DATA NOT AVAILABLE | DATA NOT AVAILABLE | DATA NOT AVAILABLE | 2023-06-12
DATA NOT AVAILABLE | DATA NOT AVAILABLE | GREEN CAT RENEWABLES | 49.9MW WIND AND ELECTRICITY STORAGE | GREEN BURN WIND FARM | DATA NOT AVAILABLE | BLAIRGOWRIE | PERTHSHIRE AND KINROSS | PH10 7JX | SCOTLAND | 314206 | 756507 | COUPAR ANGUS | DATA NOT APPLICABLE | COUPAR ANGUS GRID | 33 | SCOTTISH HYDRO ELECTRIC POWER DISTRIBUTION PLC | OTHER | OTHER | NO | DATA NOT AVAILABLE | DATA NOT AVAILABLE | 49.8 | STORED ENERGY (ALL STORED ENERGY IRRESPECTVE OF THE ORIGINAL ENERGY SOURCE) | STORAGE - ELECTROCHEMICAL (BATTERIES) | DATA NOT AVAILABLE | DATA NOT AVAILABLE | DATA NOT AVAILABLE | 19.3905 | DATA NOT AVAILABLE | DATA NOT AVAILABLE | DATA NOT AVAILABLE | DATA NOT AVAILABLE | DATA NOT AVAILABLE | DATA NOT AVAILABLE | DATA NOT AVAILABLE | ACCEPTED TO CONNECT | DATA NOT AVAILABLE | DATA NOT AVAILABLE | DATA NOT AVAILABLE | DATA NOT AVAILABLE | DATA NOT AVAILABLE | DATA NOT AVAILABLE | 49.8 | 49.9 | 52.5263 | 19.3905 | 18.421 | 2022-12-06 | DATA NOT AVAILABLE | N | DATA NOT AVAILABLE | DATA NOT AVAILABLE | DATA NOT AVAILABLE | DATA NOT AVAILABLE | DATA NOT AVAILABLE | 2023-01-10
DATA NOT AVAILABLE | DATA NOT AVAILABLE | BSR APPLICATIONS LIMITED | 30MW PV & BATTERY | STROUD FARM SOLAR AND STORAGE | LAND AT STROUD FARM | PETERSFIELD | HAMPSHIRE | GU32 3PF | ENGLAND | 472609 | 123679 | BRAMLEY (FLEE) | FERNHURST | PETERSFIELD | 11 | SCOTTISH HYDRO ELECTRIC POWER DISTRIBUTION PLC | SOLAR | PHOTOVOLTAIC | NO | DATA NOT AVAILABLE | DATA NOT AVAILABLE | 36 | DATA NOT AVAILABLE | DATA NOT AVAILABLE | DATA NOT AVAILABLE | DATA NOT AVAILABLE | DATA NOT AVAILABLE | DATA NOT AVAILABLE | DATA NOT AVAILABLE | DATA NOT AVAILABLE | DATA NOT AVAILABLE | DATA NOT AVAILABLE | DATA NOT AVAILABLE | DATA NOT AVAILABLE | DATA NOT AVAILABLE | ACCEPTED TO CONNECT | DATA NOT AVAILABLE | DATA NOT AVAILABLE | DATA NOT AVAILABLE | DATA NOT AVAILABLE | DATA NOT AVAILABLE | DATA NOT AVAILABLE | 36 | 26 | 27.3684 | 11.08 | 10.526 | 2023-03-08 | DATA NOT AVAILABLE | N | DATA NOT AVAILABLE | DATA NOT AVAILABLE | DATA NOT AVAILABLE | DATA NOT AVAILABLE | DATA NOT AVAILABLE | 2023-04-06
DATA NOT AVAILABLE | DATA NOT AVAILABLE | COOPER ENERGY ENGINEERING LTD | 2.058MW PV & CHP (ADD CAP) | SEFTER FARM | PAGHAM ROAD | BOGNOR REGIS | WEST SUSSEX | PO21 3PX | ENGLAND | 489204 | 99743 | LOVEDEAN GSP | HUNSTON | ROSE GREEN | 11 | SOUTHERN ELECTRIC POWER DISTRIBUTION PLC | SOLAR | PHOTOVOLTAIC | NO | DATA NOT AVAILABLE | DATA NOT AVAILABLE | 2.058 | DATA NOT AVAILABLE | DATA NOT AVAILABLE | DATA NOT AVAILABLE | DATA NOT AVAILABLE | DATA NOT AVAILABLE | DATA NOT AVAILABLE | DATA NOT AVAILABLE | DATA NOT AVAILABLE | DATA NOT AVAILABLE | DATA NOT AVAILABLE | DATA NOT AVAILABLE | DATA NOT AVAILABLE | DATA NOT AVAILABLE | ACCEPTED TO CONNECT | DATA NOT AVAILABLE | DATA NOT AVAILABLE | DATA NOT AVAILABLE | DATA NOT AVAILABLE | DATA NOT AVAILABLE | DATA NOT AVAILABLE | 2.058 | 0.999 | 1.0516 | 0 | 0 | 2023-06-08 | DATA NOT AVAILABLE | N | DATA NOT AVAILABLE | DATA NOT AVAILABLE | DATA NOT AVAILABLE | DATA NOT AVAILABLE | DATA NOT AVAILABLE | 2023-01-10
DATA NOT AVAILABLE | DATA NOT AVAILABLE | RENEWABLE ENERGY SYSTEMS LTD | PEER | CORSHELLACH BESS | DUNPHAIL | FORRES | MORAY | IV36 2QH | SCOTLAND | 302548 | 845737 | BERRYBURN GRID | DATA NOT APPLICABLE | BERRYBURN GRID | 33 | SCOTTISH HYDRO ELECTRIC POWER DISTRIBUTION PLC | OTHER | OTHER | NO | DATA NOT AVAILABLE | DATA NOT AVAILABLE | 62.5 | DATA NOT AVAILABLE | DATA NOT AVAILABLE | DATA NOT AVAILABLE | DATA NOT AVAILABLE | DATA NOT AVAILABLE | DATA NOT AVAILABLE | DATA NOT AVAILABLE | DATA NOT AVAILABLE | DATA NOT AVAILABLE | DATA NOT AVAILABLE | DATA NOT AVAILABLE | DATA NOT AVAILABLE | DATA NOT AVAILABLE | ACCEPTED TO CONNECT | DATA NOT AVAILABLE | DATA NOT AVAILABLE | DATA NOT AVAILABLE | DATA NOT AVAILABLE | DATA NOT AVAILABLE | DATA NOT AVAILABLE | 62.5 | 49.9 | 52.5263 | 52.5263 | 49.9 | 2022-11-10 | DATA NOT AVAILABLE | N | DATA NOT AVAILABLE | DATA NOT AVAILABLE | DATA NOT AVAILABLE | DATA NOT AVAILABLE | DATA NOT AVAILABLE | 2022-12-06
DATA NOT AVAILABLE | DATA NOT AVAILABLE | OPDE UK LIMITED | 49.4MW BATTERY | DATA NOT AVAILABLE | MORENISH | KILLIN | STIRLING | FK21 8TL | SCOTLAND | 258367 | 734419 | KILLIN | DATA NOT APPLICABLE | KILLIN GRID | 33 | SCOTTISH HYDRO ELECTRIC POWER DISTRIBUTION PLC | STORED ENERGY (ALL STORED ENERGY IRRESPECTVE OF THE ORIGINAL ENERGY SOURCE) | STORAGE - ELECTROCHEMICAL (BATTERIES) | NO | DATA NOT AVAILABLE | DATA NOT AVAILABLE | 49.4 | DATA NOT AVAILABLE | DATA NOT AVAILABLE | DATA NOT AVAILABLE | DATA NOT AVAILABLE | DATA NOT AVAILABLE | DATA NOT AVAILABLE | DATA NOT AVAILABLE | DATA NOT AVAILABLE | DATA NOT AVAILABLE | DATA NOT AVAILABLE | DATA NOT AVAILABLE | DATA NOT AVAILABLE | DATA NOT AVAILABLE | ACCEPTED TO CONNECT | DATA NOT AVAILABLE | DATA NOT AVAILABLE | DATA NOT AVAILABLE | DATA NOT AVAILABLE | DATA NOT AVAILABLE | DATA NOT AVAILABLE | 49.4 | 49.4 | 52 | 54.7368 | 52 | 2022-10-28 | DATA NOT AVAILABLE | N | DATA NOT AVAILABLE | DATA NOT AVAILABLE | DATA NOT AVAILABLE | DATA NOT AVAILABLE | DATA NOT AVAILABLE | 2022-12-06
DATA NOT AVAILABLE | DATA NOT AVAILABLE | CONRAD ENERGY (DEVELOPMENTS) II LIMITED | 7MW SOLAR | LAND AT DOWN FARM | HURSLEY | WINCHESTER | HAMPSHIRE | SO22 4BF | ENGLAND | 445202 | 127070 | NURSLING GSP | WINCHESTER | DATA NOT AVAILABLE | EHV | SOUTHERN ELECTRIC POWER DISTRIBUTION PLC | OTHER | OTHER | NO | DATA NOT AVAILABLE | DATA NOT AVAILABLE | 7 | DATA NOT AVAILABLE | DATA NOT AVAILABLE | DATA NOT AVAILABLE | DATA NOT AVAILABLE | DATA NOT AVAILABLE | DATA NOT AVAILABLE | DATA NOT AVAILABLE | DATA NOT AVAILABLE | DATA NOT AVAILABLE | DATA NOT AVAILABLE | DATA NOT AVAILABLE | DATA NOT AVAILABLE | DATA NOT AVAILABLE | ACCEPTED TO CONNECT | DATA NOT AVAILABLE | DATA NOT AVAILABLE | DATA NOT AVAILABLE | DATA NOT AVAILABLE | DATA NOT AVAILABLE | DATA NOT AVAILABLE | 7 | 7 | 7.3684 | 0.16632 | 0.158 | 2022-10-31 | DATA NOT AVAILABLE | N | DATA NOT AVAILABLE | DATA NOT AVAILABLE | DATA NOT AVAILABLE | DATA NOT AVAILABLE | DATA NOT AVAILABLE | 2022-12-06
DATA NOT AVAILABLE | DATA NOT AVAILABLE | DNO CONSULTING LTD | 12MW PV | THORNLANDS FARM | FLETCHWOOD ROAD TOTTON | SOUTHAMPTON | HAMPSHIRE | SO40 7DX | ENGLAND | 433783 | 112600 | NURSLING GSP | ROWNHAMS | FLETCHWOOD | 11 | SOUTHERN ELECTRIC POWER DISTRIBUTION PLC | SOLAR | PHOTOVOLTAIC | NO | DATA NOT AVAILABLE | DATA NOT AVAILABLE | 12 | DATA NOT AVAILABLE | DATA NOT AVAILABLE | DATA NOT AVAILABLE | DATA NOT AVAILABLE | DATA NOT AVAILABLE | DATA NOT AVAILABLE | DATA NOT AVAILABLE | DATA NOT AVAILABLE | DATA NOT AVAILABLE | DATA NOT AVAILABLE | DATA NOT AVAILABLE | DATA NOT AVAILABLE | DATA NOT AVAILABLE | ACCEPTED TO CONNECT | DATA NOT AVAILABLE | DATA NOT AVAILABLE | DATA NOT AVAILABLE | DATA NOT AVAILABLE | DATA NOT AVAILABLE | DATA NOT AVAILABLE | 12 | 12 | 12.6316 | 0.11053 | 0.105 | 2022-11-18 | DATA NOT AVAILABLE | N | DATA NOT AVAILABLE | DATA NOT AVAILABLE | DATA NOT AVAILABLE | DATA NOT AVAILABLE | DATA NOT AVAILABLE | 2022-12-06
DATA NOT AVAILABLE | DATA NOT AVAILABLE | NAREC DISTRIBUTED ENERGY LTD | LAND OFF THE B9134 - BESS | LAND OFF THE B9134 | FORFAR ANGUS | ANGUS | ANGUS | DD8 2UX | SCOTLAND | 347504 | 751932 | LUNANHEAD | DATA NOT APPLICABLE | LUNANHEAD GRID | 33 | SCOTTISH HYDRO ELECTRIC POWER DISTRIBUTION PLC | STORED ENERGY (ALL STORED ENERGY IRRESPECTVE OF THE ORIGINAL ENERGY SOURCE) | STORAGE - ELECTROCHEMICAL (BATTERIES) | NO | DATA NOT AVAILABLE | DATA NOT AVAILABLE | 49.99 | DATA NOT AVAILABLE | DATA NOT AVAILABLE | DATA NOT AVAILABLE | DATA NOT AVAILABLE | DATA NOT AVAILABLE | DATA NOT AVAILABLE | DATA NOT AVAILABLE | DATA NOT AVAILABLE | DATA NOT AVAILABLE | DATA NOT AVAILABLE | DATA NOT AVAILABLE | DATA NOT AVAILABLE | DATA NOT AVAILABLE | ACCEPTED TO CONNECT | DATA NOT AVAILABLE | DATA NOT AVAILABLE | DATA NOT AVAILABLE | DATA NOT AVAILABLE | DATA NOT AVAILABLE | DATA NOT AVAILABLE | 49.99 | 49.99 | 52.6211 | 52.6211 | 49.99 | 2022-09-30 | DATA NOT AVAILABLE | N | DATA NOT AVAILABLE | DATA NOT AVAILABLE | DATA NOT AVAILABLE | DATA NOT AVAILABLE | DATA NOT AVAILABLE | 2022-11-03
DATA NOT AVAILABLE | DATA NOT AVAILABLE | AVON UTILITIES AND GENERATION LTD | 5MW PV | SOUTH MARSTON SOLAR | OFF HIGHWORT ROAD SOUTH MARSTON | SWINDON | WILTSHIRE | SN3 4SB | ENGLAND | 419299 | 187992 | MINETY GSP | STRATTON | STRATTON | 11 | SOUTHERN ELECTRIC POWER DISTRIBUTION PLC | SOLAR | PHOTOVOLTAIC | NO | DATA NOT AVAILABLE | DATA NOT AVAILABLE | 5 | DATA NOT AVAILABLE | DATA NOT AVAILABLE | DATA NOT AVAILABLE | DATA NOT AVAILABLE | DATA NOT AVAILABLE | DATA NOT AVAILABLE | DATA NOT AVAILABLE | DATA NOT AVAILABLE | DATA NOT AVAILABLE | DATA NOT AVAILABLE | DATA NOT AVAILABLE | DATA NOT AVAILABLE | DATA NOT AVAILABLE | ACCEPTED TO CONNECT | DATA NOT AVAILABLE | DATA NOT AVAILABLE | DATA NOT AVAILABLE | DATA NOT AVAILABLE | DATA NOT AVAILABLE | DATA NOT AVAILABLE | 5 | 5 | 5.2632 | 0.16632 | 0.158 | 2023-02-22 | DATA NOT AVAILABLE | N | DATA NOT AVAILABLE | DATA NOT AVAILABLE | DATA NOT AVAILABLE | DATA NOT AVAILABLE | DATA NOT AVAILABLE | 2023-04-06
DATA NOT AVAILABLE | DATA NOT AVAILABLE | REG WINDPOWER LTD | FOR NCD - DESIGN APPROVAL | WHITECHURCH HILL ENERGY PARK | WINTERBORNE WHITECHURCH | BLANDFORD | DORSET | DT11 9AW | ENGLAND | 384345 | 99548 | MANNINGTON GSP | LYTCHETT | LYTCHETT | EHV | SOUTHERN ELECTRIC POWER DISTRIBUTION PLC | OTHER | OTHER | NO | DATA NOT AVAILABLE | DATA NOT AVAILABLE | 12 | DATA NOT AVAILABLE | DATA NOT AVAILABLE | DATA NOT AVAILABLE | DATA NOT AVAILABLE | DATA NOT AVAILABLE | DATA NOT AVAILABLE | DATA NOT AVAILABLE | DATA NOT AVAILABLE | DATA NOT AVAILABLE | DATA NOT AVAILABLE | DATA NOT AVAILABLE | DATA NOT AVAILABLE | DATA NOT AVAILABLE | ACCEPTED TO CONNECT | DATA NOT AVAILABLE | DATA NOT AVAILABLE | DATA NOT AVAILABLE | DATA NOT AVAILABLE | DATA NOT AVAILABLE | DATA NOT AVAILABLE | 12 | 12 | 12.6316 | 3.1579 | 3 | 2022-11-30 | DATA NOT AVAILABLE | N | DATA NOT AVAILABLE | DATA NOT AVAILABLE | DATA NOT AVAILABLE | DATA NOT AVAILABLE | DATA NOT AVAILABLE | 2023-01-10
DATA NOT AVAILABLE | DATA NOT AVAILABLE | RWE RENEWABLES UK ONSHORE WIND LTD | AUTH | CLACHAIG WIND FARM | DATA NOT AVAILABLE | TARBERT | ARGYLL AND BUTE | PA29 6XF | SCOTLAND | 169214 | 643823 | CARRADALE | DATA NOT APPLICABLE | CARRADALE GRID | 33 | SCOTTISH HYDRO ELECTRIC POWER DISTRIBUTION PLC | WIND | ONSHORE WIND TURBINES | NO | DATA NOT AVAILABLE | DATA NOT AVAILABLE | 52.8 | DATA NOT AVAILABLE | DATA NOT AVAILABLE | DATA NOT AVAILABLE | DATA NOT AVAILABLE | DATA NOT AVAILABLE | DATA NOT AVAILABLE | DATA NOT AVAILABLE | DATA NOT AVAILABLE | DATA NOT AVAILABLE | DATA NOT AVAILABLE | DATA NOT AVAILABLE | DATA NOT AVAILABLE | DATA NOT AVAILABLE | ACCEPTED TO CONNECT | DATA NOT AVAILABLE | DATA NOT AVAILABLE | DATA NOT AVAILABLE | DATA NOT AVAILABLE | DATA NOT AVAILABLE | DATA NOT AVAILABLE | 52.8 | 52.8 | 55.5789 | 0.21474 | 0.204 | 2023-01-11 | DATA NOT AVAILABLE | N | DATA NOT AVAILABLE | DATA NOT AVAILABLE | DATA NOT AVAILABLE | DATA NOT AVAILABLE | DATA NOT AVAILABLE | 2023-02-02
DATA NOT AVAILABLE | DATA NOT AVAILABLE | ADTEK LIMITED | PEER | TARLAND SITE | BOGFERN | ALFORD | ABERDEENSHIRE | AB33 8LP | SCOTLAND | 352824 | 807223 | TARLAND | DATA NOT APPLICABLE | TARLAND GRID | 33 | SCOTTISH HYDRO ELECTRIC POWER DISTRIBUTION PLC | OTHER | OTHER | NO | DATA NOT AVAILABLE | DATA NOT AVAILABLE | 20 | DATA NOT AVAILABLE | DATA NOT AVAILABLE | DATA NOT AVAILABLE | DATA NOT AVAILABLE | DATA NOT AVAILABLE | DATA NOT AVAILABLE | DATA NOT AVAILABLE | DATA NOT AVAILABLE | DATA NOT AVAILABLE | DATA NOT AVAILABLE | DATA NOT AVAILABLE | DATA NOT AVAILABLE | DATA NOT AVAILABLE | ACCEPTED TO CONNECT | DATA NOT AVAILABLE | DATA NOT AVAILABLE | DATA NOT AVAILABLE | DATA NOT AVAILABLE | DATA NOT AVAILABLE | DATA NOT AVAILABLE | 20 | 20 | 21.0526 | 21.0526 | 20 | 2022-09-22 | DATA NOT AVAILABLE | N | DATA NOT AVAILABLE | DATA NOT AVAILABLE | DATA NOT AVAILABLE | DATA NOT AVAILABLE | DATA NOT AVAILABLE | 2022-10-10
DATA NOT AVAILABLE | DATA NOT AVAILABLE | ADTEK LIMITED | LAURENCEKIRK 30MW BATTERY | FIDDES BATTERY STORAGE | CASTLE OF FIDDES | LAURENCEKIRK | ABERDEENSHIRE | AB30 1LL | SCOTLAND | 381297 | 781886 | FIDDES | DATA NOT APPLICABLE | FIDDES | 33 | SCOTTISH HYDRO ELECTRIC POWER DISTRIBUTION PLC | STORED ENERGY (ALL STORED ENERGY IRRESPECTVE OF THE ORIGINAL ENERGY SOURCE) | STORAGE - ELECTROCHEMICAL (BATTERIES) | NO | DATA NOT AVAILABLE | DATA NOT AVAILABLE | 30 | DATA NOT AVAILABLE | DATA NOT AVAILABLE | DATA NOT AVAILABLE | DATA NOT AVAILABLE | DATA NOT AVAILABLE | DATA NOT AVAILABLE | DATA NOT AVAILABLE | DATA NOT AVAILABLE | DATA NOT AVAILABLE | DATA NOT AVAILABLE | DATA NOT AVAILABLE | DATA NOT AVAILABLE | DATA NOT AVAILABLE | ACCEPTED TO CONNECT | DATA NOT AVAILABLE | DATA NOT AVAILABLE | DATA NOT AVAILABLE | DATA NOT AVAILABLE | DATA NOT AVAILABLE | DATA NOT AVAILABLE | 30 | 30 | 31.5789 | 33.2411 | 31.579 | 2022-09-22 | DATA NOT AVAILABLE | N | DATA NOT AVAILABLE | DATA NOT AVAILABLE | DATA NOT AVAILABLE | DATA NOT AVAILABLE | DATA NOT AVAILABLE | 2022-10-10
DATA NOT AVAILABLE | DATA NOT AVAILABLE | ADTEK LIMITED | QUALITY | KEITH BATTERY STORAGE | WESTERTON ROAD | KEITH | MORAY | AB55 5EP | SCOTLAND | 343607 | 850568 | KEITH | DATA NOT APPLICABLE | KEITH GRID | 33 | SCOTTISH HYDRO ELECTRIC POWER DISTRIBUTION PLC | OTHER | OTHER | NO | DATA NOT AVAILABLE | DATA NOT AVAILABLE | 39 | DATA NOT AVAILABLE | DATA NOT AVAILABLE | DATA NOT AVAILABLE | DATA NOT AVAILABLE | DATA NOT AVAILABLE | DATA NOT AVAILABLE | DATA NOT AVAILABLE | DATA NOT AVAILABLE | DATA NOT AVAILABLE | DATA NOT AVAILABLE | DATA NOT AVAILABLE | DATA NOT AVAILABLE | DATA NOT AVAILABLE | ACCEPTED TO CONNECT | DATA NOT AVAILABLE | DATA NOT AVAILABLE | DATA NOT AVAILABLE | DATA NOT AVAILABLE | DATA NOT AVAILABLE | DATA NOT AVAILABLE | 39 | 39 | 41.0526 | 41.0526 | 39 | 2022-09-22 | DATA NOT AVAILABLE | N | DATA NOT AVAILABLE | DATA NOT AVAILABLE | DATA NOT AVAILABLE | DATA NOT AVAILABLE | DATA NOT AVAILABLE | 2022-10-10
DATA NOT AVAILABLE | DATA NOT AVAILABLE | NATURAL POWER CONSULTANTS | 20MW BATTERY | TOFTINGALL 2 BESS | TOFTINGALL HALKIRK | CAITHNESS | HIGHLAND | KW12 6UW | SCOTLAND | 313553 | 953351 | MYBSTER | DATA NOT APPLICABLE | MYBSTER GRID | 33 | SCOTTISH HYDRO ELECTRIC POWER DISTRIBUTION PLC | STORED ENERGY (ALL STORED ENERGY IRRESPECTVE OF THE ORIGINAL ENERGY SOURCE) | STORAGE - ELECTROCHEMICAL (BATTERIES) | NO | DATA NOT AVAILABLE | DATA NOT AVAILABLE | 21 | DATA NOT AVAILABLE | DATA NOT AVAILABLE | DATA NOT AVAILABLE | DATA NOT AVAILABLE | DATA NOT AVAILABLE | DATA NOT AVAILABLE | DATA NOT AVAILABLE | DATA NOT AVAILABLE | DATA NOT AVAILABLE | DATA NOT AVAILABLE | DATA NOT AVAILABLE | DATA NOT AVAILABLE | DATA NOT AVAILABLE | ACCEPTED TO CONNECT | DATA NOT AVAILABLE | DATA NOT AVAILABLE | DATA NOT AVAILABLE | DATA NOT AVAILABLE | DATA NOT AVAILABLE | DATA NOT AVAILABLE | 21 | 20 | 21.0526 | 22.1695 | 21.061 | 2023-01-04 | DATA NOT AVAILABLE | N | DATA NOT AVAILABLE | DATA NOT AVAILABLE | DATA NOT AVAILABLE | DATA NOT AVAILABLE | DATA NOT AVAILABLE | 2023-02-02
DATA NOT AVAILABLE | DATA NOT AVAILABLE | GREENTECH PROJECTS HOLDING UK LIMITED | DRONLEY 50MW PV | DRONLEY SOLAR FARM | LAND OFF B954 | DUNDEE | ANGUS | DD3 0QJ | SCOTLAND | 334347 | 735547 | LYNDHURST | DATA NOT APPLICABLE | LYNDHURST GRID | 33 | SCOTTISH HYDRO ELECTRIC POWER DISTRIBUTION PLC | SOLAR | PHOTOVOLTAIC | NO | DATA NOT AVAILABLE | DATA NOT AVAILABLE | 50 | DATA NOT AVAILABLE | DATA NOT AVAILABLE | DATA NOT AVAILABLE | DATA NOT AVAILABLE | DATA NOT AVAILABLE | DATA NOT AVAILABLE | DATA NOT AVAILABLE | DATA NOT AVAILABLE | DATA NOT AVAILABLE | DATA NOT AVAILABLE | DATA NOT AVAILABLE | DATA NOT AVAILABLE | DATA NOT AVAILABLE | ACCEPTED TO CONNECT | DATA NOT AVAILABLE | DATA NOT AVAILABLE | DATA NOT AVAILABLE | DATA NOT AVAILABLE | DATA NOT AVAILABLE | DATA NOT AVAILABLE | 50 | 50 | 52.6316 | 0.88632 | 0.842 | 2023-04-07 | DATA NOT AVAILABLE | N | DATA NOT AVAILABLE | DATA NOT AVAILABLE | DATA NOT AVAILABLE | DATA NOT AVAILABLE | DATA NOT AVAILABLE | 2023-05-11
DATA NOT AVAILABLE | DATA NOT AVAILABLE | PUBLIC POWER SOLUTIONS LTD | BAKER BARRACKS - PV | BAKER BARRACKS | THORNEY ISLAND | EMSWORTH | HAMPSHIRE | PO10 8DH | ENGLAND | 475900 | 102900 | LOVEDEAN GSP | HAVANT | EMSWORTH | 11 | SOUTHERN ELECTRIC POWER DISTRIBUTION PLC | SOLAR | PHOTOVOLTAIC | NO | DATA NOT AVAILABLE | DATA NOT AVAILABLE | 1.2 | DATA NOT AVAILABLE | DATA NOT AVAILABLE | DATA NOT AVAILABLE | DATA NOT AVAILABLE | DATA NOT AVAILABLE | DATA NOT AVAILABLE | DATA NOT AVAILABLE | DATA NOT AVAILABLE | DATA NOT AVAILABLE | DATA NOT AVAILABLE | DATA NOT AVAILABLE | DATA NOT AVAILABLE | DATA NOT AVAILABLE | ACCEPTED TO CONNECT | DATA NOT AVAILABLE | DATA NOT AVAILABLE | DATA NOT AVAILABLE | DATA NOT AVAILABLE | DATA NOT AVAILABLE | DATA NOT AVAILABLE | 1.2 | 0.8 | 0.84211 | 0 | 0 | 2022-08-09 | DATA NOT AVAILABLE | N | DATA NOT AVAILABLE | DATA NOT AVAILABLE | DATA NOT AVAILABLE | DATA NOT AVAILABLE | DATA NOT AVAILABLE | 2022-09-07
DATA NOT AVAILABLE | DATA NOT AVAILABLE | THE EUROPEAN MARINE ENERGY CENTRE LTD | 30MW TIDAL | EMEC TIDAL TEST FACILITY | WEST SIDE ROAD CALDALE EDAY | ORKNEY | ORKNEY ISLANDS | KW17 2AA | SCOTLAND | 356219 | 1030832 | DATA NOT AVAILABLE | DATA NOT APPLICABLE | DATA NOT AVAILABLE | EHV | SCOTTISH HYDRO ELECTRIC POWER DISTRIBUTION PLC | WATER (FLOWING WATER OR HEAD OF WATER) | HYDRO - OTHER | NO | DATA NOT AVAILABLE | DATA NOT AVAILABLE | 30 | DATA NOT AVAILABLE | DATA NOT AVAILABLE | DATA NOT AVAILABLE | DATA NOT AVAILABLE | DATA NOT AVAILABLE | DATA NOT AVAILABLE | DATA NOT AVAILABLE | DATA NOT AVAILABLE | DATA NOT AVAILABLE | DATA NOT AVAILABLE | DATA NOT AVAILABLE | DATA NOT AVAILABLE | DATA NOT AVAILABLE | ACCEPTED TO CONNECT | DATA NOT AVAILABLE | DATA NOT AVAILABLE | DATA NOT AVAILABLE | DATA NOT AVAILABLE | DATA NOT AVAILABLE | DATA NOT AVAILABLE | 30 | 30 | 31.5789 | 0.55579 | 0.528 | 2023-01-24 | DATA NOT AVAILABLE | N | DATA NOT AVAILABLE | DATA NOT AVAILABLE | DATA NOT AVAILABLE | DATA NOT AVAILABLE | DATA NOT AVAILABLE | 2023-02-02
DATA NOT AVAILABLE | DATA NOT AVAILABLE | INTEGRUM RNEWABLE ENERGY | AUTH & QC 99.9MW BESS | HALFWAY HOUSE FARM | BEANACRE | MELKSHAM | WILTSHIRE | SN12 7QA | ENGLAND | 391310 | 166930 | DATA NOT AVAILABLE | DATA NOT AVAILABLE | DATA NOT AVAILABLE | 132 | SOUTHERN ELECTRIC POWER DISTRIBUTION PLC | STORED ENERGY (ALL STORED ENERGY IRRESPECTVE OF THE ORIGINAL ENERGY SOURCE) | STORAGE - ELECTROCHEMICAL (BATTERIES) | NO | DATA NOT AVAILABLE | DATA NOT AVAILABLE | 104.2 | DATA NOT AVAILABLE | DATA NOT AVAILABLE | DATA NOT AVAILABLE | DATA NOT AVAILABLE | DATA NOT AVAILABLE | DATA NOT AVAILABLE | DATA NOT AVAILABLE | DATA NOT AVAILABLE | DATA NOT AVAILABLE | DATA NOT AVAILABLE | DATA NOT AVAILABLE | DATA NOT AVAILABLE | DATA NOT AVAILABLE | ACCEPTED TO CONNECT | DATA NOT AVAILABLE | DATA NOT AVAILABLE | DATA NOT AVAILABLE | DATA NOT AVAILABLE | DATA NOT AVAILABLE | DATA NOT AVAILABLE | 104.2 | 99.9 | 105.1579 | 110.6926 | 105.158 | 2023-04-06 | DATA NOT AVAILABLE | N | DATA NOT AVAILABLE | DATA NOT AVAILABLE | DATA NOT AVAILABLE | DATA NOT AVAILABLE | DATA NOT AVAILABLE | 2023-05-11
DATA NOT AVAILABLE | DATA NOT AVAILABLE | CONRAD ENERGY (DEVELOPMENTS) II LIMITED | 99MW BESS | FAWLEY BATTERY ENERGY STORAGE PLANT | ASHLETT ROAD | SOUTHAMPTON | HAMPSHIRE | SO45 1DT | ENGLAND | 446543 | 103212 | FAWLEY GSP | DATA NOT AVAILABLE | DATA NOT AVAILABLE | 132 | SOUTHERN ELECTRIC POWER DISTRIBUTION PLC | STORED ENERGY (ALL STORED ENERGY IRRESPECTVE OF THE ORIGINAL ENERGY SOURCE) | STORAGE - ELECTROCHEMICAL (BATTERIES) | NO | DATA NOT AVAILABLE | DATA NOT AVAILABLE | 99 | DATA NOT AVAILABLE | DATA NOT AVAILABLE | DATA NOT AVAILABLE | DATA NOT AVAILABLE | DATA NOT AVAILABLE | DATA NOT AVAILABLE | DATA NOT AVAILABLE | DATA NOT AVAILABLE | DATA NOT AVAILABLE | DATA NOT AVAILABLE | DATA NOT AVAILABLE | DATA NOT AVAILABLE | DATA NOT AVAILABLE | ACCEPTED TO CONNECT | DATA NOT AVAILABLE | DATA NOT AVAILABLE | DATA NOT AVAILABLE | DATA NOT AVAILABLE | DATA NOT AVAILABLE | DATA NOT AVAILABLE | 99 | 99 | 104.2105 | 109.6958 | 104.211 | 2022-10-28 | DATA NOT AVAILABLE | N | DATA NOT AVAILABLE | DATA NOT AVAILABLE | DATA NOT AVAILABLE | DATA NOT AVAILABLE | DATA NOT AVAILABLE | 2022-12-06
DATA NOT AVAILABLE | DATA NOT AVAILABLE | DNO CONSULTING LTD | 99.9MW BATTERY | ROW HILL FARM | DATA NOT AVAILABLE | WIMBORNE | DORSET | BH21 7EB | ENGLAND | 404435 | 104350 | MANNINGTON GSP | DATA NOT AVAILABLE | DATA NOT AVAILABLE | 132 | SOUTHERN ELECTRIC POWER DISTRIBUTION PLC | STORED ENERGY (ALL STORED ENERGY IRRESPECTVE OF THE ORIGINAL ENERGY SOURCE) | STORAGE - ELECTROCHEMICAL (BATTERIES) | NO | DATA NOT AVAILABLE | DATA NOT AVAILABLE | 99.9 | DATA NOT AVAILABLE | DATA NOT AVAILABLE | DATA NOT AVAILABLE | DATA NOT AVAILABLE | DATA NOT AVAILABLE | DATA NOT AVAILABLE | DATA NOT AVAILABLE | DATA NOT AVAILABLE | DATA NOT AVAILABLE | DATA NOT AVAILABLE | DATA NOT AVAILABLE | DATA NOT AVAILABLE | DATA NOT AVAILABLE | ACCEPTED TO CONNECT | DATA NOT AVAILABLE | DATA NOT AVAILABLE | DATA NOT AVAILABLE | DATA NOT AVAILABLE | DATA NOT AVAILABLE | DATA NOT AVAILABLE | 99.9 | 99.9 | 105.1579 | 110.7368 | 105.2 | 2023-03-29 | DATA NOT AVAILABLE | N | DATA NOT AVAILABLE | DATA NOT AVAILABLE | DATA NOT AVAILABLE | DATA NOT AVAILABLE | DATA NOT AVAILABLE | 2023-05-11
DATA NOT AVAILABLE | DATA NOT AVAILABLE | FUTURENERGY PARTNERS LIMITED | SENT FOR AUTH 150MW BATTERY | LAND AT IPERS BRIDGE | HOLBURY | SOUTHAMPTON | HAMPSHIRE | SO45 2FS | ENGLAND | 442818 | 103178 | FAWLEY GSP | DATA NOT AVAILABLE | DATA NOT AVAILABLE | 132 | SOUTHERN ELECTRIC POWER DISTRIBUTION PLC | STORED ENERGY (ALL STORED ENERGY IRRESPECTVE OF THE ORIGINAL ENERGY SOURCE) | STORAGE - ELECTROCHEMICAL (BATTERIES) | NO | DATA NOT AVAILABLE | DATA NOT AVAILABLE | 150 | DATA NOT AVAILABLE | DATA NOT AVAILABLE | DATA NOT AVAILABLE | DATA NOT AVAILABLE | DATA NOT AVAILABLE | DATA NOT AVAILABLE | DATA NOT AVAILABLE | DATA NOT AVAILABLE | DATA NOT AVAILABLE | DATA NOT AVAILABLE | DATA NOT AVAILABLE | DATA NOT AVAILABLE | DATA NOT AVAILABLE | ACCEPTED TO CONNECT | DATA NOT AVAILABLE | DATA NOT AVAILABLE | DATA NOT AVAILABLE | DATA NOT AVAILABLE | DATA NOT AVAILABLE | DATA NOT AVAILABLE | 150 | 100 | 105.2632 | 166.2105 | 157.9 | 2023-07-28 | DATA NOT AVAILABLE | N | DATA NOT AVAILABLE | DATA NOT AVAILABLE | DATA NOT AVAILABLE | DATA NOT AVAILABLE | DATA NOT AVAILABLE | 2023-09-07
DATA NOT AVAILABLE | DATA NOT AVAILABLE | SUSTAINABILITY UNLIMITED LLP | 49.9MW BESS | MACLEOD, PORT ANN | LAND ADJACENT TO A83 ACHNABA | LOCHGILPHEAD | ARGYLL AND BUTE | PA31 8SE | SCOTLAND | 190631 | 686692 | PORT ANN | DATA NOT APPLICABLE | PORT ANN GRID | 33 | SCOTTISH HYDRO ELECTRIC POWER DISTRIBUTION PLC | STORED ENERGY (ALL STORED ENERGY IRRESPECTVE OF THE ORIGINAL ENERGY SOURCE) | STORAGE - ELECTROCHEMICAL (BATTERIES) | NO | DATA NOT AVAILABLE | DATA NOT AVAILABLE | 49.9 | DATA NOT AVAILABLE | DATA NOT AVAILABLE | DATA NOT AVAILABLE | DATA NOT AVAILABLE | DATA NOT AVAILABLE | DATA NOT AVAILABLE | DATA NOT AVAILABLE | DATA NOT AVAILABLE | DATA NOT AVAILABLE | DATA NOT AVAILABLE | DATA NOT AVAILABLE | DATA NOT AVAILABLE | DATA NOT AVAILABLE | ACCEPTED TO CONNECT | DATA NOT AVAILABLE | DATA NOT AVAILABLE | DATA NOT AVAILABLE | DATA NOT AVAILABLE | DATA NOT AVAILABLE | DATA NOT AVAILABLE | 49.9 | 49.9 | 52.5263 | 52.5263 | 49.9 | 2023-05-25 | DATA NOT AVAILABLE | N | DATA NOT AVAILABLE | DATA NOT AVAILABLE | DATA NOT AVAILABLE | DATA NOT AVAILABLE | DATA NOT AVAILABLE | 2023-06-12
DATA NOT AVAILABLE | DATA NOT AVAILABLE | DNO CONSULTING LTD | ABDN 35MW PV & BATTERY | KIRKTON PV + ESS | LAND AROUND KIRKTON | PETERHEAD | ABERDEENSHIRE | AB42 3EN | SCOTLAND | 410457 | 850966 | PETERHEAD GRANGE | DATA NOT APPLICABLE | PETERHEAD GRANGE 33KV | 33 | SCOTTISH HYDRO ELECTRIC POWER DISTRIBUTION PLC | SOLAR | PHOTOVOLTAIC | NO | DATA NOT AVAILABLE | DATA NOT AVAILABLE | 43.75 | STORED ENERGY (ALL STORED ENERGY IRRESPECTVE OF THE ORIGINAL ENERGY SOURCE) | STORAGE - ELECTROCHEMICAL (BATTERIES) | DATA NOT AVAILABLE | DATA NOT AVAILABLE | DATA NOT AVAILABLE | 18.4211 | DATA NOT AVAILABLE | DATA NOT AVAILABLE | DATA NOT AVAILABLE | DATA NOT AVAILABLE | DATA NOT AVAILABLE | DATA NOT AVAILABLE | DATA NOT AVAILABLE | ACCEPTED TO CONNECT | DATA NOT AVAILABLE | DATA NOT AVAILABLE | DATA NOT AVAILABLE | DATA NOT AVAILABLE | DATA NOT AVAILABLE | DATA NOT AVAILABLE | 43.75 | 35 | 36.8421 | 18.4211 | 17.5 | 2022-12-16 | DATA NOT AVAILABLE | N | DATA NOT AVAILABLE | DATA NOT AVAILABLE | DATA NOT AVAILABLE | DATA NOT AVAILABLE | DATA NOT AVAILABLE | 2023-01-10
DATA NOT AVAILABLE | DATA NOT AVAILABLE | LABRON TECHNICAL LTD | 27MW WIND | ACHIEBEG WOOD FARM | LAND AT ACHIEBEG WOOD SHEBSTER | THURSO | HIGHLAND | KW14 7QZ | SCOTLAND | 301848 | 963964 | DOUNREAY | DATA NOT APPLICABLE | DOUNREAY | 11 | SCOTTISH HYDRO ELECTRIC POWER DISTRIBUTION PLC | WIND | ONSHORE WIND TURBINES | NO | DATA NOT AVAILABLE | DATA NOT AVAILABLE | 27 | DATA NOT AVAILABLE | DATA NOT AVAILABLE | DATA NOT AVAILABLE | DATA NOT AVAILABLE | DATA NOT AVAILABLE | DATA NOT AVAILABLE | DATA NOT AVAILABLE | DATA NOT AVAILABLE | DATA NOT AVAILABLE | DATA NOT AVAILABLE | DATA NOT AVAILABLE | DATA NOT AVAILABLE | DATA NOT AVAILABLE | ACCEPTED TO CONNECT | DATA NOT AVAILABLE | DATA NOT AVAILABLE | DATA NOT AVAILABLE | DATA NOT AVAILABLE | DATA NOT AVAILABLE | DATA NOT AVAILABLE | 27 | 27 | 28.4211 | 1.2632 | 1.2 | 2023-01-11 | DATA NOT AVAILABLE | N | DATA NOT AVAILABLE | DATA NOT AVAILABLE | DATA NOT AVAILABLE | DATA NOT AVAILABLE | DATA NOT AVAILABLE | 2023-02-02
DATA NOT AVAILABLE | DATA NOT AVAILABLE | CNOC MORAIL FARM | 26.4MW EXPORT AND 12MW IMPORT WIND & BESS | DATA NOT AVAILABLE | CNOC MORAIL FARM WATTEN | WICK | HIGHLAND | KW1 5XJ | SCOTLAND | 323173 | 953711 | MYBSTER | DATA NOT APPLICABLE | DATA NOT AVAILABLE | EHV | SCOTTISH HYDRO ELECTRIC POWER DISTRIBUTION PLC | WIND | ONSHORE WIND TURBINES | NO | DATA NOT AVAILABLE | DATA NOT AVAILABLE | 38.4 | STORED ENERGY (ALL STORED ENERGY IRRESPECTVE OF THE ORIGINAL ENERGY SOURCE) | STORAGE - ELECTROCHEMICAL (BATTERIES) | DATA NOT AVAILABLE | DATA NOT AVAILABLE | DATA NOT AVAILABLE | 12.6316 | DATA NOT AVAILABLE | DATA NOT AVAILABLE | DATA NOT AVAILABLE | DATA NOT AVAILABLE | DATA NOT AVAILABLE | DATA NOT AVAILABLE | DATA NOT AVAILABLE | ACCEPTED TO CONNECT | DATA NOT AVAILABLE | DATA NOT AVAILABLE | DATA NOT AVAILABLE | DATA NOT AVAILABLE | DATA NOT AVAILABLE | DATA NOT AVAILABLE | 38.4 | 26.4 | 27.7895 | 12.6316 | 12 | 2023-04-05 | DATA NOT AVAILABLE | N | DATA NOT AVAILABLE | DATA NOT AVAILABLE | DATA NOT AVAILABLE | DATA NOT AVAILABLE | DATA NOT AVAILABLE | 2023-05-11
DATA NOT AVAILABLE | DATA NOT AVAILABLE | ADTEK LTD | MARKETHILL BESS | LAND AT PLEASANCE ROAD | COUPAR ANGUS | BLAIRGOWRIE | PERTHSHIRE AND KINROSS | PH13 9EJ | SCOTLAND | 322403 | 739624 | COUPAR ANGUS | DATA NOT APPLICABLE | DATA NOT AVAILABLE | EHV | SCOTTISH HYDRO ELECTRIC POWER DISTRIBUTION PLC | STORED ENERGY (ALL STORED ENERGY IRRESPECTVE OF THE ORIGINAL ENERGY SOURCE) | STORAGE - ELECTROCHEMICAL (BATTERIES) | NO | DATA NOT AVAILABLE | DATA NOT AVAILABLE | 49.9 | DATA NOT AVAILABLE | DATA NOT AVAILABLE | DATA NOT AVAILABLE | DATA NOT AVAILABLE | DATA NOT AVAILABLE | DATA NOT AVAILABLE | DATA NOT AVAILABLE | DATA NOT AVAILABLE | DATA NOT AVAILABLE | DATA NOT AVAILABLE | DATA NOT AVAILABLE | DATA NOT AVAILABLE | DATA NOT AVAILABLE | ACCEPTED TO CONNECT | DATA NOT AVAILABLE | DATA NOT AVAILABLE | DATA NOT AVAILABLE | DATA NOT AVAILABLE | DATA NOT AVAILABLE | DATA NOT AVAILABLE | 49.9 | 49.9 | 52.5263 | 52.5263 | 49.9 | 2023-05-25 | DATA NOT AVAILABLE | N | DATA NOT AVAILABLE | DATA NOT AVAILABLE | DATA NOT AVAILABLE | DATA NOT AVAILABLE | DATA NOT AVAILABLE | 2023-06-12
DATA NOT AVAILABLE | DATA NOT AVAILABLE | DATA NOT AVAILABLE | 49.9MW ENERGY STORAGE | PLOT 5 | MID CRAIGIE INDUSTRIAL ESTATE KINGSWAY EAST | DUNDEE | DUNDEE CITY | DD4 7RP | SCOTLAND | 342595 | 731993 | MILTON OF CRAIGIE | DATA NOT APPLICABLE | MILTON OF CRAIGIE GRID | 33 | SCOTTISH HYDRO ELECTRIC POWER DISTRIBUTION PLC | STORED ENERGY (ALL STORED ENERGY IRRESPECTVE OF THE ORIGINAL ENERGY SOURCE) | STORAGE - ELECTROCHEMICAL (BATTERIES) | NO | DATA NOT AVAILABLE | DATA NOT AVAILABLE | 50 | DATA NOT AVAILABLE | DATA NOT AVAILABLE | DATA NOT AVAILABLE | DATA NOT AVAILABLE | DATA NOT AVAILABLE | DATA NOT AVAILABLE | DATA NOT AVAILABLE | DATA NOT AVAILABLE | DATA NOT AVAILABLE | DATA NOT AVAILABLE | DATA NOT AVAILABLE | DATA NOT AVAILABLE | DATA NOT AVAILABLE | ACCEPTED TO CONNECT | DATA NOT AVAILABLE | DATA NOT AVAILABLE | DATA NOT AVAILABLE | DATA NOT AVAILABLE | DATA NOT AVAILABLE | DATA NOT AVAILABLE | 50 | 49.9 | 52.5263 | 52.6316 | 50 | 2023-01-12 | DATA NOT AVAILABLE | N | DATA NOT AVAILABLE | DATA NOT AVAILABLE | DATA NOT AVAILABLE | DATA NOT AVAILABLE | DATA NOT AVAILABLE | 2023-02-02
DATA NOT AVAILABLE | DATA NOT AVAILABLE | WIND HARVEST LIMITED | 21MW LOAD ADDITION. | DATA NOT AVAILABLE | STRUAN 2 WINDFARM | ISLE OF SKYE | HIGHLAND | IV56 8FY | SCOTLAND | 139380 | 834253 | DATA NOT AVAILABLE | DATA NOT APPLICABLE | DATA NOT AVAILABLE | EHV | SCOTTISH HYDRO ELECTRIC POWER DISTRIBUTION PLC | WIND | ONSHORE WIND TURBINES | NO | DATA NOT AVAILABLE | DATA NOT AVAILABLE | 0.001 | DATA NOT AVAILABLE | DATA NOT AVAILABLE | DATA NOT AVAILABLE | DATA NOT AVAILABLE | DATA NOT AVAILABLE | DATA NOT AVAILABLE | DATA NOT AVAILABLE | DATA NOT AVAILABLE | DATA NOT AVAILABLE | DATA NOT AVAILABLE | DATA NOT AVAILABLE | DATA NOT AVAILABLE | DATA NOT AVAILABLE | ACCEPTED TO CONNECT | DATA NOT AVAILABLE | DATA NOT AVAILABLE | DATA NOT AVAILABLE | DATA NOT AVAILABLE | DATA NOT AVAILABLE | DATA NOT AVAILABLE | 0.001 | 0.001 | 0.0010526 | 22.0305 | 20.929 | 2023-01-09 | DATA NOT AVAILABLE | N | DATA NOT AVAILABLE | DATA NOT AVAILABLE | DATA NOT AVAILABLE | DATA NOT AVAILABLE | DATA NOT AVAILABLE | 2023-02-02
DATA NOT AVAILABLE | DATA NOT AVAILABLE | MR WILLIAM LESLIE | WARDHILL FARM BESS | WARDHILL CASTLE | DATA NOT AVAILABLE | INVERURIE | ABERDEENSHIRE | AB51 5BH | SCOTLAND | 371384 | 830878 | ROTHIENORMAN | DATA NOT APPLICABLE | ROTHIENORMAN | 0.4 | SCOTTISH HYDRO ELECTRIC POWER DISTRIBUTION PLC | STORED ENERGY (ALL STORED ENERGY IRRESPECTVE OF THE ORIGINAL ENERGY SOURCE) | STORAGE - ELECTROCHEMICAL (BATTERIES) | NO | DATA NOT AVAILABLE | DATA NOT AVAILABLE | 50 | DATA NOT AVAILABLE | DATA NOT AVAILABLE | DATA NOT AVAILABLE | DATA NOT AVAILABLE | DATA NOT AVAILABLE | DATA NOT AVAILABLE | DATA NOT AVAILABLE | DATA NOT AVAILABLE | DATA NOT AVAILABLE | DATA NOT AVAILABLE | DATA NOT AVAILABLE | DATA NOT AVAILABLE | DATA NOT AVAILABLE | ACCEPTED TO CONNECT | DATA NOT AVAILABLE | DATA NOT AVAILABLE | DATA NOT AVAILABLE | DATA NOT AVAILABLE | DATA NOT AVAILABLE | DATA NOT AVAILABLE | 50 | 49.9 | 52.5263 | 52.5263 | 49.9 | 2023-03-30 | DATA NOT AVAILABLE | N | DATA NOT AVAILABLE | DATA NOT AVAILABLE | DATA NOT AVAILABLE | DATA NOT AVAILABLE | DATA NOT AVAILABLE | 2023-05-11
DATA NOT AVAILABLE | DATA NOT AVAILABLE | DATA NOT AVAILABLE | 22MW PV | PEATTIE FARM | COUPAR ANGUS | BLAIRGOWRIE | PERTHSHIRE AND KINROSS | PH13 9LH | SCOTLAND | 322398 | 736313 | COUPAR ANGUS | DATA NOT APPLICABLE | DATA NOT AVAILABLE | EHV | SCOTTISH HYDRO ELECTRIC POWER DISTRIBUTION PLC | SOLAR | PHOTOVOLTAIC | NO | DATA NOT AVAILABLE | DATA NOT AVAILABLE | 22 | DATA NOT AVAILABLE | DATA NOT AVAILABLE | DATA NOT AVAILABLE | DATA NOT AVAILABLE | DATA NOT AVAILABLE | DATA NOT AVAILABLE | DATA NOT AVAILABLE | DATA NOT AVAILABLE | DATA NOT AVAILABLE | DATA NOT AVAILABLE | DATA NOT AVAILABLE | DATA NOT AVAILABLE | DATA NOT AVAILABLE | ACCEPTED TO CONNECT | DATA NOT AVAILABLE | DATA NOT AVAILABLE | DATA NOT AVAILABLE | DATA NOT AVAILABLE | DATA NOT AVAILABLE | DATA NOT AVAILABLE | 22 | 22 | 23.1579 | 0.88632 | 0.842 | 2023-02-16 | DATA NOT AVAILABLE | N | DATA NOT AVAILABLE | DATA NOT AVAILABLE | DATA NOT AVAILABLE | DATA NOT AVAILABLE | DATA NOT AVAILABLE | 2023-03-08
DATA NOT AVAILABLE | DATA NOT AVAILABLE | MILLETS FARM CENTRE LTD | (PC) 1MW PV/BESS (ADD CAP) | MILLETS FARM 600KW ARRAY, MILLETS FARM CENTRE | KINGSTON ROAD FRILFORD | ABINGDON | OXFORDSHIRE | OX13 5HB | ENGLAND | 442838 | 197262 | COWLEY GSP | WITNEY | FYFIELD | 11 | SOUTHERN ELECTRIC POWER DISTRIBUTION PLC | SOLAR | PHOTOVOLTAIC | NO | DATA NOT AVAILABLE | DATA NOT AVAILABLE | 1 | STORED ENERGY (ALL STORED ENERGY IRRESPECTVE OF THE ORIGINAL ENERGY SOURCE) | STORAGE - ELECTROCHEMICAL (BATTERIES) | DATA NOT AVAILABLE | DATA NOT AVAILABLE | DATA NOT AVAILABLE | 0 | DATA NOT AVAILABLE | DATA NOT AVAILABLE | DATA NOT AVAILABLE | DATA NOT AVAILABLE | DATA NOT AVAILABLE | DATA NOT AVAILABLE | DATA NOT AVAILABLE | ACCEPTED TO CONNECT | DATA NOT AVAILABLE | DATA NOT AVAILABLE | DATA NOT AVAILABLE | DATA NOT AVAILABLE | DATA NOT AVAILABLE | DATA NOT AVAILABLE | 1 | 0.859 | 0.90421 | 0 | 0 | 2023-05-31 | 2024-03-28 | N | DATA NOT AVAILABLE | DATA NOT AVAILABLE | DATA NOT AVAILABLE | DATA NOT AVAILABLE | DATA NOT AVAILABLE | 2023-06-12
DATA NOT AVAILABLE | DATA NOT AVAILABLE | NEW ENGLAND LOBSTERS INTERNATIONAL LIMITED | 43MW BATTERY | BORELAND ENERGY STORAGE PARK | BORELAND GLEN LOCHAY | KILLIN | STIRLING | FK21 8TT | SCOTLAND | 255686 | 734696 | KILLIN | DATA NOT APPLICABLE | KILLIN GRID | 33 | SCOTTISH HYDRO ELECTRIC POWER DISTRIBUTION PLC | STORED ENERGY (ALL STORED ENERGY IRRESPECTVE OF THE ORIGINAL ENERGY SOURCE) | STORAGE - ELECTROCHEMICAL (BATTERIES) | NO | DATA NOT AVAILABLE | DATA NOT AVAILABLE | 48 | DATA NOT AVAILABLE | DATA NOT AVAILABLE | DATA NOT AVAILABLE | DATA NOT AVAILABLE | DATA NOT AVAILABLE | DATA NOT AVAILABLE | DATA NOT AVAILABLE | DATA NOT AVAILABLE | DATA NOT AVAILABLE | DATA NOT AVAILABLE | DATA NOT AVAILABLE | DATA NOT AVAILABLE | DATA NOT AVAILABLE | ACCEPTED TO CONNECT | DATA NOT AVAILABLE | DATA NOT AVAILABLE | DATA NOT AVAILABLE | DATA NOT AVAILABLE | DATA NOT AVAILABLE | DATA NOT AVAILABLE | 48 | 43 | 45.2632 | 45.2632 | 43 | 2023-05-11 | DATA NOT AVAILABLE | N | DATA NOT AVAILABLE | DATA NOT AVAILABLE | DATA NOT AVAILABLE | DATA NOT AVAILABLE | DATA NOT AVAILABLE | 2023-06-12
DATA NOT AVAILABLE | DATA NOT AVAILABLE | P3P PARTNERS LLP | 35MW PV & CHP (ADD CAP) | LANE END ENERGY CENTRE, ARRETON VALLEY NURSERY | MAIN ROAD ARRETON | NEWPORT | ISLE OF WIGHT | PO30 3AR | ENGLAND | 454717 | 84542 | FAWLEY GSP | COWES & WOOTTON COMMON | ARRETON NURSERIES | 33 | SOUTHERN ELECTRIC POWER DISTRIBUTION PLC | DATA NOT AVAILABLE | ENGINE (COMBUSTION / RECIPROCATING) | YES | DATA NOT AVAILABLE | DATA NOT AVAILABLE | 4.6 | DATA NOT AVAILABLE | DATA NOT AVAILABLE | DATA NOT AVAILABLE | DATA NOT AVAILABLE | DATA NOT AVAILABLE | DATA NOT AVAILABLE | DATA NOT AVAILABLE | DATA NOT AVAILABLE | DATA NOT AVAILABLE | DATA NOT AVAILABLE | DATA NOT AVAILABLE | DATA NOT AVAILABLE | DATA NOT AVAILABLE | ACCEPTED TO CONNECT | DATA NOT AVAILABLE | DATA NOT AVAILABLE | DATA NOT AVAILABLE | DATA NOT AVAILABLE | DATA NOT AVAILABLE | DATA NOT AVAILABLE | 4.6 | 0 | 0 | 0 | 0 | 2023-01-30 | DATA NOT AVAILABLE | N | DATA NOT AVAILABLE | DATA NOT AVAILABLE | DATA NOT AVAILABLE | DATA NOT AVAILABLE | DATA NOT AVAILABLE | 2023-02-02
DATA NOT AVAILABLE | DATA NOT AVAILABLE | MERAKI CONSULTANTS LIMITED | FRASERBURGH ENERGY PLANT | FRASERBURGH ENERGY PLANT | PHILORTH | FRASERBURGH | ABERDEENSHIRE | AB43 8TT | SCOTLAND | 400567 | 863950 | FRASERBURGH | DATA NOT APPLICABLE | FRASERBURGH GRID | 33 | SCOTTISH HYDRO ELECTRIC POWER DISTRIBUTION PLC | OTHER | OTHER | NO | DATA NOT AVAILABLE | DATA NOT AVAILABLE | 45 | DATA NOT AVAILABLE | DATA NOT AVAILABLE | DATA NOT AVAILABLE | DATA NOT AVAILABLE | DATA NOT AVAILABLE | DATA NOT AVAILABLE | DATA NOT AVAILABLE | DATA NOT AVAILABLE | DATA NOT AVAILABLE | DATA NOT AVAILABLE | DATA NOT AVAILABLE | DATA NOT AVAILABLE | DATA NOT AVAILABLE | ACCEPTED TO CONNECT | DATA NOT AVAILABLE | DATA NOT AVAILABLE | DATA NOT AVAILABLE | DATA NOT AVAILABLE | DATA NOT AVAILABLE | DATA NOT AVAILABLE | 45 | 45 | 47.3684 | 47.3684 | 45 | 2022-09-14 | DATA NOT AVAILABLE | N | DATA NOT AVAILABLE | DATA NOT AVAILABLE | DATA NOT AVAILABLE | DATA NOT AVAILABLE | DATA NOT AVAILABLE | 2022-10-10
DATA NOT AVAILABLE | DATA NOT AVAILABLE | GRID CONNECTION CONSULTING | PM AB1 ENERGY STORAGE | PM AB ENERGY STORAGE | ABERNETHY ROAD ABERNETHY | PERTH | PERTHSHIRE AND KINROSS | KY14 6EW | SCOTLAND | 319852 | 718014 | ABERNETHY | DATA NOT APPLICABLE | ABERNETHY GRID | 33 | SCOTTISH HYDRO ELECTRIC POWER DISTRIBUTION PLC | STORED ENERGY (ALL STORED ENERGY IRRESPECTVE OF THE ORIGINAL ENERGY SOURCE) | STORAGE - ELECTROCHEMICAL (BATTERIES) | NO | DATA NOT AVAILABLE | DATA NOT AVAILABLE | 49.9 | DATA NOT AVAILABLE | DATA NOT AVAILABLE | DATA NOT AVAILABLE | DATA NOT AVAILABLE | DATA NOT AVAILABLE | DATA NOT AVAILABLE | DATA NOT AVAILABLE | DATA NOT AVAILABLE | DATA NOT AVAILABLE | DATA NOT AVAILABLE | DATA NOT AVAILABLE | DATA NOT AVAILABLE | DATA NOT AVAILABLE | ACCEPTED TO CONNECT | DATA NOT AVAILABLE | DATA NOT AVAILABLE | DATA NOT AVAILABLE | DATA NOT AVAILABLE | DATA NOT AVAILABLE | DATA NOT AVAILABLE | 49.9 | 49.9 | 52.5263 | 52.5263 | 49.9 | 2022-10-06 | DATA NOT AVAILABLE | N | DATA NOT AVAILABLE | DATA NOT AVAILABLE | DATA NOT AVAILABLE | DATA NOT AVAILABLE | DATA NOT AVAILABLE | 2022-11-03
DATA NOT AVAILABLE | DATA NOT AVAILABLE | GRID CONNECTION CONSULTING | PM AB2 ENERGY STORAGE | PM AB2 ENERGY STORAGE | ABERNETHY ROAD ABERNETHY | PERTH | PERTHSHIRE AND KINROSS | KY14 6EW | SCOTLAND | 319852 | 718014 | ABERNETHY | DATA NOT APPLICABLE | ABERNETHY GRID | 33 | SCOTTISH HYDRO ELECTRIC POWER DISTRIBUTION PLC | STORED ENERGY (ALL STORED ENERGY IRRESPECTVE OF THE ORIGINAL ENERGY SOURCE) | STORAGE - ELECTROCHEMICAL (BATTERIES) | NO | DATA NOT AVAILABLE | DATA NOT AVAILABLE | 15 | DATA NOT AVAILABLE | DATA NOT AVAILABLE | DATA NOT AVAILABLE | DATA NOT AVAILABLE | DATA NOT AVAILABLE | DATA NOT AVAILABLE | DATA NOT AVAILABLE | DATA NOT AVAILABLE | DATA NOT AVAILABLE | DATA NOT AVAILABLE | DATA NOT AVAILABLE | DATA NOT AVAILABLE | DATA NOT AVAILABLE | ACCEPTED TO CONNECT | DATA NOT AVAILABLE | DATA NOT AVAILABLE | DATA NOT AVAILABLE | DATA NOT AVAILABLE | DATA NOT AVAILABLE | DATA NOT AVAILABLE | 15 | 15 | 15.7895 | 15.7895 | 15 | 2022-10-06 | DATA NOT AVAILABLE | N | DATA NOT AVAILABLE | DATA NOT AVAILABLE | DATA NOT AVAILABLE | DATA NOT AVAILABLE | DATA NOT AVAILABLE | 2022-11-03
DATA NOT AVAILABLE | DATA NOT AVAILABLE | GREEN CAT RENEWABLES LIMITED | ST FERGUS ENERGY PARK | ST FERGUS ENERGY PARK | ST FERGUS ABERDEENSHIRE ABERDEENSHIRE | ABERDEEN | ABERDEENSHIRE | AB42 3EP | SCOTLAND | 409778 | 853406 | ST FERGUS GAS | DATA NOT APPLICABLE | ST FERGUS GAS TERM | 11 | SCOTTISH HYDRO ELECTRIC POWER DISTRIBUTION PLC | OTHER | OTHER | NO | DATA NOT AVAILABLE | DATA NOT AVAILABLE | 9.7 | DATA NOT AVAILABLE | DATA NOT AVAILABLE | DATA NOT AVAILABLE | DATA NOT AVAILABLE | DATA NOT AVAILABLE | DATA NOT AVAILABLE | DATA NOT AVAILABLE | DATA NOT AVAILABLE | DATA NOT AVAILABLE | DATA NOT AVAILABLE | DATA NOT AVAILABLE | DATA NOT AVAILABLE | DATA NOT AVAILABLE | ACCEPTED TO CONNECT | DATA NOT AVAILABLE | DATA NOT AVAILABLE | DATA NOT AVAILABLE | DATA NOT AVAILABLE | DATA NOT AVAILABLE | DATA NOT AVAILABLE | 9.7 | 9.7 | 10.2105 | 0.10526 | 0.1 | 2023-02-28 | DATA NOT AVAILABLE | N | DATA NOT AVAILABLE | DATA NOT AVAILABLE | DATA NOT AVAILABLE | DATA NOT AVAILABLE | DATA NOT AVAILABLE | 2023-04-06
DATA NOT AVAILABLE | DATA NOT AVAILABLE | HADI KARIMI | G99 APPLICATION FOR 50MW BATTERY STORAGE AT TITCHF | HIGGLERS FARM | TITCHFIELD LANE | FAREHAM | HAMPSHIRE | PO17 5PQ | ENGLAND | 455620 | 110613 | BOTLEY WOOD GSP | BOTLEY WOOD | BOTLEY WOOD | EHV | SOUTHERN ELECTRIC POWER DISTRIBUTION PLC | STORED ENERGY (ALL STORED ENERGY IRRESPECTVE OF THE ORIGINAL ENERGY SOURCE) | STORAGE - ELECTROCHEMICAL (BATTERIES) | NO | DATA NOT AVAILABLE | DATA NOT AVAILABLE | 49.99 | DATA NOT AVAILABLE | DATA NOT AVAILABLE | DATA NOT AVAILABLE | DATA NOT AVAILABLE | DATA NOT AVAILABLE | DATA NOT AVAILABLE | DATA NOT AVAILABLE | DATA NOT AVAILABLE | DATA NOT AVAILABLE | DATA NOT AVAILABLE | DATA NOT AVAILABLE | DATA NOT AVAILABLE | DATA NOT AVAILABLE | ACCEPTED TO CONNECT | DATA NOT AVAILABLE | DATA NOT AVAILABLE | DATA NOT AVAILABLE | DATA NOT AVAILABLE | DATA NOT AVAILABLE | DATA NOT AVAILABLE | 49.99 | 49.99 | 52.6211 | 55.2905 | 52.526 | 2022-12-02 | DATA NOT AVAILABLE | N | DATA NOT AVAILABLE | DATA NOT AVAILABLE | DATA NOT AVAILABLE | DATA NOT AVAILABLE | DATA NOT AVAILABLE | 2023-01-10
DATA NOT AVAILABLE | DATA NOT AVAILABLE | IONA CAPITAL LTD | 9.9MW BIOMASS | BINN ECOPAR | GLENFARG | PERTH | PERTHSHIRE AND KINROSS | PH2 9PX | SCOTLAND | 317322 | 713401 | ABERNETHY | DATA NOT APPLICABLE | ABERNETHY GRID | 33 | SCOTTISH HYDRO ELECTRIC POWER DISTRIBUTION PLC | BIOMASS | DATA NOT AVAILABLE | NO | DATA NOT AVAILABLE | DATA NOT AVAILABLE | 9.9 | DATA NOT AVAILABLE | DATA NOT AVAILABLE | DATA NOT AVAILABLE | DATA NOT AVAILABLE | DATA NOT AVAILABLE | DATA NOT AVAILABLE | DATA NOT AVAILABLE | DATA NOT AVAILABLE | DATA NOT AVAILABLE | DATA NOT AVAILABLE | DATA NOT AVAILABLE | DATA NOT AVAILABLE | DATA NOT AVAILABLE | ACCEPTED TO CONNECT | DATA NOT AVAILABLE | DATA NOT AVAILABLE | DATA NOT AVAILABLE | DATA NOT AVAILABLE | DATA NOT AVAILABLE | DATA NOT AVAILABLE | 9.9 | 9.9 | 10.4211 | 1.3295 | 1.263 | 2022-12-23 | DATA NOT AVAILABLE | N | DATA NOT AVAILABLE | DATA NOT AVAILABLE | DATA NOT AVAILABLE | DATA NOT AVAILABLE | DATA NOT AVAILABLE | 2023-01-10
DATA NOT AVAILABLE | DATA NOT AVAILABLE | TNEI SERVICES | 43.2MW WIND | BERRY BURN EXTENSION | ALTYRE ESTATE | FORRES | MORAY | IV36 2QH | SCOTLAND | 302548 | 845737 | BERRYBURN GRID | DATA NOT APPLICABLE | BERRYBURN GRID | 33 | SCOTTISH HYDRO ELECTRIC POWER DISTRIBUTION PLC | WIND | ONSHORE WIND TURBINES | NO | DATA NOT AVAILABLE | DATA NOT AVAILABLE | 43.2 | DATA NOT AVAILABLE | DATA NOT AVAILABLE | DATA NOT AVAILABLE | DATA NOT AVAILABLE | DATA NOT AVAILABLE | DATA NOT AVAILABLE | DATA NOT AVAILABLE | DATA NOT AVAILABLE | DATA NOT AVAILABLE | DATA NOT AVAILABLE | DATA NOT AVAILABLE | DATA NOT AVAILABLE | DATA NOT AVAILABLE | ACCEPTED TO CONNECT | DATA NOT AVAILABLE | DATA NOT AVAILABLE | DATA NOT AVAILABLE | DATA NOT AVAILABLE | DATA NOT AVAILABLE | DATA NOT AVAILABLE | 43.2 | 43.2 | 45.4737 | 0.52632 | 0.5 | 2023-01-19 | DATA NOT AVAILABLE | N | DATA NOT AVAILABLE | DATA NOT AVAILABLE | DATA NOT AVAILABLE | DATA NOT AVAILABLE | DATA NOT AVAILABLE | 2023-02-02
DATA NOT AVAILABLE | DATA NOT AVAILABLE | ALLINGTON LANE SOLAR AND ENERGY STORAGE | QC & AUTH 27MW PV AND BATTERY | DATA NOT AVAILABLE | ALLINGTON LANE SOLAR FARM | EASTLEIGH | HAMPSHIRE | SO50 7DD | ENGLAND | 448241 | 117667 | BOTLEY WOOD GSP | NETLEY COMMON | DATA NOT AVAILABLE | EHV | SOUTHERN ELECTRIC POWER DISTRIBUTION PLC | SOLAR | PHOTOVOLTAIC | NO | DATA NOT AVAILABLE | DATA NOT AVAILABLE | 27 | STORED ENERGY (ALL STORED ENERGY IRRESPECTVE OF THE ORIGINAL ENERGY SOURCE) | STORAGE - ELECTROCHEMICAL (BATTERIES) | DATA NOT AVAILABLE | DATA NOT AVAILABLE | DATA NOT AVAILABLE | 13.1579 | DATA NOT AVAILABLE | DATA NOT AVAILABLE | DATA NOT AVAILABLE | DATA NOT AVAILABLE | DATA NOT AVAILABLE | DATA NOT AVAILABLE | DATA NOT AVAILABLE | ACCEPTED TO CONNECT | DATA NOT AVAILABLE | DATA NOT AVAILABLE | DATA NOT AVAILABLE | DATA NOT AVAILABLE | DATA NOT AVAILABLE | DATA NOT AVAILABLE | 27 | 27 | 28.4211 | 13.1579 | 12.5 | 2023-03-07 | DATA NOT AVAILABLE | N | DATA NOT AVAILABLE | DATA NOT AVAILABLE | DATA NOT AVAILABLE | DATA NOT AVAILABLE | DATA NOT AVAILABLE | 2023-04-06
DATA NOT AVAILABLE | DATA NOT AVAILABLE | THE GRID CONSULTANT | STRICHEN NORTH ENERGY PLANT | DATA NOT AVAILABLE | SOUTH REDBOG STRICHEN | FRASERBURGH | ABERDEENSHIRE | AB43 6RP | SCOTLAND | 398363 | 854311 | STRICHEN | DATA NOT APPLICABLE | STRICHEN GRID | 33 | SCOTTISH HYDRO ELECTRIC POWER DISTRIBUTION PLC | OTHER | OTHER | NO | DATA NOT AVAILABLE | DATA NOT AVAILABLE | 25 | DATA NOT AVAILABLE | DATA NOT AVAILABLE | DATA NOT AVAILABLE | DATA NOT AVAILABLE | DATA NOT AVAILABLE | DATA NOT AVAILABLE | DATA NOT AVAILABLE | DATA NOT AVAILABLE | DATA NOT AVAILABLE | DATA NOT AVAILABLE | DATA NOT AVAILABLE | DATA NOT AVAILABLE | DATA NOT AVAILABLE | ACCEPTED TO CONNECT | DATA NOT AVAILABLE | DATA NOT AVAILABLE | DATA NOT AVAILABLE | DATA NOT AVAILABLE | DATA NOT AVAILABLE | DATA NOT AVAILABLE | 25 | 25 | 26.3158 | 26.3158 | 25 | 2023-01-18 | DATA NOT AVAILABLE | N | DATA NOT AVAILABLE | DATA NOT AVAILABLE | DATA NOT AVAILABLE | DATA NOT AVAILABLE | DATA NOT AVAILABLE | 2023-02-02
DATA NOT AVAILABLE | DATA NOT AVAILABLE | BALANCE POWER PROJECTS LTD | 49.9MW BATTERY | HALLYBURTON BESS | BALDOWRIE | BLAIRGOWRIE | PERTHSHIRE AND KINROSS | PH13 9JW | SCOTLAND | 323934 | 739048 | DATA NOT AVAILABLE | DATA NOT APPLICABLE | DATA NOT AVAILABLE | EHV | SCOTTISH HYDRO ELECTRIC POWER DISTRIBUTION PLC | STORED ENERGY (ALL STORED ENERGY IRRESPECTVE OF THE ORIGINAL ENERGY SOURCE) | STORAGE - ELECTROCHEMICAL (BATTERIES) | NO | DATA NOT AVAILABLE | DATA NOT AVAILABLE | 49.9 | DATA NOT AVAILABLE | DATA NOT AVAILABLE | DATA NOT AVAILABLE | DATA NOT AVAILABLE | DATA NOT AVAILABLE | DATA NOT AVAILABLE | DATA NOT AVAILABLE | DATA NOT AVAILABLE | DATA NOT AVAILABLE | DATA NOT AVAILABLE | DATA NOT AVAILABLE | DATA NOT AVAILABLE | DATA NOT AVAILABLE | ACCEPTED TO CONNECT | DATA NOT AVAILABLE | DATA NOT AVAILABLE | DATA NOT AVAILABLE | DATA NOT AVAILABLE | DATA NOT AVAILABLE | DATA NOT AVAILABLE | 49.9 | 49.9 | 52.5263 | 52.5263 | 49.9 | 2023-01-16 | DATA NOT AVAILABLE | N | DATA NOT AVAILABLE | DATA NOT AVAILABLE | DATA NOT AVAILABLE | DATA NOT AVAILABLE | DATA NOT AVAILABLE | 2023-02-02
DATA NOT AVAILABLE | DATA NOT AVAILABLE | GREEN SWITCH CAPITAL LIMITED | 57.6MW WIND & 24MW BESS | SHANDFORD WIND FARM | DATA NOT AVAILABLE | FORFAR | ANGUS | DD8 3QW | SCOTLAND | 348325 | 761679 | LUNANHEAD | DATA NOT APPLICABLE | LUNANHEAD GRID | 33 | SCOTTISH HYDRO ELECTRIC POWER DISTRIBUTION PLC | WIND | ONSHORE WIND TURBINES | NO | DATA NOT AVAILABLE | DATA NOT AVAILABLE | 81.6 | STORED ENERGY (ALL STORED ENERGY IRRESPECTVE OF THE ORIGINAL ENERGY SOURCE) | STORAGE - ELECTROCHEMICAL (BATTERIES) | DATA NOT AVAILABLE | DATA NOT AVAILABLE | DATA NOT AVAILABLE | 25.7779 | DATA NOT AVAILABLE | DATA NOT AVAILABLE | DATA NOT AVAILABLE | DATA NOT AVAILABLE | DATA NOT AVAILABLE | DATA NOT AVAILABLE | DATA NOT AVAILABLE | ACCEPTED TO CONNECT | DATA NOT AVAILABLE | DATA NOT AVAILABLE | DATA NOT AVAILABLE | DATA NOT AVAILABLE | DATA NOT AVAILABLE | DATA NOT AVAILABLE | 81.6 | 57.6 | 60.6316 | 25.7779 | 24.489 | 2023-01-16 | DATA NOT AVAILABLE | N | DATA NOT AVAILABLE | DATA NOT AVAILABLE | DATA NOT AVAILABLE | DATA NOT AVAILABLE | DATA NOT AVAILABLE | 2023-02-02
DATA NOT AVAILABLE | DATA NOT AVAILABLE | MUIRDEN ENERGY LLP | 20MW BESS | TALLADH A BHEITHE ESTATE | LOCH RANNOCH | PITLOCHRY | PERTHSHIRE AND KINROSS | PH17 2QP | SCOTLAND | 252794 | 758393 | RANNOCH | DATA NOT APPLICABLE | RANNOCH GRID | 33 | SCOTTISH HYDRO ELECTRIC POWER DISTRIBUTION PLC | STORED ENERGY (ALL STORED ENERGY IRRESPECTVE OF THE ORIGINAL ENERGY SOURCE) | STORAGE - ELECTROCHEMICAL (BATTERIES) | NO | DATA NOT AVAILABLE | DATA NOT AVAILABLE | 20 | DATA NOT AVAILABLE | DATA NOT AVAILABLE | DATA NOT AVAILABLE | DATA NOT AVAILABLE | DATA NOT AVAILABLE | DATA NOT AVAILABLE | DATA NOT AVAILABLE | DATA NOT AVAILABLE | DATA NOT AVAILABLE | DATA NOT AVAILABLE | DATA NOT AVAILABLE | DATA NOT AVAILABLE | DATA NOT AVAILABLE | ACCEPTED TO CONNECT | DATA NOT AVAILABLE | DATA NOT AVAILABLE | DATA NOT AVAILABLE | DATA NOT AVAILABLE | DATA NOT AVAILABLE | DATA NOT AVAILABLE | 20 | 20 | 21.0526 | 22.1611 | 21.053 | 2023-02-14 | DATA NOT AVAILABLE | N | DATA NOT AVAILABLE | DATA NOT AVAILABLE | DATA NOT AVAILABLE | DATA NOT AVAILABLE | DATA NOT AVAILABLE | 2023-03-08
DATA NOT AVAILABLE | DATA NOT AVAILABLE | SUSTAINABILITY UNLIMITED LLP | 49.4MW BATTERY | LAND AT ENDRIGG, JAMEFIELD FARM | ABERNETHY RD ABERNETHY | PERTH | PERTHSHIRE AND KINROSS | KY14 6EW | SCOTLAND | 319852 | 718014 | ABERNETHY | DATA NOT APPLICABLE | ABERNETHY GRID | 33 | SCOTTISH HYDRO ELECTRIC POWER DISTRIBUTION PLC | STORED ENERGY (ALL STORED ENERGY IRRESPECTVE OF THE ORIGINAL ENERGY SOURCE) | STORAGE - ELECTROCHEMICAL (BATTERIES) | NO | DATA NOT AVAILABLE | DATA NOT AVAILABLE | 49.4 | DATA NOT AVAILABLE | DATA NOT AVAILABLE | DATA NOT AVAILABLE | DATA NOT AVAILABLE | DATA NOT AVAILABLE | DATA NOT AVAILABLE | DATA NOT AVAILABLE | DATA NOT AVAILABLE | DATA NOT AVAILABLE | DATA NOT AVAILABLE | DATA NOT AVAILABLE | DATA NOT AVAILABLE | DATA NOT AVAILABLE | ACCEPTED TO CONNECT | DATA NOT AVAILABLE | DATA NOT AVAILABLE | DATA NOT AVAILABLE | DATA NOT AVAILABLE | DATA NOT AVAILABLE | DATA NOT AVAILABLE | 49.4 | 49.4 | 52 | 54.7368 | 52 | 2023-02-01 | DATA NOT AVAILABLE | N | DATA NOT AVAILABLE | DATA NOT AVAILABLE | DATA NOT AVAILABLE | DATA NOT AVAILABLE | DATA NOT AVAILABLE | 2023-03-08
DATA NOT AVAILABLE | DATA NOT AVAILABLE | EVANS ENERGY LTD | 35MW WIND/BATTERY | NAN CLACH EXTENSION, WIND AND ELECTRICITY STORAGE | CAWDOR ESTATE ESTATE OFFICE CAWDOR | NAIRN | HIGHLAND | IV12 5RE | SCOTLAND | 284725 | 850184 | BOAT OF GARTEN | DATA NOT APPLICABLE | BOAT OF GARTEN GRID | 33 | SCOTTISH HYDRO ELECTRIC POWER DISTRIBUTION PLC | WIND | ONSHORE WIND TURBINES | NO | DATA NOT AVAILABLE | DATA NOT AVAILABLE | 70 | STORED ENERGY (ALL STORED ENERGY IRRESPECTVE OF THE ORIGINAL ENERGY SOURCE) | STORAGE - ELECTROCHEMICAL (BATTERIES) | DATA NOT AVAILABLE | DATA NOT AVAILABLE | DATA NOT AVAILABLE | 36.8421 | DATA NOT AVAILABLE | DATA NOT AVAILABLE | DATA NOT AVAILABLE | DATA NOT AVAILABLE | DATA NOT AVAILABLE | DATA NOT AVAILABLE | DATA NOT AVAILABLE | ACCEPTED TO CONNECT | DATA NOT AVAILABLE | DATA NOT AVAILABLE | DATA NOT AVAILABLE | DATA NOT AVAILABLE | DATA NOT AVAILABLE | DATA NOT AVAILABLE | 70 | 35 | 36.8421 | 36.8421 | 35 | 2022-11-10 | DATA NOT AVAILABLE | N | DATA NOT AVAILABLE | DATA NOT AVAILABLE | DATA NOT AVAILABLE | DATA NOT AVAILABLE | DATA NOT AVAILABLE | 2022-12-06
DATA NOT AVAILABLE | DATA NOT AVAILABLE | LOWER PENNINGTON SOLAR FARM | READY 35.5MW PV | LAND NEAR, EFFORD HOUSEHOLD WASTE RECYCLING CENTRE | MILFORD ROAD WOODSIDE PENNINGTON | LYMINGTON | HAMPSHIRE | SO41 8DP | ENGLAND | 430950 | 94281 | MANNINGTON GSP | ARNEWOOD | DATA NOT AVAILABLE | EHV | SOUTHERN ELECTRIC POWER DISTRIBUTION PLC | SOLAR | PHOTOVOLTAIC | NO | DATA NOT AVAILABLE | DATA NOT AVAILABLE | 20.57 | DATA NOT AVAILABLE | DATA NOT AVAILABLE | DATA NOT AVAILABLE | DATA NOT AVAILABLE | DATA NOT AVAILABLE | DATA NOT AVAILABLE | DATA NOT AVAILABLE | DATA NOT AVAILABLE | DATA NOT AVAILABLE | DATA NOT AVAILABLE | DATA NOT AVAILABLE | DATA NOT AVAILABLE | DATA NOT AVAILABLE | ACCEPTED TO CONNECT | DATA NOT AVAILABLE | DATA NOT AVAILABLE | DATA NOT AVAILABLE | DATA NOT AVAILABLE | DATA NOT AVAILABLE | DATA NOT AVAILABLE | 20.57 | 20.57 | 21.6526 | 0.55158 | 0.524 | 2023-03-31 | DATA NOT AVAILABLE | N | DATA NOT AVAILABLE | DATA NOT AVAILABLE | DATA NOT AVAILABLE | DATA NOT AVAILABLE | DATA NOT AVAILABLE | 2023-05-11
DATA NOT AVAILABLE | DATA NOT AVAILABLE | GEW2 LTD | 99.9MW BESS | DATA NOT AVAILABLE | NEAR BATH ROAD | MELKSHAM | WILTSHIRE | SN12 8EG | ENGLAND | 389242 | 165317 | MELKSHAM GSP | NORRINGTON | DATA NOT AVAILABLE | 132 | SOUTHERN ELECTRIC POWER DISTRIBUTION PLC | STORED ENERGY (ALL STORED ENERGY IRRESPECTVE OF THE ORIGINAL ENERGY SOURCE) | STORAGE - ELECTROCHEMICAL (BATTERIES) | NO | DATA NOT AVAILABLE | DATA NOT AVAILABLE | 99.9 | DATA NOT AVAILABLE | DATA NOT AVAILABLE | DATA NOT AVAILABLE | DATA NOT AVAILABLE | DATA NOT AVAILABLE | DATA NOT AVAILABLE | DATA NOT AVAILABLE | DATA NOT AVAILABLE | DATA NOT AVAILABLE | DATA NOT AVAILABLE | DATA NOT AVAILABLE | DATA NOT AVAILABLE | DATA NOT AVAILABLE | ACCEPTED TO CONNECT | DATA NOT AVAILABLE | DATA NOT AVAILABLE | DATA NOT AVAILABLE | DATA NOT AVAILABLE | DATA NOT AVAILABLE | DATA NOT AVAILABLE | 99.9 | 99.9 | 105.1579 | 110.7368 | 105.2 | 2023-04-26 | DATA NOT AVAILABLE | N | DATA NOT AVAILABLE | DATA NOT AVAILABLE | DATA NOT AVAILABLE | DATA NOT AVAILABLE | DATA NOT AVAILABLE | 2023-05-11
DATA NOT AVAILABLE | DATA NOT AVAILABLE | SIRIUS RENEWABLE ENERGY (INVESTMENTS) LTD | AUTHORISATION 50MW BATTERY STORAGE | MINETY BESS, OLD PARK FARM | STONEHILL CHARLTON | MALMESBURY | WILTSHIRE | SN16 9DY | ENGLAND | 398298 | 189393 | MINETY GSP | DATA NOT AVAILABLE | DATA NOT AVAILABLE | 132 | SOUTHERN ELECTRIC POWER DISTRIBUTION PLC | STORED ENERGY (ALL STORED ENERGY IRRESPECTVE OF THE ORIGINAL ENERGY SOURCE) | STORAGE - ELECTROCHEMICAL (BATTERIES) | NO | DATA NOT AVAILABLE | DATA NOT AVAILABLE | 50 | DATA NOT AVAILABLE | DATA NOT AVAILABLE | DATA NOT AVAILABLE | DATA NOT AVAILABLE | DATA NOT AVAILABLE | DATA NOT AVAILABLE | DATA NOT AVAILABLE | DATA NOT AVAILABLE | DATA NOT AVAILABLE | DATA NOT AVAILABLE | DATA NOT AVAILABLE | DATA NOT AVAILABLE | DATA NOT AVAILABLE | ACCEPTED TO CONNECT | DATA NOT AVAILABLE | DATA NOT AVAILABLE | DATA NOT AVAILABLE | DATA NOT AVAILABLE | DATA NOT AVAILABLE | DATA NOT AVAILABLE | 50 | 50 | 52.6316 | 55.4 | 52.63 | 2023-02-15 | DATA NOT AVAILABLE | N | DATA NOT AVAILABLE | DATA NOT AVAILABLE | DATA NOT AVAILABLE | DATA NOT AVAILABLE | DATA NOT AVAILABLE | 2023-03-08
DATA NOT AVAILABLE | DATA NOT AVAILABLE | CATHERINE LEWIS | SPITTAL BESS | SPITTAL BESS | SPITTAL QUARRIES A9T B870 JUNCTION - SPITTAL MAINS ACCESS | WICK | HIGHLAND | KW1 5XR | SCOTLAND | 316907 | 953956 | MYBSTER | DATA NOT APPLICABLE | DATA NOT AVAILABLE | EHV | SCOTTISH HYDRO ELECTRIC POWER DISTRIBUTION PLC | STORED ENERGY (ALL STORED ENERGY IRRESPECTVE OF THE ORIGINAL ENERGY SOURCE) | STORAGE - ELECTROCHEMICAL (BATTERIES) | NO | DATA NOT AVAILABLE | DATA NOT AVAILABLE | 56.14 | DATA NOT AVAILABLE | DATA NOT AVAILABLE | DATA NOT AVAILABLE | DATA NOT AVAILABLE | DATA NOT AVAILABLE | DATA NOT AVAILABLE | DATA NOT AVAILABLE | DATA NOT AVAILABLE | DATA NOT AVAILABLE | DATA NOT AVAILABLE | DATA NOT AVAILABLE | DATA NOT AVAILABLE | DATA NOT AVAILABLE | ACCEPTED TO CONNECT | DATA NOT AVAILABLE | DATA NOT AVAILABLE | DATA NOT AVAILABLE | DATA NOT AVAILABLE | DATA NOT AVAILABLE | DATA NOT AVAILABLE | 56.14 | 49.9 | 52.5263 | 55.2905 | 52.526 | 2023-06-22 | DATA NOT AVAILABLE | N | DATA NOT AVAILABLE | DATA NOT AVAILABLE | DATA NOT AVAILABLE | DATA NOT AVAILABLE | DATA NOT AVAILABLE | 2023-07-06
DATA NOT AVAILABLE | DATA NOT AVAILABLE | PEMBRIDGE FARM PV/BESS | 49.9MW EXPORT. 50MW PV U/K BATTERY | PEMBRIDGE FARM | POUNDON | BICESTER | OXFORDSHIRE | OX27 9AY | ENGLAND | 465012 | 225538 | EAST CLAYDON GSP | BICESTER NORTH | DATA NOT AVAILABLE | 132 | SOUTHERN ELECTRIC POWER DISTRIBUTION PLC | SOLAR | PHOTOVOLTAIC | NO | DATA NOT AVAILABLE | DATA NOT AVAILABLE | 100 | STORED ENERGY (ALL STORED ENERGY IRRESPECTVE OF THE ORIGINAL ENERGY SOURCE) | STORAGE - ELECTROCHEMICAL (BATTERIES) | DATA NOT AVAILABLE | DATA NOT AVAILABLE | DATA NOT AVAILABLE | 55.2905 | DATA NOT AVAILABLE | DATA NOT AVAILABLE | DATA NOT AVAILABLE | DATA NOT AVAILABLE | DATA NOT AVAILABLE | DATA NOT AVAILABLE | DATA NOT AVAILABLE | ACCEPTED TO CONNECT | DATA NOT AVAILABLE | DATA NOT AVAILABLE | DATA NOT AVAILABLE | DATA NOT AVAILABLE | DATA NOT AVAILABLE | DATA NOT AVAILABLE | 100 | 49.9 | 52.5263 | 55.2905 | 52.526 | 2023-02-06 | DATA NOT AVAILABLE | N | DATA NOT AVAILABLE | DATA NOT AVAILABLE | DATA NOT AVAILABLE | DATA NOT AVAILABLE | DATA NOT AVAILABLE | 2023-03-08
DATA NOT AVAILABLE | DATA NOT AVAILABLE | MILLENNIUM EAST WIND FARM | 49.9MW WIND | MILLENNIUM EAST WIND FARM | GLENMORISTON | INVERNESS | HIGHLAND | IV63 7YN | SCOTLAND | 227912 | 812485 | FORT AUGUSTUS | DATA NOT APPLICABLE | FORT AUGUSTUS GRID | 33 | SCOTTISH HYDRO ELECTRIC POWER DISTRIBUTION PLC | WIND | ONSHORE WIND TURBINES | NO | DATA NOT AVAILABLE | DATA NOT AVAILABLE | 49.9 | DATA NOT AVAILABLE | DATA NOT AVAILABLE | DATA NOT AVAILABLE | DATA NOT AVAILABLE | DATA NOT AVAILABLE | DATA NOT AVAILABLE | DATA NOT AVAILABLE | DATA NOT AVAILABLE | DATA NOT AVAILABLE | DATA NOT AVAILABLE | DATA NOT AVAILABLE | DATA NOT AVAILABLE | DATA NOT AVAILABLE | ACCEPTED TO CONNECT | DATA NOT AVAILABLE | DATA NOT AVAILABLE | DATA NOT AVAILABLE | DATA NOT AVAILABLE | DATA NOT AVAILABLE | DATA NOT AVAILABLE | 49.9 | 49.9 | 52.5263 | 2.7695 | 2.631 | 2023-03-15 | DATA NOT AVAILABLE | N | DATA NOT AVAILABLE | DATA NOT AVAILABLE | DATA NOT AVAILABLE | DATA NOT AVAILABLE | DATA NOT AVAILABLE | 2023-04-06
DATA NOT AVAILABLE | DATA NOT AVAILABLE | FAIRHURST | ISSUED | SLACKBUIE AREA H & F, PLOTS 140 PLOTS IN TOTAL. PV & EV INCL. | EARLS GATE | INVERNESS | HIGHLAND | IV2 6FT | SCOTLAND | 267557 | 841899 | INVERNESS | DATA NOT APPLICABLE | HILTON | 11 | SCOTTISH HYDRO ELECTRIC POWER DISTRIBUTION PLC | SOLAR | PHOTOVOLTAIC | NO | DATA NOT AVAILABLE | DATA NOT AVAILABLE | 0.266 | DATA NOT AVAILABLE | DATA NOT AVAILABLE | DATA NOT AVAILABLE | DATA NOT AVAILABLE | DATA NOT AVAILABLE | DATA NOT AVAILABLE | DATA NOT AVAILABLE | DATA NOT AVAILABLE | DATA NOT AVAILABLE | DATA NOT AVAILABLE | DATA NOT AVAILABLE | DATA NOT AVAILABLE | DATA NOT AVAILABLE | ACCEPTED TO CONNECT | DATA NOT AVAILABLE | DATA NOT AVAILABLE | DATA NOT AVAILABLE | DATA NOT AVAILABLE | DATA NOT AVAILABLE | DATA NOT AVAILABLE | 0.266 | 0.266 | 0.28 | 1.5579 | 1.48 | 2023-01-19 | DATA NOT AVAILABLE | N | DATA NOT AVAILABLE | DATA NOT AVAILABLE | DATA NOT AVAILABLE | DATA NOT AVAILABLE | DATA NOT AVAILABLE | 2023-02-02
DATA NOT AVAILABLE | DATA NOT AVAILABLE | DATA NOT AVAILABLE | DATA NOT AVAILABLE | EAST FARM | LOWER STREET | BLANDFORD FORUM | DORSET | DT11 9AW | ENGLAND | 384345 | 99548 | MANNINGTON GSP | LYTCHETT | LYTCHETT | EHV | SOUTHERN ELECTRIC POWER DISTRIBUTION PLC | OTHER | OTHER | NO | DATA NOT AVAILABLE | DATA NOT AVAILABLE | 12 | DATA NOT AVAILABLE | DATA NOT AVAILABLE | DATA NOT AVAILABLE | DATA NOT AVAILABLE | DATA NOT AVAILABLE | DATA NOT AVAILABLE | DATA NOT AVAILABLE | DATA NOT AVAILABLE | DATA NOT AVAILABLE | DATA NOT AVAILABLE | DATA NOT AVAILABLE | DATA NOT AVAILABLE | DATA NOT AVAILABLE | ACCEPTED TO CONNECT | DATA NOT AVAILABLE | DATA NOT AVAILABLE | DATA NOT AVAILABLE | DATA NOT AVAILABLE | DATA NOT AVAILABLE | DATA NOT AVAILABLE | 12 | 12 | 12.6316 | 0 | 0 | 2023-04-14 | DATA NOT AVAILABLE | N | DATA NOT AVAILABLE | DATA NOT AVAILABLE | DATA NOT AVAILABLE | DATA NOT AVAILABLE | DATA NOT AVAILABLE | 2023-05-11
DATA NOT AVAILABLE | DATA NOT AVAILABLE | DATA NOT AVAILABLE | EASTER CARNO BESS | DATA NOT AVAILABLE | EASTER CARDNO MEMSIE | FRASERBURGH | ABERDEENSHIRE | AB43 7AH | SCOTLAND | 398394 | 863856 | FRASERBURGH | DATA NOT APPLICABLE | DATA NOT AVAILABLE | EHV | SCOTTISH HYDRO ELECTRIC POWER DISTRIBUTION PLC | STORED ENERGY (ALL STORED ENERGY IRRESPECTVE OF THE ORIGINAL ENERGY SOURCE) | STORAGE - ELECTROCHEMICAL (BATTERIES) | NO | DATA NOT AVAILABLE | DATA NOT AVAILABLE | 49.4 | DATA NOT AVAILABLE | DATA NOT AVAILABLE | DATA NOT AVAILABLE | DATA NOT AVAILABLE | DATA NOT AVAILABLE | DATA NOT AVAILABLE | DATA NOT AVAILABLE | DATA NOT AVAILABLE | DATA NOT AVAILABLE | DATA NOT AVAILABLE | DATA NOT AVAILABLE | DATA NOT AVAILABLE | DATA NOT AVAILABLE | ACCEPTED TO CONNECT | DATA NOT AVAILABLE | DATA NOT AVAILABLE | DATA NOT AVAILABLE | DATA NOT AVAILABLE | DATA NOT AVAILABLE | DATA NOT AVAILABLE | 49.4 | 49.4 | 52 | 52 | 49.4 | 2023-03-07 | DATA NOT AVAILABLE | N | DATA NOT AVAILABLE | DATA NOT AVAILABLE | DATA NOT AVAILABLE | DATA NOT AVAILABLE | DATA NOT AVAILABLE | 2023-04-06
DATA NOT AVAILABLE | DATA NOT AVAILABLE | DATA NOT AVAILABLE | CROSSKIRK ENERGY STORAGE | NEW SITE | FORSS BUSINESS PARK CROSSKIRK | THURSO | HIGHLAND | KW14 7UZ | SCOTLAND | 302297 | 969827 | DOUNREAY | DATA NOT APPLICABLE | DOUNREAY | 11 | SCOTTISH HYDRO ELECTRIC POWER DISTRIBUTION PLC | STORED ENERGY (ALL STORED ENERGY IRRESPECTVE OF THE ORIGINAL ENERGY SOURCE) | STORAGE - ELECTROCHEMICAL (BATTERIES) | NO | DATA NOT AVAILABLE | DATA NOT AVAILABLE | 50 | DATA NOT AVAILABLE | DATA NOT AVAILABLE | DATA NOT AVAILABLE | DATA NOT AVAILABLE | DATA NOT AVAILABLE | DATA NOT AVAILABLE | DATA NOT AVAILABLE | DATA NOT AVAILABLE | DATA NOT AVAILABLE | DATA NOT AVAILABLE | DATA NOT AVAILABLE | DATA NOT AVAILABLE | DATA NOT AVAILABLE | ACCEPTED TO CONNECT | DATA NOT AVAILABLE | DATA NOT AVAILABLE | DATA NOT AVAILABLE | DATA NOT AVAILABLE | DATA NOT AVAILABLE | DATA NOT AVAILABLE | 50 | 49.9 | 52.5263 | 52.5263 | 49.9 | 2023-07-26 | DATA NOT AVAILABLE | N | DATA NOT AVAILABLE | DATA NOT AVAILABLE | DATA NOT AVAILABLE | DATA NOT AVAILABLE | DATA NOT AVAILABLE | 2023-09-07
DATA NOT AVAILABLE | DATA NOT AVAILABLE | KONSTANTINOS BISTOLAKIS | CONTULLICH BESS | CONTULLICH BESS | STRUIE ROAD, MID BALNACRAIG | ALNESS | HIGHLAND | IV17 0XH | SCOTLAND | 263271 | 869271 | ALNESS | DATA NOT APPLICABLE | LEALTY | 11 | SCOTTISH HYDRO ELECTRIC POWER DISTRIBUTION PLC | STORED ENERGY (ALL STORED ENERGY IRRESPECTVE OF THE ORIGINAL ENERGY SOURCE) | STORAGE - ELECTROCHEMICAL (BATTERIES) | NO | DATA NOT AVAILABLE | DATA NOT AVAILABLE | 52.65 | DATA NOT AVAILABLE | DATA NOT AVAILABLE | DATA NOT AVAILABLE | DATA NOT AVAILABLE | DATA NOT AVAILABLE | DATA NOT AVAILABLE | DATA NOT AVAILABLE | DATA NOT AVAILABLE | DATA NOT AVAILABLE | DATA NOT AVAILABLE | DATA NOT AVAILABLE | DATA NOT AVAILABLE | DATA NOT AVAILABLE | ACCEPTED TO CONNECT | DATA NOT AVAILABLE | DATA NOT AVAILABLE | DATA NOT AVAILABLE | DATA NOT AVAILABLE | DATA NOT AVAILABLE | DATA NOT AVAILABLE | 52.65 | 45 | 47.3684 | 49.1337 | 46.677 | 2023-03-10 | DATA NOT AVAILABLE | N | DATA NOT AVAILABLE | DATA NOT AVAILABLE | DATA NOT AVAILABLE | DATA NOT AVAILABLE | DATA NOT AVAILABLE | 2023-04-06
DATA NOT AVAILABLE | DATA NOT AVAILABLE | DATA NOT AVAILABLE | 1.927MW BATTERY | ASHLEY CLINTON BATTERY STORAGE | ASHLEY CLINTON ESTATE MILFORD ON SEA | LYMINGTON | HAMPSHIRE | SO41 0LG | ENGLAND | 426951 | 93155 | MANNINGTON GSP | ARNEWOOD | MILFORD ON SEA | 11 | SOUTHERN ELECTRIC POWER DISTRIBUTION PLC | STORED ENERGY (ALL STORED ENERGY IRRESPECTVE OF THE ORIGINAL ENERGY SOURCE) | STORAGE - ELECTROCHEMICAL (BATTERIES) | NO | DATA NOT AVAILABLE | DATA NOT AVAILABLE | 1.927 | DATA NOT AVAILABLE | DATA NOT AVAILABLE | DATA NOT AVAILABLE | DATA NOT AVAILABLE | DATA NOT AVAILABLE | DATA NOT AVAILABLE | DATA NOT AVAILABLE | DATA NOT AVAILABLE | DATA NOT AVAILABLE | DATA NOT AVAILABLE | DATA NOT AVAILABLE | DATA NOT AVAILABLE | DATA NOT AVAILABLE | ACCEPTED TO CONNECT | DATA NOT AVAILABLE | DATA NOT AVAILABLE | DATA NOT AVAILABLE | DATA NOT AVAILABLE | DATA NOT AVAILABLE | DATA NOT AVAILABLE | 1.927 | 1.927 | 2.0284 | 2.1221 | 2.016 | 2023-05-02 | DATA NOT AVAILABLE | N | DATA NOT AVAILABLE | DATA NOT AVAILABLE | DATA NOT AVAILABLE | DATA NOT AVAILABLE | DATA NOT AVAILABLE | 2023-05-11
DATA NOT AVAILABLE | DATA NOT AVAILABLE | DATA NOT AVAILABLE | KERROW FARM BESS | DATA NOT AVAILABLE | TOMICH ROAD CANNICH | BEAULY | HIGHLAND | IV4 7NA | SCOTLAND | 233129 | 830374 | FASNAKYLE | DATA NOT APPLICABLE | FASNAKYLE GRID | 33 | SCOTTISH HYDRO ELECTRIC POWER DISTRIBUTION PLC | STORED ENERGY (ALL STORED ENERGY IRRESPECTVE OF THE ORIGINAL ENERGY SOURCE) | STORAGE - ELECTROCHEMICAL (BATTERIES) | NO | DATA NOT AVAILABLE | DATA NOT AVAILABLE | 40 | DATA NOT AVAILABLE | DATA NOT AVAILABLE | DATA NOT AVAILABLE | DATA NOT AVAILABLE | DATA NOT AVAILABLE | DATA NOT AVAILABLE | DATA NOT AVAILABLE | DATA NOT AVAILABLE | DATA NOT AVAILABLE | DATA NOT AVAILABLE | DATA NOT AVAILABLE | DATA NOT AVAILABLE | DATA NOT AVAILABLE | ACCEPTED TO CONNECT | DATA NOT AVAILABLE | DATA NOT AVAILABLE | DATA NOT AVAILABLE | DATA NOT AVAILABLE | DATA NOT AVAILABLE | DATA NOT AVAILABLE | 40 | 40 | 42.1053 | 44.0453 | 41.843 | 2023-03-16 | DATA NOT AVAILABLE | N | DATA NOT AVAILABLE | DATA NOT AVAILABLE | DATA NOT AVAILABLE | DATA NOT AVAILABLE | DATA NOT AVAILABLE | 2023-04-06
DATA NOT AVAILABLE | DATA NOT AVAILABLE | ANESCO LTD | THE WATERS BESS | NEW SITE | THE WATERS, GLENBERVIE | STONEHAVEN | ABERDEENSHIRE | AB39 3YR | SCOTLAND | 377159 | 784401 | FETTERSSO GRID | DATA NOT APPLICABLE | FETTERSSO GRID | 33 | SCOTTISH HYDRO ELECTRIC POWER DISTRIBUTION PLC | STORED ENERGY (ALL STORED ENERGY IRRESPECTVE OF THE ORIGINAL ENERGY SOURCE) | STORAGE - ELECTROCHEMICAL (BATTERIES) | NO | DATA NOT AVAILABLE | DATA NOT AVAILABLE | 55 | DATA NOT AVAILABLE | DATA NOT AVAILABLE | DATA NOT AVAILABLE | DATA NOT AVAILABLE | DATA NOT AVAILABLE | DATA NOT AVAILABLE | DATA NOT AVAILABLE | DATA NOT AVAILABLE | DATA NOT AVAILABLE | DATA NOT AVAILABLE | DATA NOT AVAILABLE | DATA NOT AVAILABLE | DATA NOT AVAILABLE | ACCEPTED TO CONNECT | DATA NOT AVAILABLE | DATA NOT AVAILABLE | DATA NOT AVAILABLE | DATA NOT AVAILABLE | DATA NOT AVAILABLE | DATA NOT AVAILABLE | 55 | 50 | 52.6316 | 52.6316 | 50 | 2024-01-03 | DATA NOT AVAILABLE | N | DATA NOT AVAILABLE | DATA NOT AVAILABLE | DATA NOT AVAILABLE | DATA NOT AVAILABLE | DATA NOT AVAILABLE | 2023-09-07
DATA NOT AVAILABLE | DATA NOT AVAILABLE | OPDENERGY | 50 MW BESS | DATA NOT AVAILABLE | NETHER PITFORTHIE, C21K, | ARBUTHNOTT | HIGHLAND | AB30 1LR | SCOTLAND | 380260 | 778430 | FIDDES | DATA NOT APPLICABLE | DATA NOT AVAILABLE | EHV | SCOTTISH HYDRO ELECTRIC POWER DISTRIBUTION PLC | STORED ENERGY (ALL STORED ENERGY IRRESPECTVE OF THE ORIGINAL ENERGY SOURCE) | STORAGE - ELECTROCHEMICAL (BATTERIES) | NO | DATA NOT AVAILABLE | DATA NOT AVAILABLE | 52.68 | DATA NOT AVAILABLE | DATA NOT AVAILABLE | DATA NOT AVAILABLE | DATA NOT AVAILABLE | DATA NOT AVAILABLE | DATA NOT AVAILABLE | DATA NOT AVAILABLE | DATA NOT AVAILABLE | DATA NOT AVAILABLE | DATA NOT AVAILABLE | DATA NOT AVAILABLE | DATA NOT AVAILABLE | DATA NOT AVAILABLE | ACCEPTED TO CONNECT | DATA NOT AVAILABLE | DATA NOT AVAILABLE | DATA NOT AVAILABLE | DATA NOT AVAILABLE | DATA NOT AVAILABLE | DATA NOT AVAILABLE | 52.68 | 50 | 52.6316 | 52.6316 | 50 | 2023-03-21 | DATA NOT AVAILABLE | N | DATA NOT AVAILABLE | DATA NOT AVAILABLE | DATA NOT AVAILABLE | DATA NOT AVAILABLE | DATA NOT AVAILABLE | 2023-04-06
DATA NOT AVAILABLE | DATA NOT AVAILABLE | DATA NOT AVAILABLE | DATA NOT AVAILABLE | SHARDELOES FARM | CHERRY LANE | AMERSHAM | BUCKINGHAMSHIRE | HP7 0QF | ENGLAND | 494509 | 197036 | AMERSHAM | DATA NOT AVAILABLE | DATA NOT AVAILABLE | 132 | SOUTHERN ELECTRIC POWER DISTRIBUTION PLC | OTHER | OTHER | NO | DATA NOT AVAILABLE | DATA NOT AVAILABLE | 99 | DATA NOT AVAILABLE | DATA NOT AVAILABLE | DATA NOT AVAILABLE | DATA NOT AVAILABLE | DATA NOT AVAILABLE | DATA NOT AVAILABLE | DATA NOT AVAILABLE | DATA NOT AVAILABLE | DATA NOT AVAILABLE | DATA NOT AVAILABLE | DATA NOT AVAILABLE | DATA NOT AVAILABLE | DATA NOT AVAILABLE | ACCEPTED TO CONNECT | DATA NOT AVAILABLE | DATA NOT AVAILABLE | DATA NOT AVAILABLE | DATA NOT AVAILABLE | DATA NOT AVAILABLE | DATA NOT AVAILABLE | 99 | 99 | 104.2105 | 104.2105 | 99 | 2023-03-31 | DATA NOT AVAILABLE | N | DATA NOT AVAILABLE | DATA NOT AVAILABLE | DATA NOT AVAILABLE | DATA NOT AVAILABLE | DATA NOT AVAILABLE | 2023-05-11
DATA NOT AVAILABLE | DATA NOT AVAILABLE | DATA NOT AVAILABLE | 20MW | DATA NOT AVAILABLE | LAND AT DUNSINANE AVENUE | DUNDEE | DUNDEE CITY | DD2 3UQ | SCOTLAND | 338367 | 732406 | LYNDHURST | DATA NOT APPLICABLE | LYNDHURST GRID | 33 | SCOTTISH HYDRO ELECTRIC POWER DISTRIBUTION PLC | OTHER | OTHER | NO | DATA NOT AVAILABLE | DATA NOT AVAILABLE | 25.08 | DATA NOT AVAILABLE | DATA NOT AVAILABLE | DATA NOT AVAILABLE | DATA NOT AVAILABLE | DATA NOT AVAILABLE | DATA NOT AVAILABLE | DATA NOT AVAILABLE | DATA NOT AVAILABLE | DATA NOT AVAILABLE | DATA NOT AVAILABLE | DATA NOT AVAILABLE | DATA NOT AVAILABLE | DATA NOT AVAILABLE | ACCEPTED TO CONNECT | DATA NOT AVAILABLE | DATA NOT AVAILABLE | DATA NOT AVAILABLE | DATA NOT AVAILABLE | DATA NOT AVAILABLE | DATA NOT AVAILABLE | 25.08 | 20 | 21.0526 | 21.0526 | 20 | 2023-03-20 | DATA NOT AVAILABLE | N | DATA NOT AVAILABLE | DATA NOT AVAILABLE | DATA NOT AVAILABLE | DATA NOT AVAILABLE | DATA NOT AVAILABLE | 2023-04-06
DATA NOT AVAILABLE | DATA NOT AVAILABLE | SSE RENEWABLE ENGINEERING | GLENCASSLEY WIND | GLENCASSLEY WIND GENERATING STATION | DATA NOT AVAILABLE | LAIRG | HIGHLAND | IV27 4BG | SCOTLAND | 242825 | 910232 | SHIN | DATA NOT APPLICABLE | SHIN GRID | 33 | SCOTTISH HYDRO ELECTRIC POWER DISTRIBUTION PLC | WIND | ONSHORE WIND TURBINES | NO | DATA NOT AVAILABLE | DATA NOT AVAILABLE | 66 | DATA NOT AVAILABLE | DATA NOT AVAILABLE | DATA NOT AVAILABLE | DATA NOT AVAILABLE | DATA NOT AVAILABLE | DATA NOT AVAILABLE | DATA NOT AVAILABLE | DATA NOT AVAILABLE | DATA NOT AVAILABLE | DATA NOT AVAILABLE | DATA NOT AVAILABLE | DATA NOT AVAILABLE | DATA NOT AVAILABLE | ACCEPTED TO CONNECT | DATA NOT AVAILABLE | DATA NOT AVAILABLE | DATA NOT AVAILABLE | DATA NOT AVAILABLE | DATA NOT AVAILABLE | DATA NOT AVAILABLE | 66 | 65 | 68.4211 | 0.58842 | 0.559 | 2023-06-23 | DATA NOT AVAILABLE | N | DATA NOT AVAILABLE | DATA NOT AVAILABLE | DATA NOT AVAILABLE | DATA NOT AVAILABLE | DATA NOT AVAILABLE | 2023-07-06
DATA NOT AVAILABLE | DATA NOT AVAILABLE | DATA NOT AVAILABLE | 0.96MW BESS PORT | HAWKS NEST BATTERY STORAGE | HAWK'S NEST FARM | FAREHAM | HAMPSHIRE | PO17 5AS | ENGLAND | 458327 | 114459 | BOTLEY WOOD GSP | NETLEY COMMON | BISHOPS WALTHAM | 11 | SOUTHERN ELECTRIC POWER DISTRIBUTION PLC | STORED ENERGY (ALL STORED ENERGY IRRESPECTVE OF THE ORIGINAL ENERGY SOURCE) | STORAGE - ELECTROCHEMICAL (BATTERIES) | NO | DATA NOT AVAILABLE | DATA NOT AVAILABLE | 0.96 | DATA NOT AVAILABLE | DATA NOT AVAILABLE | DATA NOT AVAILABLE | DATA NOT AVAILABLE | DATA NOT AVAILABLE | DATA NOT AVAILABLE | DATA NOT AVAILABLE | DATA NOT AVAILABLE | DATA NOT AVAILABLE | DATA NOT AVAILABLE | DATA NOT AVAILABLE | DATA NOT AVAILABLE | DATA NOT AVAILABLE | ACCEPTED TO CONNECT | DATA NOT AVAILABLE | DATA NOT AVAILABLE | DATA NOT AVAILABLE | DATA NOT AVAILABLE | DATA NOT AVAILABLE | DATA NOT AVAILABLE | 0.96 | 0.96 | 1.0105 | 1.0642 | 1.011 | 2023-05-17 | DATA NOT AVAILABLE | N | DATA NOT AVAILABLE | DATA NOT AVAILABLE | DATA NOT AVAILABLE | DATA NOT AVAILABLE | DATA NOT AVAILABLE | 2023-06-12
DATA NOT AVAILABLE | DATA NOT AVAILABLE | RENEWABLE CONNECTIONS SOLAR HOLDINGS LIMITED | RY SOUTH PARK FARM | SOUTH PARK FARM | GREAT SHODDESDEN | ANDOVER | HAMPSHIRE | SP11 9LP | ENGLAND | 427637 | 149033 | BRAMLEY (FLEE) | DATA NOT APPLICABLE | DATA NOT AVAILABLE | EHV | SOUTHERN ELECTRIC POWER DISTRIBUTION PLC | SOLAR | PHOTOVOLTAIC | NO | DATA NOT AVAILABLE | DATA NOT AVAILABLE | 14.25 | DATA NOT AVAILABLE | DATA NOT AVAILABLE | DATA NOT AVAILABLE | DATA NOT AVAILABLE | DATA NOT AVAILABLE | DATA NOT AVAILABLE | DATA NOT AVAILABLE | DATA NOT AVAILABLE | DATA NOT AVAILABLE | DATA NOT AVAILABLE | DATA NOT AVAILABLE | DATA NOT AVAILABLE | DATA NOT AVAILABLE | ACCEPTED TO CONNECT | DATA NOT AVAILABLE | DATA NOT AVAILABLE | DATA NOT AVAILABLE | DATA NOT AVAILABLE | DATA NOT AVAILABLE | DATA NOT AVAILABLE | 14.25 | 14.25 | 15 | 15.7895 | 15 | 2023-03-24 | DATA NOT AVAILABLE | N | DATA NOT AVAILABLE | DATA NOT AVAILABLE | DATA NOT AVAILABLE | DATA NOT AVAILABLE | DATA NOT AVAILABLE | 2023-05-11
DATA NOT AVAILABLE | DATA NOT AVAILABLE | DATA NOT AVAILABLE | 49.5MW BESS | NEW SITE | LAND TO THE WEST OF DENFIELD STEADINGS | ARBROATH | ANGUS | DD11 2NP | SCOTLAND | 361661 | 741661 | DATA NOT AVAILABLE | DATA NOT APPLICABLE | DATA NOT AVAILABLE | EHV | SCOTTISH HYDRO ELECTRIC POWER DISTRIBUTION PLC | STORED ENERGY (ALL STORED ENERGY IRRESPECTVE OF THE ORIGINAL ENERGY SOURCE) | STORAGE - ELECTROCHEMICAL (BATTERIES) | NO | DATA NOT AVAILABLE | DATA NOT AVAILABLE | 49.5 | DATA NOT AVAILABLE | DATA NOT AVAILABLE | DATA NOT AVAILABLE | DATA NOT AVAILABLE | DATA NOT AVAILABLE | DATA NOT AVAILABLE | DATA NOT AVAILABLE | DATA NOT AVAILABLE | DATA NOT AVAILABLE | DATA NOT AVAILABLE | DATA NOT AVAILABLE | DATA NOT AVAILABLE | DATA NOT AVAILABLE | ACCEPTED TO CONNECT | DATA NOT AVAILABLE | DATA NOT AVAILABLE | DATA NOT AVAILABLE | DATA NOT AVAILABLE | DATA NOT AVAILABLE | DATA NOT AVAILABLE | 49.5 | 49.5 | 52.1053 | 52.1053 | 49.5 | 2023-07-04 | DATA NOT AVAILABLE | N | DATA NOT AVAILABLE | DATA NOT AVAILABLE | DATA NOT AVAILABLE | DATA NOT AVAILABLE | DATA NOT AVAILABLE | 2023-09-07
DATA NOT AVAILABLE | DATA NOT AVAILABLE | DATA NOT AVAILABLE | 20MW PV | LITTLE HODGINGTON SOLAR | LAND AT MANOR FARM | BASINGSTOKE | HAMPSHIRE | RG25 2RQ | ENGLAND | 469817 | 148640 | BRAMLEY (BASI) | BASINGSTOKE | BASINGSTOKE | 11 | SOUTHERN ELECTRIC POWER DISTRIBUTION PLC | SOLAR | PHOTOVOLTAIC | NO | DATA NOT AVAILABLE | DATA NOT AVAILABLE | 20 | DATA NOT AVAILABLE | DATA NOT AVAILABLE | DATA NOT AVAILABLE | DATA NOT AVAILABLE | DATA NOT AVAILABLE | DATA NOT AVAILABLE | DATA NOT AVAILABLE | DATA NOT AVAILABLE | DATA NOT AVAILABLE | DATA NOT AVAILABLE | DATA NOT AVAILABLE | DATA NOT AVAILABLE | DATA NOT AVAILABLE | ACCEPTED TO CONNECT | DATA NOT AVAILABLE | DATA NOT AVAILABLE | DATA NOT AVAILABLE | DATA NOT AVAILABLE | DATA NOT AVAILABLE | DATA NOT AVAILABLE | 20 | 20 | 21.0526 | 0.52526 | 0.499 | 2023-05-24 | DATA NOT AVAILABLE | N | DATA NOT AVAILABLE | DATA NOT AVAILABLE | DATA NOT AVAILABLE | DATA NOT AVAILABLE | DATA NOT AVAILABLE | 2023-06-12
DATA NOT AVAILABLE | DATA NOT AVAILABLE | LOCHLUICHART BATTERY STORAGE LTD | 49.9MW BESS | LOCHLUICHART BATTERY STORAGE | GRUDIE LOCHLUICHART | GARVE | HIGHLAND | IV23 2QB | SCOTLAND | 230856 | 862137 | GRUDIE BRIDGE | DATA NOT APPLICABLE | DATA NOT AVAILABLE | EHV | SCOTTISH HYDRO ELECTRIC POWER DISTRIBUTION PLC | STORED ENERGY (ALL STORED ENERGY IRRESPECTVE OF THE ORIGINAL ENERGY SOURCE) | STORAGE - ELECTROCHEMICAL (BATTERIES) | NO | DATA NOT AVAILABLE | DATA NOT AVAILABLE | 50 | DATA NOT AVAILABLE | DATA NOT AVAILABLE | DATA NOT AVAILABLE | DATA NOT AVAILABLE | DATA NOT AVAILABLE | DATA NOT AVAILABLE | DATA NOT AVAILABLE | DATA NOT AVAILABLE | DATA NOT AVAILABLE | DATA NOT AVAILABLE | DATA NOT AVAILABLE | DATA NOT AVAILABLE | DATA NOT AVAILABLE | ACCEPTED TO CONNECT | DATA NOT AVAILABLE | DATA NOT AVAILABLE | DATA NOT AVAILABLE | DATA NOT AVAILABLE | DATA NOT AVAILABLE | DATA NOT AVAILABLE | 50 | 49.9 | 52.5263 | 52.5263 | 49.9 | 2023-02-17 | DATA NOT AVAILABLE | N | DATA NOT AVAILABLE | DATA NOT AVAILABLE | DATA NOT AVAILABLE | DATA NOT AVAILABLE | DATA NOT AVAILABLE | 2023-03-08
DATA NOT AVAILABLE | DATA NOT AVAILABLE | LABRON TECHNICAL LTD | TACHER WIND, 12.9MW | TACHER WIND TURBINE | LAND AT TACHER | LATHERON | HIGHLAND | KW5 6DX | SCOTLAND | 317987 | 942705 | MYBSTER | DATA NOT APPLICABLE | MYBSTER GRID | 33 | SCOTTISH HYDRO ELECTRIC POWER DISTRIBUTION PLC | WIND | ONSHORE WIND TURBINES | NO | DATA NOT AVAILABLE | DATA NOT AVAILABLE | 12.9 | DATA NOT AVAILABLE | DATA NOT AVAILABLE | DATA NOT AVAILABLE | DATA NOT AVAILABLE | DATA NOT AVAILABLE | DATA NOT AVAILABLE | DATA NOT AVAILABLE | DATA NOT AVAILABLE | DATA NOT AVAILABLE | DATA NOT AVAILABLE | DATA NOT AVAILABLE | DATA NOT AVAILABLE | DATA NOT AVAILABLE | ACCEPTED TO CONNECT | DATA NOT AVAILABLE | DATA NOT AVAILABLE | DATA NOT AVAILABLE | DATA NOT AVAILABLE | DATA NOT AVAILABLE | DATA NOT AVAILABLE | 12.9 | 12.9 | 13.5789 | 0.32316 | 0.307 | 2023-03-29 | DATA NOT AVAILABLE | N | DATA NOT AVAILABLE | DATA NOT AVAILABLE | DATA NOT AVAILABLE | DATA NOT AVAILABLE | DATA NOT AVAILABLE | 2023-05-11
DATA NOT AVAILABLE | DATA NOT AVAILABLE | DATA NOT AVAILABLE | DATA NOT AVAILABLE | DATA NOT AVAILABLE | LAND NEAR PO41 0SS | YARMOUTH | ISLE OF WIGHT | PO41 0SS | ENGLAND | 437486 | 88697 | FAWLEY GSP | COWES & WOOTTON COMMON | SHALFLEET | 11 | SOUTHERN ELECTRIC POWER DISTRIBUTION PLC | SOLAR | PHOTOVOLTAIC | NO | DATA NOT AVAILABLE | DATA NOT AVAILABLE | 5 | DATA NOT AVAILABLE | DATA NOT AVAILABLE | DATA NOT AVAILABLE | DATA NOT AVAILABLE | DATA NOT AVAILABLE | DATA NOT AVAILABLE | DATA NOT AVAILABLE | DATA NOT AVAILABLE | DATA NOT AVAILABLE | DATA NOT AVAILABLE | DATA NOT AVAILABLE | DATA NOT AVAILABLE | DATA NOT AVAILABLE | ACCEPTED TO CONNECT | DATA NOT AVAILABLE | DATA NOT AVAILABLE | DATA NOT AVAILABLE | DATA NOT AVAILABLE | DATA NOT AVAILABLE | DATA NOT AVAILABLE | 5 | 0 | 0 | 0 | 0 | 2023-04-03 | DATA NOT AVAILABLE | N | DATA NOT AVAILABLE | DATA NOT AVAILABLE | DATA NOT AVAILABLE | DATA NOT AVAILABLE | DATA NOT AVAILABLE | 2023-05-11
DATA NOT AVAILABLE | DATA NOT AVAILABLE | GREEN FROG CONNECT | MANNINGTON BATTERY | MANNINGTON DEPOT STORAGE | TRADING ESTATE | SWINDON | WILTSHIRE | SN5 8BA | ENGLAND | 412770 | 183731 | MINETY GSP | TOOTHILL | DATA NOT AVAILABLE | EHV | SOUTHERN ELECTRIC POWER DISTRIBUTION PLC | STORED ENERGY (ALL STORED ENERGY IRRESPECTVE OF THE ORIGINAL ENERGY SOURCE) | STORAGE - ELECTROCHEMICAL (BATTERIES) | NO | DATA NOT AVAILABLE | DATA NOT AVAILABLE | 5 | DATA NOT AVAILABLE | DATA NOT AVAILABLE | DATA NOT AVAILABLE | DATA NOT AVAILABLE | DATA NOT AVAILABLE | DATA NOT AVAILABLE | DATA NOT AVAILABLE | DATA NOT AVAILABLE | DATA NOT AVAILABLE | DATA NOT AVAILABLE | DATA NOT AVAILABLE | DATA NOT AVAILABLE | DATA NOT AVAILABLE | ACCEPTED TO CONNECT | DATA NOT AVAILABLE | DATA NOT AVAILABLE | DATA NOT AVAILABLE | DATA NOT AVAILABLE | DATA NOT AVAILABLE | DATA NOT AVAILABLE | 5 | 5 | 5.2632 | 5.54 | 5.263 | 2023-06-06 | DATA NOT AVAILABLE | N | DATA NOT AVAILABLE | DATA NOT AVAILABLE | DATA NOT AVAILABLE | DATA NOT AVAILABLE | DATA NOT AVAILABLE | 2023-07-06
DATA NOT AVAILABLE | DATA NOT AVAILABLE | DATA NOT AVAILABLE | CRAIGEND PV FARM | CRAIGEND | (NEAR): EASTER KNOX, ARBIRLOT | ANGUS | ANGUS | DD11 2PW | SCOTLAND | 356919 | 739714 | ARBROATH | DATA NOT APPLICABLE | ARBROATH GRID | 33 | SCOTTISH HYDRO ELECTRIC POWER DISTRIBUTION PLC | SOLAR | PHOTOVOLTAIC | NO | DATA NOT AVAILABLE | DATA NOT AVAILABLE | 72.42 | DATA NOT AVAILABLE | DATA NOT AVAILABLE | DATA NOT AVAILABLE | DATA NOT AVAILABLE | DATA NOT AVAILABLE | DATA NOT AVAILABLE | DATA NOT AVAILABLE | DATA NOT AVAILABLE | DATA NOT AVAILABLE | DATA NOT AVAILABLE | DATA NOT AVAILABLE | DATA NOT AVAILABLE | DATA NOT AVAILABLE | ACCEPTED TO CONNECT | DATA NOT AVAILABLE | DATA NOT AVAILABLE | DATA NOT AVAILABLE | DATA NOT AVAILABLE | DATA NOT AVAILABLE | DATA NOT AVAILABLE | 72.42 | 49.9 | 52.5263 | 0.010526 | 0.01 | 2023-04-03 | DATA NOT AVAILABLE | N | DATA NOT AVAILABLE | DATA NOT AVAILABLE | DATA NOT AVAILABLE | DATA NOT AVAILABLE | DATA NOT AVAILABLE | 2023-05-11
DATA NOT AVAILABLE | DATA NOT AVAILABLE | DATA NOT AVAILABLE | RENNIBISTER II WIND | NEW SITE | RENNIBISTER FARM KIRKWALL | KIRKWALL | ORKNEY ISLANDS | KW15 1TX | SCOTLAND | 339627 | 1012307 | DATA NOT AVAILABLE | DATA NOT APPLICABLE | DATA NOT AVAILABLE | EHV | SCOTTISH HYDRO ELECTRIC POWER DISTRIBUTION PLC | WIND | ONSHORE WIND TURBINES | NO | DATA NOT AVAILABLE | DATA NOT AVAILABLE | 26.4 | DATA NOT AVAILABLE | DATA NOT AVAILABLE | DATA NOT AVAILABLE | DATA NOT AVAILABLE | DATA NOT AVAILABLE | DATA NOT AVAILABLE | DATA NOT AVAILABLE | DATA NOT AVAILABLE | DATA NOT AVAILABLE | DATA NOT AVAILABLE | DATA NOT AVAILABLE | DATA NOT AVAILABLE | DATA NOT AVAILABLE | ACCEPTED TO CONNECT | DATA NOT AVAILABLE | DATA NOT AVAILABLE | DATA NOT AVAILABLE | DATA NOT AVAILABLE | DATA NOT AVAILABLE | DATA NOT AVAILABLE | 26.4 | 26.4 | 27.7895 | 0.21053 | 0.2 | 2023-05-22 | DATA NOT AVAILABLE | N | DATA NOT AVAILABLE | DATA NOT AVAILABLE | DATA NOT AVAILABLE | DATA NOT AVAILABLE | DATA NOT AVAILABLE | 2023-06-12
DATA NOT AVAILABLE | DATA NOT AVAILABLE | DATA NOT AVAILABLE | LAND AT CAMUSERICHT FARM | DATA NOT AVAILABLE | LAND AT CAMUSERICHT FARM PERTH | PERTH | PERTHSHIRE AND KINROSS | PH17 2QD | SCOTLAND | 250360 | 757134 | RANNOCH | DATA NOT APPLICABLE | RANNOCH GRID | 33 | SCOTTISH HYDRO ELECTRIC POWER DISTRIBUTION PLC | OTHER | OTHER | NO | DATA NOT AVAILABLE | DATA NOT AVAILABLE | 79.8 | DATA NOT AVAILABLE | DATA NOT AVAILABLE | DATA NOT AVAILABLE | DATA NOT AVAILABLE | DATA NOT AVAILABLE | DATA NOT AVAILABLE | DATA NOT AVAILABLE | DATA NOT AVAILABLE | DATA NOT AVAILABLE | DATA NOT AVAILABLE | DATA NOT AVAILABLE | DATA NOT AVAILABLE | DATA NOT AVAILABLE | ACCEPTED TO CONNECT | DATA NOT AVAILABLE | DATA NOT AVAILABLE | DATA NOT AVAILABLE | DATA NOT AVAILABLE | DATA NOT AVAILABLE | DATA NOT AVAILABLE | 79.8 | 79.8 | 84 | 84 | 79.8 | 2023-04-25 | DATA NOT AVAILABLE | N | DATA NOT AVAILABLE | DATA NOT AVAILABLE | DATA NOT AVAILABLE | DATA NOT AVAILABLE | DATA NOT AVAILABLE | 2023-05-11
DATA NOT AVAILABLE | DATA NOT AVAILABLE | LAMIN SAIDY VULART | UPPER WESTOWN FARM BESS | DATA NOT AVAILABLE | LAND AT UPPER WESTOWN FARM | STONEHAVEN | ABERDEENSHIRE | AB39 2XU | SCOTLAND | 383038 | 780405 | FIDDES | DATA NOT APPLICABLE | FIDDES | 33 | SCOTTISH HYDRO ELECTRIC POWER DISTRIBUTION PLC | STORED ENERGY (ALL STORED ENERGY IRRESPECTVE OF THE ORIGINAL ENERGY SOURCE) | STORAGE - ELECTROCHEMICAL (BATTERIES) | NO | DATA NOT AVAILABLE | DATA NOT AVAILABLE | 50 | DATA NOT AVAILABLE | DATA NOT AVAILABLE | DATA NOT AVAILABLE | DATA NOT AVAILABLE | DATA NOT AVAILABLE | DATA NOT AVAILABLE | DATA NOT AVAILABLE | DATA NOT AVAILABLE | DATA NOT AVAILABLE | DATA NOT AVAILABLE | DATA NOT AVAILABLE | DATA NOT AVAILABLE | DATA NOT AVAILABLE | ACCEPTED TO CONNECT | DATA NOT AVAILABLE | DATA NOT AVAILABLE | DATA NOT AVAILABLE | DATA NOT AVAILABLE | DATA NOT AVAILABLE | DATA NOT AVAILABLE | 50 | 49.9 | 52.5263 | 52.5263 | 49.9 | 2023-03-31 | DATA NOT AVAILABLE | N | DATA NOT AVAILABLE | DATA NOT AVAILABLE | DATA NOT AVAILABLE | DATA NOT AVAILABLE | DATA NOT AVAILABLE | 2023-05-11
DATA NOT AVAILABLE | DATA NOT AVAILABLE | DATA NOT AVAILABLE | 7MW BESS - MELK | DATA NOT AVAILABLE | LAND NEAR HATHERDEN FARM, HATHERDEN LANE | ANDOVER | HAMPSHIRE | SP11 0HT | ENGLAND | 434437 | 150215 | DATA NOT AVAILABLE | DATA NOT AVAILABLE | DATA NOT AVAILABLE | 132 | SOUTHERN ELECTRIC POWER DISTRIBUTION PLC | STORED ENERGY (ALL STORED ENERGY IRRESPECTVE OF THE ORIGINAL ENERGY SOURCE) | STORAGE - ELECTROCHEMICAL (BATTERIES) | NO | DATA NOT AVAILABLE | DATA NOT AVAILABLE | 7 | DATA NOT AVAILABLE | DATA NOT AVAILABLE | DATA NOT AVAILABLE | DATA NOT AVAILABLE | DATA NOT AVAILABLE | DATA NOT AVAILABLE | DATA NOT AVAILABLE | DATA NOT AVAILABLE | DATA NOT AVAILABLE | DATA NOT AVAILABLE | DATA NOT AVAILABLE | DATA NOT AVAILABLE | DATA NOT AVAILABLE | ACCEPTED TO CONNECT | DATA NOT AVAILABLE | DATA NOT AVAILABLE | DATA NOT AVAILABLE | DATA NOT AVAILABLE | DATA NOT AVAILABLE | DATA NOT AVAILABLE | 7 | 0 | 0 | 7.9663 | 7.568 | 2023-04-28 | DATA NOT AVAILABLE | N | DATA NOT AVAILABLE | DATA NOT AVAILABLE | DATA NOT AVAILABLE | DATA NOT AVAILABLE | DATA NOT AVAILABLE | 2023-05-11
DATA NOT AVAILABLE | DATA NOT AVAILABLE | TNEI SERVICES LTD | 9.49MW PV/BATTERY | LAND AT KINNELL SOLAR FARM | DATA NOT AVAILABLE | ARBROATH | ANGUS | DD11 4XB | SCOTLAND | 359934 | 749727 | BRIDGE OF DUN | DATA NOT APPLICABLE | BRIDGE OF DUN GRID | 33 | SCOTTISH HYDRO ELECTRIC POWER DISTRIBUTION PLC | SOLAR | PHOTOVOLTAIC | NO | DATA NOT AVAILABLE | DATA NOT AVAILABLE | 14.2 | DATA NOT AVAILABLE | DATA NOT AVAILABLE | DATA NOT AVAILABLE | DATA NOT AVAILABLE | DATA NOT AVAILABLE | DATA NOT AVAILABLE | DATA NOT AVAILABLE | DATA NOT AVAILABLE | DATA NOT AVAILABLE | DATA NOT AVAILABLE | DATA NOT AVAILABLE | DATA NOT AVAILABLE | DATA NOT AVAILABLE | ACCEPTED TO CONNECT | DATA NOT AVAILABLE | DATA NOT AVAILABLE | DATA NOT AVAILABLE | DATA NOT AVAILABLE | DATA NOT AVAILABLE | DATA NOT AVAILABLE | 14.2 | 9.49 | 9.9895 | 5 | 4.75 | 2023-03-01 | DATA NOT AVAILABLE | N | DATA NOT AVAILABLE | DATA NOT AVAILABLE | DATA NOT AVAILABLE | DATA NOT AVAILABLE | DATA NOT AVAILABLE | 2023-04-06
DATA NOT AVAILABLE | DATA NOT AVAILABLE | DATA NOT AVAILABLE | CCM 1.05MW PV ADD CAP | NEW SITE | MACPHIE OF GLENBERVIE WIND & SOLAR PARK, GLENBERVIE | STONEHAVEN | ABERDEENSHIRE | AB39 3YG | SCOTLAND | 376663 | 780625 | FIDDES | DATA NOT APPLICABLE | FIDDES | 33 | SCOTTISH HYDRO ELECTRIC POWER DISTRIBUTION PLC | SOLAR | PHOTOVOLTAIC | NO | DATA NOT AVAILABLE | DATA NOT AVAILABLE | 1.05 | DATA NOT AVAILABLE | DATA NOT AVAILABLE | DATA NOT AVAILABLE | DATA NOT AVAILABLE | DATA NOT AVAILABLE | DATA NOT AVAILABLE | DATA NOT AVAILABLE | DATA NOT AVAILABLE | DATA NOT AVAILABLE | DATA NOT AVAILABLE | DATA NOT AVAILABLE | DATA NOT AVAILABLE | DATA NOT AVAILABLE | ACCEPTED TO CONNECT | DATA NOT AVAILABLE | DATA NOT AVAILABLE | DATA NOT AVAILABLE | DATA NOT AVAILABLE | DATA NOT AVAILABLE | DATA NOT AVAILABLE | 1.05 | 0 | 0 | 0 | 0 | 2023-05-23 | DATA NOT AVAILABLE | N | DATA NOT AVAILABLE | DATA NOT AVAILABLE | DATA NOT AVAILABLE | DATA NOT AVAILABLE | DATA NOT AVAILABLE | 2023-06-12
DATA NOT AVAILABLE | DATA NOT AVAILABLE | DATA NOT AVAILABLE | BURNSIDE FARM PV | DATA NOT AVAILABLE | LAND ADJACENTS TO TARLAND SUBSTATION | TARLAND | ABERDEENSHIRE | AB33 8LQ | SCOTLAND | 351241 | 807731 | TARLAND | DATA NOT APPLICABLE | TARLAND GRID | 33 | SCOTTISH HYDRO ELECTRIC POWER DISTRIBUTION PLC | SOLAR | PHOTOVOLTAIC | NO | DATA NOT AVAILABLE | DATA NOT AVAILABLE | 32.58 | DATA NOT AVAILABLE | DATA NOT AVAILABLE | DATA NOT AVAILABLE | DATA NOT AVAILABLE | DATA NOT AVAILABLE | DATA NOT AVAILABLE | DATA NOT AVAILABLE | DATA NOT AVAILABLE | DATA NOT AVAILABLE | DATA NOT AVAILABLE | DATA NOT AVAILABLE | DATA NOT AVAILABLE | DATA NOT AVAILABLE | ACCEPTED TO CONNECT | DATA NOT AVAILABLE | DATA NOT AVAILABLE | DATA NOT AVAILABLE | DATA NOT AVAILABLE | DATA NOT AVAILABLE | DATA NOT AVAILABLE | 32.58 | 30 | 31.5789 | 0.44316 | 0.421 | 2023-04-21 | DATA NOT AVAILABLE | N | DATA NOT AVAILABLE | DATA NOT AVAILABLE | DATA NOT AVAILABLE | DATA NOT AVAILABLE | DATA NOT AVAILABLE | 2023-05-11
DATA NOT AVAILABLE | DATA NOT AVAILABLE | BALANCE POWER PROJECTS LIMITED | 7.12MW - GAS | GORING FACILITY | WALLINGFORD ROAD GORING | READING | BERKSHIRE | RG8 0HS | ENGLAND | 460175 | 182503 | BRAMLEY (FLEE) | BURGHFIELD RESERVE | GORING | HV | SOUTHERN ELECTRIC POWER DISTRIBUTION PLC | ADVANCED FUEL GASIFICATION OR PYROLYSIS | GAS TURBINE (OCGT) | NO | DATA NOT AVAILABLE | DATA NOT AVAILABLE | 7.12 | DATA NOT AVAILABLE | DATA NOT AVAILABLE | DATA NOT AVAILABLE | DATA NOT AVAILABLE | DATA NOT AVAILABLE | DATA NOT AVAILABLE | DATA NOT AVAILABLE | DATA NOT AVAILABLE | DATA NOT AVAILABLE | DATA NOT AVAILABLE | DATA NOT AVAILABLE | DATA NOT AVAILABLE | DATA NOT AVAILABLE | ACCEPTED TO CONNECT | DATA NOT AVAILABLE | DATA NOT AVAILABLE | DATA NOT AVAILABLE | DATA NOT AVAILABLE | DATA NOT AVAILABLE | DATA NOT AVAILABLE | 7.12 | 7.12 | 7.4947 | 0.23263 | 0.221 | 2023-06-15 | DATA NOT AVAILABLE | N | DATA NOT AVAILABLE | DATA NOT AVAILABLE | DATA NOT AVAILABLE | DATA NOT AVAILABLE | DATA NOT AVAILABLE | 2023-07-06
DATA NOT AVAILABLE | DATA NOT AVAILABLE | HYPERION ZERO LTD | ADCAP - EVW836. NEW TOTAL 5.8MW | NEWFORDPARK HOUSE | GLAMIS ROAD | FORFAR | ANGUS | DD8 1FR | SCOTLAND | 344358 | 750039 | LUNANHEAD | DATA NOT APPLICABLE | LOCHSIDE | 11 | SCOTTISH HYDRO ELECTRIC POWER DISTRIBUTION PLC | SOLAR | PHOTOVOLTAIC | NO | DATA NOT AVAILABLE | DATA NOT AVAILABLE | 2.4 | DATA NOT AVAILABLE | DATA NOT AVAILABLE | DATA NOT AVAILABLE | DATA NOT AVAILABLE | DATA NOT AVAILABLE | DATA NOT AVAILABLE | DATA NOT AVAILABLE | DATA NOT AVAILABLE | DATA NOT AVAILABLE | DATA NOT AVAILABLE | DATA NOT AVAILABLE | DATA NOT AVAILABLE | DATA NOT AVAILABLE | ACCEPTED TO CONNECT | DATA NOT AVAILABLE | DATA NOT AVAILABLE | DATA NOT AVAILABLE | DATA NOT AVAILABLE | DATA NOT AVAILABLE | DATA NOT AVAILABLE | 2.4 | 2.4 | 2.5263 | 0 | 0 | 2023-03-24 | DATA NOT AVAILABLE | N | DATA NOT AVAILABLE | DATA NOT AVAILABLE | DATA NOT AVAILABLE | DATA NOT AVAILABLE | DATA NOT AVAILABLE | 2023-04-06
DATA NOT AVAILABLE | DATA NOT AVAILABLE | ARGAND SOLUTIONS LTD | BEYSIDE LTD AD GENERATING STATION | BEYSIDE | PORTGORDON MALTINGS PORTGORDON | BUCKIE | MORAY | AB56 5BU | SCOTLAND | 338592 | 863730 | KEITH | DATA NOT APPLICABLE | KEITH GRID | 33 | SCOTTISH HYDRO ELECTRIC POWER DISTRIBUTION PLC | BIOFUEL SEWAGE GAS | DATA NOT AVAILABLE | NO | DATA NOT AVAILABLE | DATA NOT AVAILABLE | 3.065 | DATA NOT AVAILABLE | DATA NOT AVAILABLE | DATA NOT AVAILABLE | DATA NOT AVAILABLE | DATA NOT AVAILABLE | DATA NOT AVAILABLE | DATA NOT AVAILABLE | DATA NOT AVAILABLE | DATA NOT AVAILABLE | DATA NOT AVAILABLE | DATA NOT AVAILABLE | DATA NOT AVAILABLE | DATA NOT AVAILABLE | ACCEPTED TO CONNECT | DATA NOT AVAILABLE | DATA NOT AVAILABLE | DATA NOT AVAILABLE | DATA NOT AVAILABLE | DATA NOT AVAILABLE | DATA NOT AVAILABLE | 3.065 | 1.065 | 1.1211 | 2.62 | 2.489 | 2023-05-22 | DATA NOT AVAILABLE | N | DATA NOT AVAILABLE | DATA NOT AVAILABLE | DATA NOT AVAILABLE | DATA NOT AVAILABLE | DATA NOT AVAILABLE | 2023-06-12
DATA NOT AVAILABLE | DATA NOT AVAILABLE | ITPENERGISED | AUTH - 49.9MW PV | WOODS FARM | WOODS FARM ROAD | WANTAGE | OXFORDSHIRE | OX12 8JB | ENGLAND | 445365 | 190309 | COWLEY GSP | DRAYTON | DATA NOT AVAILABLE | 132 | SOUTHERN ELECTRIC POWER DISTRIBUTION PLC | ADVANCED FUEL GASIFICATION OR PYROLYSIS | GAS TURBINE (OCGT) | NO | DATA NOT AVAILABLE | DATA NOT AVAILABLE | 27 | DATA NOT AVAILABLE | DATA NOT AVAILABLE | DATA NOT AVAILABLE | DATA NOT AVAILABLE | DATA NOT AVAILABLE | DATA NOT AVAILABLE | DATA NOT AVAILABLE | DATA NOT AVAILABLE | DATA NOT AVAILABLE | DATA NOT AVAILABLE | DATA NOT AVAILABLE | DATA NOT AVAILABLE | DATA NOT AVAILABLE | ACCEPTED TO CONNECT | DATA NOT AVAILABLE | DATA NOT AVAILABLE | DATA NOT AVAILABLE | DATA NOT AVAILABLE | DATA NOT AVAILABLE | DATA NOT AVAILABLE | 27 | 27 | 28.4211 | 2.7695 | 2.631 | 2023-06-16 | DATA NOT AVAILABLE | N | DATA NOT AVAILABLE | DATA NOT AVAILABLE | DATA NOT AVAILABLE | DATA NOT AVAILABLE | DATA NOT AVAILABLE | 2023-07-06
DATA NOT AVAILABLE | DATA NOT AVAILABLE | DATA NOT AVAILABLE | SPEAN BRIDGE BESS | DATA NOT AVAILABLE | ACHINDAUL, GREAT GLEN CATTLE RANCH, SPEAN BRIDGE | SPEAN BRIDGE | HIGHLAND | PH34 4EX | SCOTLAND | 219450 | 781275 | FORT WILLIAM | DATA NOT APPLICABLE | FORT WILLIAM GRID | 33 | SCOTTISH HYDRO ELECTRIC POWER DISTRIBUTION PLC | STORED ENERGY (ALL STORED ENERGY IRRESPECTVE OF THE ORIGINAL ENERGY SOURCE) | STORAGE - ELECTROCHEMICAL (BATTERIES) | NO | DATA NOT AVAILABLE | DATA NOT AVAILABLE | 49.4 | DATA NOT AVAILABLE | DATA NOT AVAILABLE | DATA NOT AVAILABLE | DATA NOT AVAILABLE | DATA NOT AVAILABLE | DATA NOT AVAILABLE | DATA NOT AVAILABLE | DATA NOT AVAILABLE | DATA NOT AVAILABLE | DATA NOT AVAILABLE | DATA NOT AVAILABLE | DATA NOT AVAILABLE | DATA NOT AVAILABLE | ACCEPTED TO CONNECT | DATA NOT AVAILABLE | DATA NOT AVAILABLE | DATA NOT AVAILABLE | DATA NOT AVAILABLE | DATA NOT AVAILABLE | DATA NOT AVAILABLE | 49.4 | 49.4 | 52 | 54.7368 | 52 | 2023-05-19 | DATA NOT AVAILABLE | N | DATA NOT AVAILABLE | DATA NOT AVAILABLE | DATA NOT AVAILABLE | DATA NOT AVAILABLE | DATA NOT AVAILABLE | 2023-06-12
DATA NOT AVAILABLE | DATA NOT AVAILABLE | DATA NOT AVAILABLE | CRAIGTON ENERGY STORAGE | DATA NOT AVAILABLE | FIELD SOUTH OF COUNTESSWELLS RD | ABERDEEN | ABERDEENSHIRE | AB15 7AL | SCOTLAND | 389726 | 804540 | CRAIGIEBUCKLER | DATA NOT APPLICABLE | CRAIGIEBUCKLER GRID | 33 | SCOTTISH HYDRO ELECTRIC POWER DISTRIBUTION PLC | STORED ENERGY (ALL STORED ENERGY IRRESPECTVE OF THE ORIGINAL ENERGY SOURCE) | STORAGE - ELECTROCHEMICAL (BATTERIES) | NO | DATA NOT AVAILABLE | DATA NOT AVAILABLE | 48.4 | DATA NOT AVAILABLE | DATA NOT AVAILABLE | DATA NOT AVAILABLE | DATA NOT AVAILABLE | DATA NOT AVAILABLE | DATA NOT AVAILABLE | DATA NOT AVAILABLE | DATA NOT AVAILABLE | DATA NOT AVAILABLE | DATA NOT AVAILABLE | DATA NOT AVAILABLE | DATA NOT AVAILABLE | DATA NOT AVAILABLE | ACCEPTED TO CONNECT | DATA NOT AVAILABLE | DATA NOT AVAILABLE | DATA NOT AVAILABLE | DATA NOT AVAILABLE | DATA NOT AVAILABLE | DATA NOT AVAILABLE | 48.4 | 40 | 42.1053 | 42.1053 | 40 | 2023-05-16 | DATA NOT AVAILABLE | N | DATA NOT AVAILABLE | DATA NOT AVAILABLE | DATA NOT AVAILABLE | DATA NOT AVAILABLE | DATA NOT AVAILABLE | 2023-06-12
DATA NOT AVAILABLE | DATA NOT AVAILABLE | SAC CONSULTING | BRACKENHILLS WIND 2.3MVA (CONTRACTED) | BRACKENHILLS WIND | CORNHILL | BANFF | ABERDEENSHIRE | AB45 2BD | SCOTLAND | 357812 | 859394 | MACDUFF | DATA NOT APPLICABLE | MACDUFF GRID | 33 | SCOTTISH HYDRO ELECTRIC POWER DISTRIBUTION PLC | WIND | ONSHORE WIND TURBINES | NO | DATA NOT AVAILABLE | DATA NOT AVAILABLE | 2.3 | DATA NOT AVAILABLE | DATA NOT AVAILABLE | DATA NOT AVAILABLE | DATA NOT AVAILABLE | DATA NOT AVAILABLE | DATA NOT AVAILABLE | DATA NOT AVAILABLE | DATA NOT AVAILABLE | DATA NOT AVAILABLE | DATA NOT AVAILABLE | DATA NOT AVAILABLE | DATA NOT AVAILABLE | DATA NOT AVAILABLE | ACCEPTED TO CONNECT | DATA NOT AVAILABLE | DATA NOT AVAILABLE | DATA NOT AVAILABLE | DATA NOT AVAILABLE | DATA NOT AVAILABLE | DATA NOT AVAILABLE | 2.3 | 2.3 | 2.4211 | 0.025263 | 0.024 | 2023-03-31 | DATA NOT AVAILABLE | N | DATA NOT AVAILABLE | DATA NOT AVAILABLE | DATA NOT AVAILABLE | DATA NOT AVAILABLE | DATA NOT AVAILABLE | 2023-05-11
DATA NOT AVAILABLE | DATA NOT AVAILABLE | ALLY GILL | LAND SITUATED NORTH WEST | DATA NOT AVAILABLE | LAND SITUATED NORTH WEST OF THE BRAMLEY | TADLEY | HAMPSHIRE | RG26 5EL | ENGLAND | 463608 | 160423 | BRAMLEY (BASI) | DATA NOT AVAILABLE | DATA NOT AVAILABLE | 132 | SOUTHERN ELECTRIC POWER DISTRIBUTION PLC | OTHER | OTHER | NO | DATA NOT AVAILABLE | DATA NOT AVAILABLE | 50 | DATA NOT AVAILABLE | DATA NOT AVAILABLE | DATA NOT AVAILABLE | DATA NOT AVAILABLE | DATA NOT AVAILABLE | DATA NOT AVAILABLE | DATA NOT AVAILABLE | DATA NOT AVAILABLE | DATA NOT AVAILABLE | DATA NOT AVAILABLE | DATA NOT AVAILABLE | DATA NOT AVAILABLE | DATA NOT AVAILABLE | ACCEPTED TO CONNECT | DATA NOT AVAILABLE | DATA NOT AVAILABLE | DATA NOT AVAILABLE | DATA NOT AVAILABLE | DATA NOT AVAILABLE | DATA NOT AVAILABLE | 50 | 50 | 52.6316 | 52.9084 | 50.263 | 2023-04-19 | DATA NOT AVAILABLE | N | DATA NOT AVAILABLE | DATA NOT AVAILABLE | DATA NOT AVAILABLE | DATA NOT AVAILABLE | DATA NOT AVAILABLE | 2023-05-11
DATA NOT AVAILABLE | DATA NOT AVAILABLE | SARAH J LIGHTFOOT | ABERDEEN BESS, NIGG | PARKHEAD | REDMOSS ROAD | ABERDEEN | ABERDEENSHIRE | AB12 3JP | SCOTLAND | 394166 | 802544 | REDMOSS | DATA NOT APPLICABLE | REDMOSS GRID | 33 | SCOTTISH HYDRO ELECTRIC POWER DISTRIBUTION PLC | STORED ENERGY (ALL STORED ENERGY IRRESPECTVE OF THE ORIGINAL ENERGY SOURCE) | STORAGE - ELECTROCHEMICAL (BATTERIES) | NO | DATA NOT AVAILABLE | DATA NOT AVAILABLE | 39.71 | DATA NOT AVAILABLE | DATA NOT AVAILABLE | DATA NOT AVAILABLE | DATA NOT AVAILABLE | DATA NOT AVAILABLE | DATA NOT AVAILABLE | DATA NOT AVAILABLE | DATA NOT AVAILABLE | DATA NOT AVAILABLE | DATA NOT AVAILABLE | DATA NOT AVAILABLE | DATA NOT AVAILABLE | DATA NOT AVAILABLE | ACCEPTED TO CONNECT | DATA NOT AVAILABLE | DATA NOT AVAILABLE | DATA NOT AVAILABLE | DATA NOT AVAILABLE | DATA NOT AVAILABLE | DATA NOT AVAILABLE | 39.71 | 39.71 | 41.8 | 41.8 | 39.71 | 2023-06-12 | DATA NOT AVAILABLE | N | DATA NOT AVAILABLE | DATA NOT AVAILABLE | DATA NOT AVAILABLE | DATA NOT AVAILABLE | DATA NOT AVAILABLE | 2023-07-06
DATA NOT AVAILABLE | DATA NOT AVAILABLE | DATA NOT AVAILABLE | HILL OF LYBSTER WIND (RECOST) | HILL OF LYBSTER WIND | DOUNREAY | THURSO | HIGHLAND | KW14 7UZ | SCOTLAND | 302297 | 969827 | DOUNREAY | DATA NOT APPLICABLE | DOUNREAY | 11 | SCOTTISH HYDRO ELECTRIC POWER DISTRIBUTION PLC | WIND | ONSHORE WIND TURBINES | NO | DATA NOT AVAILABLE | DATA NOT AVAILABLE | 2.3 | DATA NOT AVAILABLE | DATA NOT AVAILABLE | DATA NOT AVAILABLE | DATA NOT AVAILABLE | DATA NOT AVAILABLE | DATA NOT AVAILABLE | DATA NOT AVAILABLE | DATA NOT AVAILABLE | DATA NOT AVAILABLE | DATA NOT AVAILABLE | DATA NOT AVAILABLE | DATA NOT AVAILABLE | DATA NOT AVAILABLE | ACCEPTED TO CONNECT | DATA NOT AVAILABLE | DATA NOT AVAILABLE | DATA NOT AVAILABLE | DATA NOT AVAILABLE | DATA NOT AVAILABLE | DATA NOT AVAILABLE | 2.3 | 1.5 | 1.5789 | 0.045263 | 0.043 | 2023-07-05 | DATA NOT AVAILABLE | N | DATA NOT AVAILABLE | DATA NOT AVAILABLE | DATA NOT AVAILABLE | DATA NOT AVAILABLE | DATA NOT AVAILABLE | 2023-09-07
DATA NOT AVAILABLE | DATA NOT AVAILABLE | DATA NOT AVAILABLE | 57.6MW WIND | NEW SITE | BARGUILLEAN ESTATE | TAYNUILT | ARGYLL AND BUTE | PA35 1JS | SCOTLAND | 198619 | 730752 | TAYNUILT | DATA NOT APPLICABLE | TAYNUILT GRID | 33 | SCOTTISH HYDRO ELECTRIC POWER DISTRIBUTION PLC | WIND | ONSHORE WIND TURBINES | NO | DATA NOT AVAILABLE | DATA NOT AVAILABLE | 49.6 | DATA NOT AVAILABLE | DATA NOT AVAILABLE | DATA NOT AVAILABLE | DATA NOT AVAILABLE | DATA NOT AVAILABLE | DATA NOT AVAILABLE | DATA NOT AVAILABLE | DATA NOT AVAILABLE | DATA NOT AVAILABLE | DATA NOT AVAILABLE | DATA NOT AVAILABLE | DATA NOT AVAILABLE | DATA NOT AVAILABLE | ACCEPTED TO CONNECT | DATA NOT AVAILABLE | DATA NOT AVAILABLE | DATA NOT AVAILABLE | DATA NOT AVAILABLE | DATA NOT AVAILABLE | DATA NOT AVAILABLE | 49.6 | 49.6 | 52.2105 | 0.61579 | 0.585 | 2023-08-30 | DATA NOT AVAILABLE | N | DATA NOT AVAILABLE | DATA NOT AVAILABLE | DATA NOT AVAILABLE | DATA NOT AVAILABLE | DATA NOT AVAILABLE | 2023-09-07
DATA NOT AVAILABLE | DATA NOT AVAILABLE | STEPHEN CLARKE | SENT TO QC | NEW SITE | LAND AT CHAPEL KNAPP FARM | GASTARD | WILTSHIRE | SN13 9PS | ENGLAND | 388493 | 168047 | MELKSHAM GSP | NORRINGTON | NORRINGTON | 132 | SOUTHERN ELECTRIC POWER DISTRIBUTION PLC | ADVANCED FUEL GASIFICATION OR PYROLYSIS | GAS TURBINE (OCGT) | NO | DATA NOT AVAILABLE | DATA NOT AVAILABLE | 110 | DATA NOT AVAILABLE | DATA NOT AVAILABLE | DATA NOT AVAILABLE | DATA NOT AVAILABLE | DATA NOT AVAILABLE | DATA NOT AVAILABLE | DATA NOT AVAILABLE | DATA NOT AVAILABLE | DATA NOT AVAILABLE | DATA NOT AVAILABLE | DATA NOT AVAILABLE | DATA NOT AVAILABLE | DATA NOT AVAILABLE | ACCEPTED TO CONNECT | DATA NOT AVAILABLE | DATA NOT AVAILABLE | DATA NOT AVAILABLE | DATA NOT AVAILABLE | DATA NOT AVAILABLE | DATA NOT AVAILABLE | 110 | 99.9 | 105.1579 | 110.6926 | 105.158 | 2023-06-16 | DATA NOT AVAILABLE | N | DATA NOT AVAILABLE | DATA NOT AVAILABLE | DATA NOT AVAILABLE | DATA NOT AVAILABLE | DATA NOT AVAILABLE | 2023-07-06
DATA NOT AVAILABLE | DATA NOT AVAILABLE | GREGORY TRIANTAFYLLIDIS | JS AUT 99.9MW BESS | LOWER OLD PARK FARM | DORAS GREEN LANE | FARNHAM | HAMPSHIRE | GU10 5DX | ENGLAND | 481344 | 147354 | BRAMLEY (FLEE) | DATA NOT APPLICABLE | FLEET | 132 | SOUTHERN ELECTRIC POWER DISTRIBUTION PLC | STORED ENERGY (ALL STORED ENERGY IRRESPECTVE OF THE ORIGINAL ENERGY SOURCE) | STORAGE - ELECTROCHEMICAL (BATTERIES) | NO | DATA NOT AVAILABLE | DATA NOT AVAILABLE | 100 | DATA NOT AVAILABLE | DATA NOT AVAILABLE | DATA NOT AVAILABLE | DATA NOT AVAILABLE | DATA NOT AVAILABLE | DATA NOT AVAILABLE | DATA NOT AVAILABLE | DATA NOT AVAILABLE | DATA NOT AVAILABLE | DATA NOT AVAILABLE | DATA NOT AVAILABLE | DATA NOT AVAILABLE | DATA NOT AVAILABLE | ACCEPTED TO CONNECT | DATA NOT AVAILABLE | DATA NOT AVAILABLE | DATA NOT AVAILABLE | DATA NOT AVAILABLE | DATA NOT AVAILABLE | DATA NOT AVAILABLE | 100 | 99.9 | 105.1579 | 110.7926 | 105.253 | 2023-06-28 | DATA NOT AVAILABLE | N | DATA NOT AVAILABLE | DATA NOT AVAILABLE | DATA NOT AVAILABLE | DATA NOT AVAILABLE | DATA NOT AVAILABLE | 2023-07-06
DATA NOT AVAILABLE | DATA NOT AVAILABLE | ANDREW HAMMOND | 5.6MW BESS REPLACING 5.6MW BIOMASS | NEW SITE | ACHARN BIOMASS FACILITY KILLIN | KILLIN | STIRLING | FK21 8RA | SCOTLAND | 256238 | 731409 | KILLIN | DATA NOT APPLICABLE | KILLIN GRID | 33 | SCOTTISH HYDRO ELECTRIC POWER DISTRIBUTION PLC | STORED ENERGY (ALL STORED ENERGY IRRESPECTVE OF THE ORIGINAL ENERGY SOURCE) | STORAGE - ELECTROCHEMICAL (BATTERIES) | NO | DATA NOT AVAILABLE | DATA NOT AVAILABLE | 0.001 | DATA NOT AVAILABLE | DATA NOT AVAILABLE | DATA NOT AVAILABLE | DATA NOT AVAILABLE | DATA NOT AVAILABLE | DATA NOT AVAILABLE | DATA NOT AVAILABLE | DATA NOT AVAILABLE | DATA NOT AVAILABLE | DATA NOT AVAILABLE | DATA NOT AVAILABLE | DATA NOT AVAILABLE | DATA NOT AVAILABLE | ACCEPTED TO CONNECT | DATA NOT AVAILABLE | DATA NOT AVAILABLE | DATA NOT AVAILABLE | DATA NOT AVAILABLE | DATA NOT AVAILABLE | DATA NOT AVAILABLE | 0.001 | 0 | 0 | 4.8421 | 4.6 | 2023-06-22 | DATA NOT AVAILABLE | N | DATA NOT AVAILABLE | DATA NOT AVAILABLE | DATA NOT AVAILABLE | DATA NOT AVAILABLE | DATA NOT AVAILABLE | 2023-07-06
DATA NOT AVAILABLE | DATA NOT AVAILABLE | DATA NOT AVAILABLE | BILLIA CROO OFFSHORE WIND FACILITY (OPTION 2) | DATA NOT AVAILABLE | EMEC WAVE TEST FACILITY, BILLIA CROO OUTERTOWN, STROMNESS | ORKNEY | ORKNEY ISLANDS | KW16 3JP | SCOTLAND | 323741 | 1009587 | DATA NOT AVAILABLE | DATA NOT APPLICABLE | DATA NOT AVAILABLE | EHV | SCOTTISH HYDRO ELECTRIC POWER DISTRIBUTION PLC | STORED ENERGY (ALL STORED ENERGY IRRESPECTVE OF THE ORIGINAL ENERGY SOURCE) | STORAGE - ELECTROCHEMICAL (BATTERIES) | NO | DATA NOT AVAILABLE | DATA NOT AVAILABLE | 60 | DATA NOT AVAILABLE | DATA NOT AVAILABLE | DATA NOT AVAILABLE | DATA NOT AVAILABLE | DATA NOT AVAILABLE | DATA NOT AVAILABLE | DATA NOT AVAILABLE | DATA NOT AVAILABLE | DATA NOT AVAILABLE | DATA NOT AVAILABLE | DATA NOT AVAILABLE | DATA NOT AVAILABLE | DATA NOT AVAILABLE | ACCEPTED TO CONNECT | DATA NOT AVAILABLE | DATA NOT AVAILABLE | DATA NOT AVAILABLE | DATA NOT AVAILABLE | DATA NOT AVAILABLE | DATA NOT AVAILABLE | 60 | 60 | 63.1579 | 2.2305 | 2.119 | 2023-05-05 | DATA NOT AVAILABLE | N | DATA NOT AVAILABLE | DATA NOT AVAILABLE | DATA NOT AVAILABLE | DATA NOT AVAILABLE | DATA NOT AVAILABLE | 2023-06-12
DATA NOT AVAILABLE | DATA NOT AVAILABLE | LOW CARBON UK SOLAR INVESTMENT COMPANY LIMITED | 42.7MW EXPORT PV/BATTERY | KIMPTON WOOD SOLAR FARM | SHODDESDEN GRANGE GREAT SHODDESDEN | ANDOVER | HAMPSHIRE | SP11 9LP | ENGLAND | 427637 | 149033 | BRAMLEY (BASI) | DATA NOT AVAILABLE | DATA NOT AVAILABLE | LV | SOUTHERN ELECTRIC POWER DISTRIBUTION PLC | SOLAR | PHOTOVOLTAIC | NO | DATA NOT AVAILABLE | DATA NOT AVAILABLE | 42.7 | STORED ENERGY (ALL STORED ENERGY IRRESPECTVE OF THE ORIGINAL ENERGY SOURCE) | STORAGE - ELECTROCHEMICAL (BATTERIES) | DATA NOT AVAILABLE | DATA NOT AVAILABLE | DATA NOT AVAILABLE | 11.08 | DATA NOT AVAILABLE | DATA NOT AVAILABLE | DATA NOT AVAILABLE | DATA NOT AVAILABLE | DATA NOT AVAILABLE | DATA NOT AVAILABLE | DATA NOT AVAILABLE | ACCEPTED TO CONNECT | DATA NOT AVAILABLE | DATA NOT AVAILABLE | DATA NOT AVAILABLE | DATA NOT AVAILABLE | DATA NOT AVAILABLE | DATA NOT AVAILABLE | 42.7 | 42.7 | 44.9474 | 11.08 | 10.526 | 2023-05-09 | DATA NOT AVAILABLE | N | DATA NOT AVAILABLE | DATA NOT AVAILABLE | DATA NOT AVAILABLE | DATA NOT AVAILABLE | DATA NOT AVAILABLE | 2023-06-12
DATA NOT AVAILABLE | DATA NOT AVAILABLE | KENNY CAMPBELL-BROWNWOOD | ALTENS 10MW PV + ELECTOLYSER | NEW SITE | HARENESS ROAD | ABERDEEN | ABERDEENSHIRE | AB12 3LE | SCOTLAND | 395336 | 802723 | REDMOSS | DATA NOT APPLICABLE | REDMOSS GRID | 33 | SCOTTISH HYDRO ELECTRIC POWER DISTRIBUTION PLC | ADVANCED FUEL GASIFICATION OR PYROLYSIS | GAS TURBINE (OCGT) | NO | DATA NOT AVAILABLE | DATA NOT AVAILABLE | 10 | DATA NOT AVAILABLE | DATA NOT AVAILABLE | DATA NOT AVAILABLE | DATA NOT AVAILABLE | DATA NOT AVAILABLE | DATA NOT AVAILABLE | DATA NOT AVAILABLE | DATA NOT AVAILABLE | DATA NOT AVAILABLE | DATA NOT AVAILABLE | DATA NOT AVAILABLE | DATA NOT AVAILABLE | DATA NOT AVAILABLE | ACCEPTED TO CONNECT | DATA NOT AVAILABLE | DATA NOT AVAILABLE | DATA NOT AVAILABLE | DATA NOT AVAILABLE | DATA NOT AVAILABLE | DATA NOT AVAILABLE | 10 | 8 | 8.4211 | 4.1558 | 3.948 | 2023-06-23 | DATA NOT AVAILABLE | N | DATA NOT AVAILABLE | DATA NOT AVAILABLE | DATA NOT AVAILABLE | DATA NOT AVAILABLE | DATA NOT AVAILABLE | 2023-07-06
DATA NOT AVAILABLE | DATA NOT AVAILABLE | DATA NOT AVAILABLE | 70MW | 100 | JERSEY ROAD | HOUNSLOW | GREATER LONDON | TW5 0TP | ENGLAND | 513969 | 177164 | EALING GSP | DATA NOT AVAILABLE | DATA NOT AVAILABLE | EHV | SOUTHERN ELECTRIC POWER DISTRIBUTION PLC | OTHER | OTHER | NO | DATA NOT AVAILABLE | DATA NOT AVAILABLE | 39 | DATA NOT AVAILABLE | DATA NOT AVAILABLE | DATA NOT AVAILABLE | DATA NOT AVAILABLE | DATA NOT AVAILABLE | DATA NOT AVAILABLE | DATA NOT AVAILABLE | DATA NOT AVAILABLE | DATA NOT AVAILABLE | DATA NOT AVAILABLE | DATA NOT AVAILABLE | DATA NOT AVAILABLE | DATA NOT AVAILABLE | ACCEPTED TO CONNECT | DATA NOT AVAILABLE | DATA NOT AVAILABLE | DATA NOT AVAILABLE | DATA NOT AVAILABLE | DATA NOT AVAILABLE | DATA NOT AVAILABLE | 39 | 39 | 41.0526 | 43.2137 | 41.053 | 2023-08-07 | DATA NOT AVAILABLE | N | DATA NOT AVAILABLE | DATA NOT AVAILABLE | DATA NOT AVAILABLE | DATA NOT AVAILABLE | DATA NOT AVAILABLE | 2023-09-07
DATA NOT AVAILABLE | DATA NOT AVAILABLE | DATA NOT AVAILABLE | READING | NEW SITE | JAMES SOLAR FARM, GOODBOYS LANE, GRAZELE | READING | BERKSHIRE | RG7 3AH | ENGLAND | 468156 | 166456 | BRAMLEY (FLEE) | BURGHFIELD RESERVE | TRASH GREEN | 11 | SOUTHERN ELECTRIC POWER DISTRIBUTION PLC | SOLAR | PHOTOVOLTAIC | NO | DATA NOT AVAILABLE | DATA NOT AVAILABLE | 12.5 | DATA NOT AVAILABLE | DATA NOT AVAILABLE | DATA NOT AVAILABLE | DATA NOT AVAILABLE | DATA NOT AVAILABLE | DATA NOT AVAILABLE | DATA NOT AVAILABLE | DATA NOT AVAILABLE | DATA NOT AVAILABLE | DATA NOT AVAILABLE | DATA NOT AVAILABLE | DATA NOT AVAILABLE | DATA NOT AVAILABLE | ACCEPTED TO CONNECT | DATA NOT AVAILABLE | DATA NOT AVAILABLE | DATA NOT AVAILABLE | DATA NOT AVAILABLE | DATA NOT AVAILABLE | DATA NOT AVAILABLE | 12.5 | 12.5 | 13.1579 | 0.054737 | 0.052 | 2023-07-21 | DATA NOT AVAILABLE | N | DATA NOT AVAILABLE | DATA NOT AVAILABLE | DATA NOT AVAILABLE | DATA NOT AVAILABLE | DATA NOT AVAILABLE | 2023-09-07
DATA NOT AVAILABLE | DATA NOT AVAILABLE | DATA NOT AVAILABLE | 1350KW DIESELGEN, 0KW EXPORT | DATA NOT AVAILABLE | GLEN DOUGLAS MUNITIONS FACILITY | ARROCHAR | ARGYLL AND BUTE | G83 7AZ | SCOTLAND | 227621 | 700093 | SLOY | DATA NOT APPLICABLE | SLOY POWER STATION | 11 | SCOTTISH HYDRO ELECTRIC POWER DISTRIBUTION PLC | OTHER | OTHER | NO | DATA NOT AVAILABLE | DATA NOT AVAILABLE | 1.35 | DATA NOT AVAILABLE | DATA NOT AVAILABLE | DATA NOT AVAILABLE | DATA NOT AVAILABLE | DATA NOT AVAILABLE | DATA NOT AVAILABLE | DATA NOT AVAILABLE | DATA NOT AVAILABLE | DATA NOT AVAILABLE | DATA NOT AVAILABLE | DATA NOT AVAILABLE | DATA NOT AVAILABLE | DATA NOT AVAILABLE | ACCEPTED TO CONNECT | DATA NOT AVAILABLE | DATA NOT AVAILABLE | DATA NOT AVAILABLE | DATA NOT AVAILABLE | DATA NOT AVAILABLE | DATA NOT AVAILABLE | 1.35 | 0 | 0 | 0 | 0 | 2023-07-28 | DATA NOT AVAILABLE | N | DATA NOT AVAILABLE | DATA NOT AVAILABLE | DATA NOT AVAILABLE | DATA NOT AVAILABLE | DATA NOT AVAILABLE | 2023-09-07
DATA NOT AVAILABLE | DATA NOT AVAILABLE | DATA NOT AVAILABLE | LAND AT ARDGOUR ESTATE | DATA NOT AVAILABLE | LAND AT ARDGOUR ESTATE | HIGHLANDS | HIGHLAND | PH33 7AG | SCOTLAND | 200501 | 763345 | FORT WILLIAM | DATA NOT APPLICABLE | FORT WILLIAM GRID | 33 | SCOTTISH HYDRO ELECTRIC POWER DISTRIBUTION PLC | STORED ENERGY (ALL STORED ENERGY IRRESPECTVE OF THE ORIGINAL ENERGY SOURCE) | STORAGE - ELECTROCHEMICAL (BATTERIES) | NO | DATA NOT AVAILABLE | DATA NOT AVAILABLE | 1.5 | DATA NOT AVAILABLE | DATA NOT AVAILABLE | DATA NOT AVAILABLE | DATA NOT AVAILABLE | DATA NOT AVAILABLE | DATA NOT AVAILABLE | DATA NOT AVAILABLE | DATA NOT AVAILABLE | DATA NOT AVAILABLE | DATA NOT AVAILABLE | DATA NOT AVAILABLE | DATA NOT AVAILABLE | DATA NOT AVAILABLE | ACCEPTED TO CONNECT | DATA NOT AVAILABLE | DATA NOT AVAILABLE | DATA NOT AVAILABLE | DATA NOT AVAILABLE | DATA NOT AVAILABLE | DATA NOT AVAILABLE | 1.5 | 1.5 | 1.5789 | 0.010526 | 0.01 | 2023-06-05 | DATA NOT AVAILABLE | N | DATA NOT AVAILABLE | DATA NOT AVAILABLE | DATA NOT AVAILABLE | DATA NOT AVAILABLE | DATA NOT AVAILABLE | 2023-06-12
DATA NOT AVAILABLE | DATA NOT AVAILABLE | LAMIN SAIDY VULART | NEWTACK FARM BESS | DATA NOT AVAILABLE | LAND AT AB55 6LQ FARM | KEITH | MORAY | AB55 6LQ | SCOTLAND | 346380 | 854170 | KEITH | DATA NOT APPLICABLE | KEITH GRID | 33 | SCOTTISH HYDRO ELECTRIC POWER DISTRIBUTION PLC | STORED ENERGY (ALL STORED ENERGY IRRESPECTVE OF THE ORIGINAL ENERGY SOURCE) | STORAGE - ELECTROCHEMICAL (BATTERIES) | NO | DATA NOT AVAILABLE | DATA NOT AVAILABLE | 50 | DATA NOT AVAILABLE | DATA NOT AVAILABLE | DATA NOT AVAILABLE | DATA NOT AVAILABLE | DATA NOT AVAILABLE | DATA NOT AVAILABLE | DATA NOT AVAILABLE | DATA NOT AVAILABLE | DATA NOT AVAILABLE | DATA NOT AVAILABLE | DATA NOT AVAILABLE | DATA NOT AVAILABLE | DATA NOT AVAILABLE | ACCEPTED TO CONNECT | DATA NOT AVAILABLE | DATA NOT AVAILABLE | DATA NOT AVAILABLE | DATA NOT AVAILABLE | DATA NOT AVAILABLE | DATA NOT AVAILABLE | 50 | 49.9 | 52.5263 | 52.5263 | 49.9 | 2023-04-07 | DATA NOT AVAILABLE | N | DATA NOT AVAILABLE | DATA NOT AVAILABLE | DATA NOT AVAILABLE | DATA NOT AVAILABLE | DATA NOT AVAILABLE | 2023-05-11
DATA NOT AVAILABLE | DATA NOT AVAILABLE | SIMON SWIATEK | 66MW WIND | NEW SITE | BARACHANDER WIND FARM, LAND BER BARACHAN | ARGYLL | ARGYLL AND BUTE | PA35 1HD | SCOTLAND | 203344 | 723968 | TAYNUILT | DATA NOT APPLICABLE | TAYNUILT GRID | 33 | SCOTTISH HYDRO ELECTRIC POWER DISTRIBUTION PLC | WIND | ONSHORE WIND TURBINES | NO | DATA NOT AVAILABLE | DATA NOT AVAILABLE | 66 | DATA NOT AVAILABLE | DATA NOT AVAILABLE | DATA NOT AVAILABLE | DATA NOT AVAILABLE | DATA NOT AVAILABLE | DATA NOT AVAILABLE | DATA NOT AVAILABLE | DATA NOT AVAILABLE | DATA NOT AVAILABLE | DATA NOT AVAILABLE | DATA NOT AVAILABLE | DATA NOT AVAILABLE | DATA NOT AVAILABLE | ACCEPTED TO CONNECT | DATA NOT AVAILABLE | DATA NOT AVAILABLE | DATA NOT AVAILABLE | DATA NOT AVAILABLE | DATA NOT AVAILABLE | DATA NOT AVAILABLE | 66 | 66 | 69.4737 | 0.5 | 0.475 | 2023-06-27 | DATA NOT AVAILABLE | N | DATA NOT AVAILABLE | DATA NOT AVAILABLE | DATA NOT AVAILABLE | DATA NOT AVAILABLE | DATA NOT AVAILABLE | 2023-07-06
DATA NOT AVAILABLE | DATA NOT AVAILABLE | DATA NOT AVAILABLE | MIDDLETON OF POTTERTON BESS | DATA NOT AVAILABLE | MIDDLETON OF POTTERTON FARM POTTERTON | ABERDEEN | ABERDEENSHIRE | AB23 8UB | SCOTLAND | 394446 | 815482 | DYCE | DATA NOT APPLICABLE | DYCE GRID | 33 | SCOTTISH HYDRO ELECTRIC POWER DISTRIBUTION PLC | STORED ENERGY (ALL STORED ENERGY IRRESPECTVE OF THE ORIGINAL ENERGY SOURCE) | STORAGE - ELECTROCHEMICAL (BATTERIES) | NO | DATA NOT AVAILABLE | DATA NOT AVAILABLE | 50 | DATA NOT AVAILABLE | DATA NOT AVAILABLE | DATA NOT AVAILABLE | DATA NOT AVAILABLE | DATA NOT AVAILABLE | DATA NOT AVAILABLE | DATA NOT AVAILABLE | DATA NOT AVAILABLE | DATA NOT AVAILABLE | DATA NOT AVAILABLE | DATA NOT AVAILABLE | DATA NOT AVAILABLE | DATA NOT AVAILABLE | ACCEPTED TO CONNECT | DATA NOT AVAILABLE | DATA NOT AVAILABLE | DATA NOT AVAILABLE | DATA NOT AVAILABLE | DATA NOT AVAILABLE | DATA NOT AVAILABLE | 50 | 49.9 | 52.5263 | 52.5263 | 49.9 | 2023-06-01 | DATA NOT AVAILABLE | N | DATA NOT AVAILABLE | DATA NOT AVAILABLE | DATA NOT AVAILABLE | DATA NOT AVAILABLE | DATA NOT AVAILABLE | 2023-06-12
DATA NOT AVAILABLE | DATA NOT AVAILABLE | BSR APPLICATIONS LIMITED | AUTH RAMPISHAM DOWN BATTERY STORAGE | BRITISH BROADCASTING CORP 24MW BATTERY | RAMPISHAM DOWN | DORCHESTER | DORSET | DT2 0HS | ENGLAND | 354760 | 101249 | CHICKERELL GSP | DATA NOT AVAILABLE | DATA NOT AVAILABLE | EHV | SOUTHERN ELECTRIC POWER DISTRIBUTION PLC | STORED ENERGY (ALL STORED ENERGY IRRESPECTVE OF THE ORIGINAL ENERGY SOURCE) | STORAGE - ELECTROCHEMICAL (BATTERIES) | NO | DATA NOT AVAILABLE | DATA NOT AVAILABLE | 10 | DATA NOT AVAILABLE | DATA NOT AVAILABLE | DATA NOT AVAILABLE | DATA NOT AVAILABLE | DATA NOT AVAILABLE | DATA NOT AVAILABLE | DATA NOT AVAILABLE | DATA NOT AVAILABLE | DATA NOT AVAILABLE | DATA NOT AVAILABLE | DATA NOT AVAILABLE | DATA NOT AVAILABLE | DATA NOT AVAILABLE | ACCEPTED TO CONNECT | DATA NOT AVAILABLE | DATA NOT AVAILABLE | DATA NOT AVAILABLE | DATA NOT AVAILABLE | DATA NOT AVAILABLE | DATA NOT AVAILABLE | 10 | 6.5 | 6.8421 | 0 | 0 | 2023-05-19 | DATA NOT AVAILABLE | N | DATA NOT AVAILABLE | DATA NOT AVAILABLE | DATA NOT AVAILABLE | DATA NOT AVAILABLE | DATA NOT AVAILABLE | 2023-06-12
DATA NOT AVAILABLE | DATA NOT AVAILABLE | DATA NOT AVAILABLE | ARDIMANNOCH FARM PV | ARDIEMANNOCH | U44H FROM EDINDIACH ROAD IN KEITH VIA AR | KEITH | MORAY | AB55 5NS | SCOTLAND | 344686 | 850116 | KEITH | DATA NOT APPLICABLE | KEITH GRID | 33 | SCOTTISH HYDRO ELECTRIC POWER DISTRIBUTION PLC | SOLAR | PHOTOVOLTAIC | NO | DATA NOT AVAILABLE | DATA NOT AVAILABLE | 21.72 | DATA NOT AVAILABLE | DATA NOT AVAILABLE | DATA NOT AVAILABLE | DATA NOT AVAILABLE | DATA NOT AVAILABLE | DATA NOT AVAILABLE | DATA NOT AVAILABLE | DATA NOT AVAILABLE | DATA NOT AVAILABLE | DATA NOT AVAILABLE | DATA NOT AVAILABLE | DATA NOT AVAILABLE | DATA NOT AVAILABLE | ACCEPTED TO CONNECT | DATA NOT AVAILABLE | DATA NOT AVAILABLE | DATA NOT AVAILABLE | DATA NOT AVAILABLE | DATA NOT AVAILABLE | DATA NOT AVAILABLE | 21.72 | 20 | 21.0526 | 0.42105 | 0.4 | 2023-07-11 | DATA NOT AVAILABLE | N | DATA NOT AVAILABLE | DATA NOT AVAILABLE | DATA NOT AVAILABLE | DATA NOT AVAILABLE | DATA NOT AVAILABLE | 2023-09-07
DATA NOT AVAILABLE | DATA NOT AVAILABLE | ALEXANDER MIEJIMOLLE - OPDENERGY | NEWTON OF PARK BESS 2 | NEW SITE | GRANNY BARBOURS ROAD HOUSEHILL | NAIRN | HIGHLAND | IV12 5RL | SCOTLAND | 291324 | 854811 | NAIRN | DATA NOT APPLICABLE | DATA NOT AVAILABLE | EHV | SCOTTISH HYDRO ELECTRIC POWER DISTRIBUTION PLC | STORED ENERGY (ALL STORED ENERGY IRRESPECTVE OF THE ORIGINAL ENERGY SOURCE) | STORAGE - ELECTROCHEMICAL (BATTERIES) | NO | DATA NOT AVAILABLE | DATA NOT AVAILABLE | 52.68 | DATA NOT AVAILABLE | DATA NOT AVAILABLE | DATA NOT AVAILABLE | DATA NOT AVAILABLE | DATA NOT AVAILABLE | DATA NOT AVAILABLE | DATA NOT AVAILABLE | DATA NOT AVAILABLE | DATA NOT AVAILABLE | DATA NOT AVAILABLE | DATA NOT AVAILABLE | DATA NOT AVAILABLE | DATA NOT AVAILABLE | ACCEPTED TO CONNECT | DATA NOT AVAILABLE | DATA NOT AVAILABLE | DATA NOT AVAILABLE | DATA NOT AVAILABLE | DATA NOT AVAILABLE | DATA NOT AVAILABLE | 52.68 | 50 | 52.6316 | 55.3905 | 52.621 | 2023-07-24 | DATA NOT AVAILABLE | N | DATA NOT AVAILABLE | DATA NOT AVAILABLE | DATA NOT AVAILABLE | DATA NOT AVAILABLE | DATA NOT AVAILABLE | 2023-09-07
DATA NOT AVAILABLE | DATA NOT AVAILABLE | DATA NOT AVAILABLE | 5MW PV BESS (DC COUPLED) | FLETCHWOOD SOLAR FARM | FLETCHWOOD LANE | SOUTHAMPTON | HAMPSHIRE | SO407DZ | ENGLAND | DATA NOT AVAILABLE | DATA NOT AVAILABLE | NURSLING GSP | ROWNHAMS | FLETCHWOOD | 11 | SOUTHERN ELECTRIC POWER DISTRIBUTION PLC | SOLAR | PHOTOVOLTAIC | NO | DATA NOT AVAILABLE | DATA NOT AVAILABLE | 5 | STORED ENERGY (ALL STORED ENERGY IRRESPECTVE OF THE ORIGINAL ENERGY SOURCE) | STORAGE - ELECTROCHEMICAL (BATTERIES) | DATA NOT AVAILABLE | DATA NOT AVAILABLE | DATA NOT AVAILABLE | 5.5368 | DATA NOT AVAILABLE | DATA NOT AVAILABLE | DATA NOT AVAILABLE | DATA NOT AVAILABLE | DATA NOT AVAILABLE | DATA NOT AVAILABLE | DATA NOT AVAILABLE | ACCEPTED TO CONNECT | DATA NOT AVAILABLE | DATA NOT AVAILABLE | DATA NOT AVAILABLE | DATA NOT AVAILABLE | DATA NOT AVAILABLE | DATA NOT AVAILABLE | 5 | 5 | 5.2632 | 5.5368 | 5.26 | 2023-07-26 | DATA NOT AVAILABLE | N | DATA NOT AVAILABLE | DATA NOT AVAILABLE | DATA NOT AVAILABLE | DATA NOT AVAILABLE | DATA NOT AVAILABLE | 2023-09-07
DATA NOT AVAILABLE | DATA NOT AVAILABLE | DATA NOT AVAILABLE | LOCHABER FARM 50MW PV/BESS | NEW SITE | LOCHABER FARM ARBROATH | ARBROATH | ANGUS | DD11 2NS | SCOTLAND | 360487 | 741865 | ARBROATH | DATA NOT APPLICABLE | DATA NOT AVAILABLE | EHV | SCOTTISH HYDRO ELECTRIC POWER DISTRIBUTION PLC | SOLAR | PHOTOVOLTAIC | NO | DATA NOT AVAILABLE | DATA NOT AVAILABLE | 50 | STORED ENERGY (ALL STORED ENERGY IRRESPECTVE OF THE ORIGINAL ENERGY SOURCE) | STORAGE - ELECTROCHEMICAL (BATTERIES) | DATA NOT AVAILABLE | DATA NOT AVAILABLE | DATA NOT AVAILABLE | 52.6316 | DATA NOT AVAILABLE | DATA NOT AVAILABLE | DATA NOT AVAILABLE | DATA NOT AVAILABLE | DATA NOT AVAILABLE | DATA NOT AVAILABLE | DATA NOT AVAILABLE | ACCEPTED TO CONNECT | DATA NOT AVAILABLE | DATA NOT AVAILABLE | DATA NOT AVAILABLE | DATA NOT AVAILABLE | DATA NOT AVAILABLE | DATA NOT AVAILABLE | 50 | 50 | 52.6316 | 52.6316 | 50 | 2023-07-06 | DATA NOT AVAILABLE | N | DATA NOT AVAILABLE | DATA NOT AVAILABLE | DATA NOT AVAILABLE | DATA NOT AVAILABLE | DATA NOT AVAILABLE | 2023-09-07
DATA NOT AVAILABLE | DATA NOT AVAILABLE | RWE RENEWABLES UK ONSHORE WIND LTD | N COE INVOICE CAMSTER 2 WIND FARM | CAMSTER 2 WIND FARM | DATA NOT AVAILABLE | WICK | HIGHLAND | KW1 5SG | SCOTLAND | 332119 | 949806 | MYBSTER | DATA NOT APPLICABLE | MYBSTER GRID | 33 | SCOTTISH HYDRO ELECTRIC POWER DISTRIBUTION PLC | WIND | ONSHORE WIND TURBINES | NO | DATA NOT AVAILABLE | DATA NOT AVAILABLE | 38 | DATA NOT AVAILABLE | DATA NOT AVAILABLE | DATA NOT AVAILABLE | DATA NOT AVAILABLE | DATA NOT AVAILABLE | DATA NOT AVAILABLE | DATA NOT AVAILABLE | DATA NOT AVAILABLE | DATA NOT AVAILABLE | DATA NOT AVAILABLE | DATA NOT AVAILABLE | DATA NOT AVAILABLE | DATA NOT AVAILABLE | ACCEPTED TO CONNECT | DATA NOT AVAILABLE | DATA NOT AVAILABLE | DATA NOT AVAILABLE | DATA NOT AVAILABLE | DATA NOT AVAILABLE | DATA NOT AVAILABLE | 38 | 38 | 40 | 0.21053 | 0.2 | 2023-05-17 | DATA NOT AVAILABLE | N | DATA NOT AVAILABLE | DATA NOT AVAILABLE | DATA NOT AVAILABLE | DATA NOT AVAILABLE | DATA NOT AVAILABLE | 2023-06-12
DATA NOT AVAILABLE | DATA NOT AVAILABLE | DATA NOT AVAILABLE | VIKING ENERGY WIND DISTRIBUTION SUPPLY | DATA NOT AVAILABLE | A970 FROM SANDWATER JCN B9075 TO PETTA W | NORTH NESTING | SHETLAND ISLANDS | ZE2 9LP | SCOTLAND | 441743 | 1155169 | GREMISTA | DATA NOT APPLICABLE | GREMISTA | 11 | SCOTTISH HYDRO ELECTRIC POWER DISTRIBUTION PLC | WIND | ONSHORE WIND TURBINES | NO | DATA NOT AVAILABLE | DATA NOT AVAILABLE | 1.5 | DATA NOT AVAILABLE | DATA NOT AVAILABLE | DATA NOT AVAILABLE | DATA NOT AVAILABLE | DATA NOT AVAILABLE | DATA NOT AVAILABLE | DATA NOT AVAILABLE | DATA NOT AVAILABLE | DATA NOT AVAILABLE | DATA NOT AVAILABLE | DATA NOT AVAILABLE | DATA NOT AVAILABLE | DATA NOT AVAILABLE | ACCEPTED TO CONNECT | DATA NOT AVAILABLE | DATA NOT AVAILABLE | DATA NOT AVAILABLE | DATA NOT AVAILABLE | DATA NOT AVAILABLE | DATA NOT AVAILABLE | 1.5 | 0 | 0 | 5.2632 | 5 | 2023-07-25 | DATA NOT AVAILABLE | N | DATA NOT AVAILABLE | DATA NOT AVAILABLE | DATA NOT AVAILABLE | DATA NOT AVAILABLE | DATA NOT AVAILABLE | 2023-09-07
DATA NOT AVAILABLE | DATA NOT AVAILABLE | DATA NOT AVAILABLE | NEWTONHILL SOLAR FARM | NEW SITE | NEWTONHILL SOLAR FARM - UNNAMED ROAD, | NEWTONHILL | ABERDEENSHIRE | AB39 3PQ | SCOTLAND | 390155 | 793151 | REDMOSS | DATA NOT APPLICABLE | REDMOSS GRID | 33 | SCOTTISH HYDRO ELECTRIC POWER DISTRIBUTION PLC | SOLAR | PHOTOVOLTAIC | NO | DATA NOT AVAILABLE | DATA NOT AVAILABLE | 5 | DATA NOT AVAILABLE | DATA NOT AVAILABLE | DATA NOT AVAILABLE | DATA NOT AVAILABLE | DATA NOT AVAILABLE | DATA NOT AVAILABLE | DATA NOT AVAILABLE | DATA NOT AVAILABLE | DATA NOT AVAILABLE | DATA NOT AVAILABLE | DATA NOT AVAILABLE | DATA NOT AVAILABLE | DATA NOT AVAILABLE | ACCEPTED TO CONNECT | DATA NOT AVAILABLE | DATA NOT AVAILABLE | DATA NOT AVAILABLE | DATA NOT AVAILABLE | DATA NOT AVAILABLE | DATA NOT AVAILABLE | 5 | 5 | 5.2632 | 0.10526 | 0.1 | 2023-07-18 | DATA NOT AVAILABLE | N | DATA NOT AVAILABLE | DATA NOT AVAILABLE | DATA NOT AVAILABLE | DATA NOT AVAILABLE | DATA NOT AVAILABLE | 2023-09-07
DATA NOT AVAILABLE | DATA NOT AVAILABLE | HAWKSMOOR ENERGY LIMITED | 50MW PV/BATTERY | 2 COLDHARBOUR | CHICKERELL | WEYMOUTH | DORSET | DT3 4BG | ENGLAND | 365263 | 81426 | CHICKERELL GSP | CHICKERELL | CHICKERELL | 11 | SOUTHERN ELECTRIC POWER DISTRIBUTION PLC | SOLAR | PHOTOVOLTAIC | NO | DATA NOT AVAILABLE | DATA NOT AVAILABLE | 73.15 | DATA NOT AVAILABLE | DATA NOT AVAILABLE | DATA NOT AVAILABLE | DATA NOT AVAILABLE | DATA NOT AVAILABLE | DATA NOT AVAILABLE | DATA NOT AVAILABLE | DATA NOT AVAILABLE | DATA NOT AVAILABLE | DATA NOT AVAILABLE | DATA NOT AVAILABLE | DATA NOT AVAILABLE | DATA NOT AVAILABLE | ACCEPTED TO CONNECT | DATA NOT AVAILABLE | DATA NOT AVAILABLE | DATA NOT AVAILABLE | DATA NOT AVAILABLE | DATA NOT AVAILABLE | DATA NOT AVAILABLE | 73.15 | 49.9 | 52.5263 | 16.6211 | 15.79 | 2023-05-05 | DATA NOT AVAILABLE | N | DATA NOT AVAILABLE | DATA NOT AVAILABLE | DATA NOT AVAILABLE | DATA NOT AVAILABLE | DATA NOT AVAILABLE | 2023-05-11
DATA NOT AVAILABLE | DATA NOT AVAILABLE | DATA NOT AVAILABLE | RIVERSIDE BUNGALOW FARM BESS | NEW SITE | THE BUNGALOW FARM NEW KEITH, KEITH | KEITH | MORAY | AB55 5NX | SCOTLAND | 341837 | 848773 | KEITH | DATA NOT APPLICABLE | KEITH GRID | 33 | SCOTTISH HYDRO ELECTRIC POWER DISTRIBUTION PLC | STORED ENERGY (ALL STORED ENERGY IRRESPECTVE OF THE ORIGINAL ENERGY SOURCE) | STORAGE - ELECTROCHEMICAL (BATTERIES) | NO | DATA NOT AVAILABLE | DATA NOT AVAILABLE | 50 | DATA NOT AVAILABLE | DATA NOT AVAILABLE | DATA NOT AVAILABLE | DATA NOT AVAILABLE | DATA NOT AVAILABLE | DATA NOT AVAILABLE | DATA NOT AVAILABLE | DATA NOT AVAILABLE | DATA NOT AVAILABLE | DATA NOT AVAILABLE | DATA NOT AVAILABLE | DATA NOT AVAILABLE | DATA NOT AVAILABLE | ACCEPTED TO CONNECT | DATA NOT AVAILABLE | DATA NOT AVAILABLE | DATA NOT AVAILABLE | DATA NOT AVAILABLE | DATA NOT AVAILABLE | DATA NOT AVAILABLE | 50 | 49.9 | 52.5263 | 52.5263 | 49.9 | 2023-07-12 | DATA NOT AVAILABLE | N | DATA NOT AVAILABLE | DATA NOT AVAILABLE | DATA NOT AVAILABLE | DATA NOT AVAILABLE | DATA NOT AVAILABLE | 2023-09-07
DATA NOT AVAILABLE | DATA NOT AVAILABLE | DATA NOT AVAILABLE | NEWTON OF MILLFIELD SOLAR, WIND AND STORAGE | NEW SITE | LAND AT NEWTON OF MILLFIELD | TURRIFF | ABERDEENSHIRE | AB53 5UU | SCOTLAND | 382134 | 851151 | MACDUFF | DATA NOT APPLICABLE | MACDUFF GRID | 33 | SCOTTISH HYDRO ELECTRIC POWER DISTRIBUTION PLC | OTHER | OTHER | NO | DATA NOT AVAILABLE | DATA NOT AVAILABLE | 37.5 | DATA NOT AVAILABLE | DATA NOT AVAILABLE | DATA NOT AVAILABLE | DATA NOT AVAILABLE | DATA NOT AVAILABLE | DATA NOT AVAILABLE | DATA NOT AVAILABLE | DATA NOT AVAILABLE | DATA NOT AVAILABLE | DATA NOT AVAILABLE | DATA NOT AVAILABLE | DATA NOT AVAILABLE | DATA NOT AVAILABLE | ACCEPTED TO CONNECT | DATA NOT AVAILABLE | DATA NOT AVAILABLE | DATA NOT AVAILABLE | DATA NOT AVAILABLE | DATA NOT AVAILABLE | DATA NOT AVAILABLE | 37.5 | 30 | 31.5789 | 21.0526 | 20 | 2023-07-28 | DATA NOT AVAILABLE | N | DATA NOT AVAILABLE | DATA NOT AVAILABLE | DATA NOT AVAILABLE | DATA NOT AVAILABLE | DATA NOT AVAILABLE | 2023-09-07
DATA NOT AVAILABLE | DATA NOT AVAILABLE | DATA NOT AVAILABLE | DALCHORK FARM BESS | NEW SITE | LAND WEST OF A836 | DALCHORK | HIGHLAND | IV27 4DJ | SCOTLAND | 257424 | 910689 | LAIRG | DATA NOT APPLICABLE | LAIRG GRID | 33 | SCOTTISH HYDRO ELECTRIC POWER DISTRIBUTION PLC | STORED ENERGY (ALL STORED ENERGY IRRESPECTVE OF THE ORIGINAL ENERGY SOURCE) | STORAGE - ELECTROCHEMICAL (BATTERIES) | NO | DATA NOT AVAILABLE | DATA NOT AVAILABLE | 50 | DATA NOT AVAILABLE | DATA NOT AVAILABLE | DATA NOT AVAILABLE | DATA NOT AVAILABLE | DATA NOT AVAILABLE | DATA NOT AVAILABLE | DATA NOT AVAILABLE | DATA NOT AVAILABLE | DATA NOT AVAILABLE | DATA NOT AVAILABLE | DATA NOT AVAILABLE | DATA NOT AVAILABLE | DATA NOT AVAILABLE | ACCEPTED TO CONNECT | DATA NOT AVAILABLE | DATA NOT AVAILABLE | DATA NOT AVAILABLE | DATA NOT AVAILABLE | DATA NOT AVAILABLE | DATA NOT AVAILABLE | 50 | 49.9 | 52.5263 | 55.0021 | 52.252 | 2023-07-24 | DATA NOT AVAILABLE | N | DATA NOT AVAILABLE | DATA NOT AVAILABLE | DATA NOT AVAILABLE | DATA NOT AVAILABLE | DATA NOT AVAILABLE | 2023-09-07
DATA NOT AVAILABLE | DATA NOT AVAILABLE | DONALD FU | ZENOBE SHETLAND BACKUP BESS | INSPECTION HOUSE | PORT BUSINESS PARK | SHETLAND | SHETLAND ISLANDS | ZE1 0TW | SCOTLAND | 446329 | 1142677 | GREMISTA | DATA NOT APPLICABLE | GREMISTA | 11 | SCOTTISH HYDRO ELECTRIC POWER DISTRIBUTION PLC | STORED ENERGY (ALL STORED ENERGY IRRESPECTVE OF THE ORIGINAL ENERGY SOURCE) | STORAGE - ELECTROCHEMICAL (BATTERIES) | NO | DATA NOT AVAILABLE | DATA NOT AVAILABLE | 99.68 | DATA NOT AVAILABLE | DATA NOT AVAILABLE | DATA NOT AVAILABLE | DATA NOT AVAILABLE | DATA NOT AVAILABLE | DATA NOT AVAILABLE | DATA NOT AVAILABLE | DATA NOT AVAILABLE | DATA NOT AVAILABLE | DATA NOT AVAILABLE | DATA NOT AVAILABLE | DATA NOT AVAILABLE | DATA NOT AVAILABLE | ACCEPTED TO CONNECT | DATA NOT AVAILABLE | DATA NOT AVAILABLE | DATA NOT AVAILABLE | DATA NOT AVAILABLE | DATA NOT AVAILABLE | DATA NOT AVAILABLE | 99.68 | 70 | 73.6842 | 80.7368 | 76.7 | 2023-06-20 | DATA NOT AVAILABLE | N | DATA NOT AVAILABLE | DATA NOT AVAILABLE | DATA NOT AVAILABLE | DATA NOT AVAILABLE | DATA NOT AVAILABLE | 2023-07-06
DATA NOT AVAILABLE | DATA NOT AVAILABLE | DATA NOT AVAILABLE | MACALLAN 1.75MW PV | NEW SITE | MACALLAN SOLAR PV FARM ABERLOUR | ABERLOUR | MORAY | AB38 9SA | SCOTLAND | 327119 | 845261 | KEITH | DATA NOT APPLICABLE | ROTHES | 11 | SCOTTISH HYDRO ELECTRIC POWER DISTRIBUTION PLC | SOLAR | PHOTOVOLTAIC | NO | DATA NOT AVAILABLE | DATA NOT AVAILABLE | 1.75 | DATA NOT AVAILABLE | DATA NOT AVAILABLE | DATA NOT AVAILABLE | DATA NOT AVAILABLE | DATA NOT AVAILABLE | DATA NOT AVAILABLE | DATA NOT AVAILABLE | DATA NOT AVAILABLE | DATA NOT AVAILABLE | DATA NOT AVAILABLE | DATA NOT AVAILABLE | DATA NOT AVAILABLE | DATA NOT AVAILABLE | ACCEPTED TO CONNECT | DATA NOT AVAILABLE | DATA NOT AVAILABLE | DATA NOT AVAILABLE | DATA NOT AVAILABLE | DATA NOT AVAILABLE | DATA NOT AVAILABLE | 1.75 | 0.05 | 0.052632 | 0 | 0 | 2023-08-17 | DATA NOT AVAILABLE | N | DATA NOT AVAILABLE | DATA NOT AVAILABLE | DATA NOT AVAILABLE | DATA NOT AVAILABLE | DATA NOT AVAILABLE | 2023-09-07
DATA NOT AVAILABLE | DATA NOT AVAILABLE | DATA NOT AVAILABLE | 2MW PV | NEW SITE | ABURTHNOTT FOURDOUN | LAURENCEKIRK | ABERDEENSHIRE | AB30 1LQ | SCOTLAND | 381655 | 779139 | FIDDES | DATA NOT APPLICABLE | FIDDES | 33 | SCOTTISH HYDRO ELECTRIC POWER DISTRIBUTION PLC | SOLAR | PHOTOVOLTAIC | NO | DATA NOT AVAILABLE | DATA NOT AVAILABLE | 2 | DATA NOT AVAILABLE | DATA NOT AVAILABLE | DATA NOT AVAILABLE | DATA NOT AVAILABLE | DATA NOT AVAILABLE | DATA NOT AVAILABLE | DATA NOT AVAILABLE | DATA NOT AVAILABLE | DATA NOT AVAILABLE | DATA NOT AVAILABLE | DATA NOT AVAILABLE | DATA NOT AVAILABLE | DATA NOT AVAILABLE | ACCEPTED TO CONNECT | DATA NOT AVAILABLE | DATA NOT AVAILABLE | DATA NOT AVAILABLE | DATA NOT AVAILABLE | DATA NOT AVAILABLE | DATA NOT AVAILABLE | 2 | 2 | 2.1053 | 0 | 0 | 2023-08-01 | DATA NOT AVAILABLE | N | DATA NOT AVAILABLE | DATA NOT AVAILABLE | DATA NOT AVAILABLE | DATA NOT AVAILABLE | DATA NOT AVAILABLE | 2023-09-07
DATA NOT AVAILABLE | DATA NOT AVAILABLE | JAY ALJARAD | CAIRNBULG ESTATE BESS | NEW SITE | B9033 FRASERBURGH | ABERDEENSHIRE | ABERDEENSHIRE | AB43 8TL | SCOTLAND | 400176 | 865608 | FRASERBURGH | DATA NOT APPLICABLE | FRASERBURGH GRID | 33 | SCOTTISH HYDRO ELECTRIC POWER DISTRIBUTION PLC | STORED ENERGY (ALL STORED ENERGY IRRESPECTVE OF THE ORIGINAL ENERGY SOURCE) | STORAGE - ELECTROCHEMICAL (BATTERIES) | NO | DATA NOT AVAILABLE | DATA NOT AVAILABLE | 49.5 | DATA NOT AVAILABLE | DATA NOT AVAILABLE | DATA NOT AVAILABLE | DATA NOT AVAILABLE | DATA NOT AVAILABLE | DATA NOT AVAILABLE | DATA NOT AVAILABLE | DATA NOT AVAILABLE | DATA NOT AVAILABLE | DATA NOT AVAILABLE | DATA NOT AVAILABLE | DATA NOT AVAILABLE | DATA NOT AVAILABLE | ACCEPTED TO CONNECT | DATA NOT AVAILABLE | DATA NOT AVAILABLE | DATA NOT AVAILABLE | DATA NOT AVAILABLE | DATA NOT AVAILABLE | DATA NOT AVAILABLE | 49.5 | 49.5 | 52.1053 | 52.1053 | 49.5 | 2023-06-16 | DATA NOT AVAILABLE | N | DATA NOT AVAILABLE | DATA NOT AVAILABLE | DATA NOT AVAILABLE | DATA NOT AVAILABLE | DATA NOT AVAILABLE | 2023-07-06
DATA NOT AVAILABLE | DATA NOT AVAILABLE | DATA NOT AVAILABLE | 25MW WIND | NEW SITE | SHELLOCH B WIND FARM, SPITTALHILL FARM, | STIRLING | STIRLING | FK8 3JW | SCOTLAND | 264430 | 692068 | STRATHLEVEN | DATA NOT APPLICABLE | STRATHLEVEN | 33 | SCOTTISH HYDRO ELECTRIC POWER DISTRIBUTION PLC | WIND | ONSHORE WIND TURBINES | NO | DATA NOT AVAILABLE | DATA NOT AVAILABLE | 25 | DATA NOT AVAILABLE | DATA NOT AVAILABLE | DATA NOT AVAILABLE | DATA NOT AVAILABLE | DATA NOT AVAILABLE | DATA NOT AVAILABLE | DATA NOT AVAILABLE | DATA NOT AVAILABLE | DATA NOT AVAILABLE | DATA NOT AVAILABLE | DATA NOT AVAILABLE | DATA NOT AVAILABLE | DATA NOT AVAILABLE | ACCEPTED TO CONNECT | DATA NOT AVAILABLE | DATA NOT AVAILABLE | DATA NOT AVAILABLE | DATA NOT AVAILABLE | DATA NOT AVAILABLE | DATA NOT AVAILABLE | 25 | 25 | 26.3158 | 1.0526 | 1 | 2023-08-16 | DATA NOT AVAILABLE | N | DATA NOT AVAILABLE | DATA NOT AVAILABLE | DATA NOT AVAILABLE | DATA NOT AVAILABLE | DATA NOT AVAILABLE | 2023-09-07
DATA NOT AVAILABLE | DATA NOT AVAILABLE | DATA NOT AVAILABLE | YLEM ENERGY BESS BURGHMUIR | DATA NOT AVAILABLE | BURGHMUIR | PERTH | PERTHSHIRE AND KINROSS | PH1 1QJ | SCOTLAND | 305123 | 723706 | BURGHMUIR | DATA NOT APPLICABLE | BURGHMUIR GRID | 33 | SCOTTISH HYDRO ELECTRIC POWER DISTRIBUTION PLC | STORED ENERGY (ALL STORED ENERGY IRRESPECTVE OF THE ORIGINAL ENERGY SOURCE) | STORAGE - ELECTROCHEMICAL (BATTERIES) | NO | DATA NOT AVAILABLE | DATA NOT AVAILABLE | 51.75 | DATA NOT AVAILABLE | DATA NOT AVAILABLE | DATA NOT AVAILABLE | DATA NOT AVAILABLE | DATA NOT AVAILABLE | DATA NOT AVAILABLE | DATA NOT AVAILABLE | DATA NOT AVAILABLE | DATA NOT AVAILABLE | DATA NOT AVAILABLE | DATA NOT AVAILABLE | DATA NOT AVAILABLE | DATA NOT AVAILABLE | ACCEPTED TO CONNECT | DATA NOT AVAILABLE | DATA NOT AVAILABLE | DATA NOT AVAILABLE | DATA NOT AVAILABLE | DATA NOT AVAILABLE | DATA NOT AVAILABLE | 51.75 | 50 | 52.6316 | 53.1579 | 50.5 | 2023-05-15 | DATA NOT AVAILABLE | N | DATA NOT AVAILABLE | DATA NOT AVAILABLE | DATA NOT AVAILABLE | DATA NOT AVAILABLE | DATA NOT AVAILABLE | 2023-06-12
DATA NOT AVAILABLE | DATA NOT AVAILABLE | DATA NOT AVAILABLE | QC & AUTH | HALFWAY HOUSE FARM | BEANACRE | MELKSHAM | WILTSHIRE | SN12 7QA | ENGLAND | 391310 | 166930 | DATA NOT AVAILABLE | DATA NOT AVAILABLE | DATA NOT AVAILABLE | 132 | SOUTHERN ELECTRIC POWER DISTRIBUTION PLC | OTHER | OTHER | NO | DATA NOT AVAILABLE | DATA NOT AVAILABLE | 129.9 | DATA NOT AVAILABLE | DATA NOT AVAILABLE | DATA NOT AVAILABLE | DATA NOT AVAILABLE | DATA NOT AVAILABLE | DATA NOT AVAILABLE | DATA NOT AVAILABLE | DATA NOT AVAILABLE | DATA NOT AVAILABLE | DATA NOT AVAILABLE | DATA NOT AVAILABLE | DATA NOT AVAILABLE | DATA NOT AVAILABLE | ACCEPTED TO CONNECT | DATA NOT AVAILABLE | DATA NOT AVAILABLE | DATA NOT AVAILABLE | DATA NOT AVAILABLE | DATA NOT AVAILABLE | DATA NOT AVAILABLE | 129.9 | 99.9 | 105.1579 | 110.6926 | 105.158 | 2023-08-14 | DATA NOT AVAILABLE | N | DATA NOT AVAILABLE | DATA NOT AVAILABLE | DATA NOT AVAILABLE | DATA NOT AVAILABLE | DATA NOT AVAILABLE | 2023-09-07
DATA NOT AVAILABLE | DATA NOT AVAILABLE | DATA NOT AVAILABLE | KERROW FARM BESS 2 - 49.4MW | NEW SITE | TOMICH ROAD CANNICH | BEAULY | HIGHLAND | IV4 7NA | SCOTLAND | 233109 | 830369 | FASNAKYLE | DATA NOT APPLICABLE | FASNAKYLE GRID | 33 | SCOTTISH HYDRO ELECTRIC POWER DISTRIBUTION PLC | STORED ENERGY (ALL STORED ENERGY IRRESPECTVE OF THE ORIGINAL ENERGY SOURCE) | STORAGE - ELECTROCHEMICAL (BATTERIES) | NO | DATA NOT AVAILABLE | DATA NOT AVAILABLE | 53.2 | DATA NOT AVAILABLE | DATA NOT AVAILABLE | DATA NOT AVAILABLE | DATA NOT AVAILABLE | DATA NOT AVAILABLE | DATA NOT AVAILABLE | DATA NOT AVAILABLE | DATA NOT AVAILABLE | DATA NOT AVAILABLE | DATA NOT AVAILABLE | DATA NOT AVAILABLE | DATA NOT AVAILABLE | DATA NOT AVAILABLE | ACCEPTED TO CONNECT | DATA NOT AVAILABLE | DATA NOT AVAILABLE | DATA NOT AVAILABLE | DATA NOT AVAILABLE | DATA NOT AVAILABLE | DATA NOT AVAILABLE | 53.2 | 49.4 | 52 | 54.4063 | 51.686 | 2023-08-04 | DATA NOT AVAILABLE | N | DATA NOT AVAILABLE | DATA NOT AVAILABLE | DATA NOT AVAILABLE | DATA NOT AVAILABLE | DATA NOT AVAILABLE | 2023-09-07
DATA NOT AVAILABLE | DATA NOT AVAILABLE | DATA NOT AVAILABLE | DONALD ENERGY STORAGE | NEW SITE | LAND AT BUCKIES FARM | THURSO | HIGHLAND | KW147XH | SCOTLAND | DATA NOT AVAILABLE | DATA NOT AVAILABLE | THURSO | DATA NOT APPLICABLE | THURSO GRID | 33 | SCOTTISH HYDRO ELECTRIC POWER DISTRIBUTION PLC | STORED ENERGY (ALL STORED ENERGY IRRESPECTVE OF THE ORIGINAL ENERGY SOURCE) | STORAGE - ELECTROCHEMICAL (BATTERIES) | NO | DATA NOT AVAILABLE | DATA NOT AVAILABLE | 50 | DATA NOT AVAILABLE | DATA NOT AVAILABLE | DATA NOT AVAILABLE | DATA NOT AVAILABLE | DATA NOT AVAILABLE | DATA NOT AVAILABLE | DATA NOT AVAILABLE | DATA NOT AVAILABLE | DATA NOT AVAILABLE | DATA NOT AVAILABLE | DATA NOT AVAILABLE | DATA NOT AVAILABLE | DATA NOT AVAILABLE | ACCEPTED TO CONNECT | DATA NOT AVAILABLE | DATA NOT AVAILABLE | DATA NOT AVAILABLE | DATA NOT AVAILABLE | DATA NOT AVAILABLE | DATA NOT AVAILABLE | 50 | 49.9 | 52.5263 | 52.5263 | 49.9 | 2023-08-16 | DATA NOT AVAILABLE | N | DATA NOT AVAILABLE | DATA NOT AVAILABLE | DATA NOT AVAILABLE | DATA NOT AVAILABLE | DATA NOT AVAILABLE | 2023-09-07
DATA NOT AVAILABLE | DATA NOT AVAILABLE | DATA NOT AVAILABLE | NO COE INVOICE STRUAN 2 EXTRA ADDCAP | DATA NOT AVAILABLE | 4 GESTO, STRUAN | ISLE OF SKYE | HIGHLAND | IV56 8FX | SCOTLAND | 135588 | 837887 | DATA NOT AVAILABLE | DATA NOT APPLICABLE | DATA NOT AVAILABLE | EHV | SCOTTISH HYDRO ELECTRIC POWER DISTRIBUTION PLC | WIND | ONSHORE WIND TURBINES | NO | DATA NOT AVAILABLE | DATA NOT AVAILABLE | 4.2 | DATA NOT AVAILABLE | DATA NOT AVAILABLE | DATA NOT AVAILABLE | DATA NOT AVAILABLE | DATA NOT AVAILABLE | DATA NOT AVAILABLE | DATA NOT AVAILABLE | DATA NOT AVAILABLE | DATA NOT AVAILABLE | DATA NOT AVAILABLE | DATA NOT AVAILABLE | DATA NOT AVAILABLE | DATA NOT AVAILABLE | ACCEPTED TO CONNECT | DATA NOT AVAILABLE | DATA NOT AVAILABLE | DATA NOT AVAILABLE | DATA NOT AVAILABLE | DATA NOT AVAILABLE | DATA NOT AVAILABLE | 4.2 | 2 | 2.1053 | 0 | 0 | 2023-05-15 | DATA NOT AVAILABLE | N | DATA NOT AVAILABLE | DATA NOT AVAILABLE | DATA NOT AVAILABLE | DATA NOT AVAILABLE | DATA NOT AVAILABLE | 2023-06-12
DATA NOT AVAILABLE | DATA NOT AVAILABLE | CHARLIE MUNDAY | AUTH SP TR RECEIVED | NEW SITE | LANDS AT LULLINGTON, MENDIP DISTRICT, | SOMERSET | SOMERSET | BA11 2PQ | ENGLAND | 378379 | 151908 | MELKSHAM GSP | NORRINGTON | DATA NOT AVAILABLE | 132 | SOUTHERN ELECTRIC POWER DISTRIBUTION PLC | ADVANCED FUEL GASIFICATION OR PYROLYSIS | GAS TURBINE (OCGT) | NO | DATA NOT AVAILABLE | DATA NOT AVAILABLE | 50.008 | DATA NOT AVAILABLE | DATA NOT AVAILABLE | DATA NOT AVAILABLE | DATA NOT AVAILABLE | DATA NOT AVAILABLE | DATA NOT AVAILABLE | DATA NOT AVAILABLE | DATA NOT AVAILABLE | DATA NOT AVAILABLE | DATA NOT AVAILABLE | DATA NOT AVAILABLE | DATA NOT AVAILABLE | DATA NOT AVAILABLE | ACCEPTED TO CONNECT | DATA NOT AVAILABLE | DATA NOT AVAILABLE | DATA NOT AVAILABLE | DATA NOT AVAILABLE | DATA NOT AVAILABLE | DATA NOT AVAILABLE | 50.008 | 49.9 | 52.5263 | 0.44316 | 0.421 | 2023-06-26 | DATA NOT AVAILABLE | N | DATA NOT AVAILABLE | DATA NOT AVAILABLE | DATA NOT AVAILABLE | DATA NOT AVAILABLE | DATA NOT AVAILABLE | 2023-07-06
DATA NOT AVAILABLE | DATA NOT AVAILABLE | DATA NOT AVAILABLE | 1MW WIND | NEW SITE | AVIVA PITHEAVLIS | PERTH | PERTHSHIRE AND KINROSS | PH2 0ND | SCOTLAND | 310062 | 722511 | BURGHMUIR | DATA NOT APPLICABLE | BURGHMUIR | 11 | SCOTTISH HYDRO ELECTRIC POWER DISTRIBUTION PLC | WIND | ONSHORE WIND TURBINES | NO | DATA NOT AVAILABLE | DATA NOT AVAILABLE | 1 | DATA NOT AVAILABLE | DATA NOT AVAILABLE | DATA NOT AVAILABLE | DATA NOT AVAILABLE | DATA NOT AVAILABLE | DATA NOT AVAILABLE | DATA NOT AVAILABLE | DATA NOT AVAILABLE | DATA NOT AVAILABLE | DATA NOT AVAILABLE | DATA NOT AVAILABLE | DATA NOT AVAILABLE | DATA NOT AVAILABLE | ACCEPTED TO CONNECT | DATA NOT AVAILABLE | DATA NOT AVAILABLE | DATA NOT AVAILABLE | DATA NOT AVAILABLE | DATA NOT AVAILABLE | DATA NOT AVAILABLE | 1 | 0 | 0 | 0 | 0 | 2023-07-27 | DATA NOT AVAILABLE | N | DATA NOT AVAILABLE | DATA NOT AVAILABLE | DATA NOT AVAILABLE | DATA NOT AVAILABLE | DATA NOT AVAILABLE | 2023-09-07
DATA NOT AVAILABLE | DATA NOT AVAILABLE | SHWETA BHOSALE | 75MW WIND, PV AND BESS | NEW SITE | LAND AT KINNORDY ESTATE CASEWAYEND | KIRRIEMUIR | ANGUS | DD8 4RF | SCOTLAND | 337806 | 755397 | LUNANHEAD | DATA NOT APPLICABLE | DATA NOT AVAILABLE | EHV | SCOTTISH HYDRO ELECTRIC POWER DISTRIBUTION PLC | OTHER | OTHER | NO | DATA NOT AVAILABLE | DATA NOT AVAILABLE | 75 | DATA NOT AVAILABLE | DATA NOT AVAILABLE | DATA NOT AVAILABLE | DATA NOT AVAILABLE | DATA NOT AVAILABLE | DATA NOT AVAILABLE | DATA NOT AVAILABLE | DATA NOT AVAILABLE | DATA NOT AVAILABLE | DATA NOT AVAILABLE | DATA NOT AVAILABLE | DATA NOT AVAILABLE | DATA NOT AVAILABLE | ACCEPTED TO CONNECT | DATA NOT AVAILABLE | DATA NOT AVAILABLE | DATA NOT AVAILABLE | DATA NOT AVAILABLE | DATA NOT AVAILABLE | DATA NOT AVAILABLE | 75 | 60 | 63.1579 | 63.1579 | 60 | 2023-08-09 | DATA NOT AVAILABLE | N | DATA NOT AVAILABLE | DATA NOT AVAILABLE | DATA NOT AVAILABLE | DATA NOT AVAILABLE | DATA NOT AVAILABLE | 2023-09-07
DATA NOT AVAILABLE | DATA NOT AVAILABLE | SHWETA BHOSALE | 75MW WIND, PV AND BESS | CRAIGO AND GLENSKINNO FARM SOLAR | LAND AT LITTLE CRAIGO CRAIGO | MONTROSE | ANGUS | DD10 9JT | SCOTLAND | 368339 | 762486 | BRIDGE OF DUN | DATA NOT APPLICABLE | DATA NOT AVAILABLE | EHV | SCOTTISH HYDRO ELECTRIC POWER DISTRIBUTION PLC | OTHER | OTHER | NO | DATA NOT AVAILABLE | DATA NOT AVAILABLE | 75 | DATA NOT AVAILABLE | DATA NOT AVAILABLE | DATA NOT AVAILABLE | DATA NOT AVAILABLE | DATA NOT AVAILABLE | DATA NOT AVAILABLE | DATA NOT AVAILABLE | DATA NOT AVAILABLE | DATA NOT AVAILABLE | DATA NOT AVAILABLE | DATA NOT AVAILABLE | DATA NOT AVAILABLE | DATA NOT AVAILABLE | ACCEPTED TO CONNECT | DATA NOT AVAILABLE | DATA NOT AVAILABLE | DATA NOT AVAILABLE | DATA NOT AVAILABLE | DATA NOT AVAILABLE | DATA NOT AVAILABLE | 75 | 60 | 63.1579 | 63.1579 | 60 | 2023-07-18 | DATA NOT AVAILABLE | N | DATA NOT AVAILABLE | DATA NOT AVAILABLE | DATA NOT AVAILABLE | DATA NOT AVAILABLE | DATA NOT AVAILABLE | 2023-09-07
DATA NOT AVAILABLE | DATA NOT AVAILABLE | MARTYN BENTLEY | CRAIGSHAW DRIVE EV & BESS | NEW SITE | LAND ADJACENT TO KINCORTH PRIMARY SUBSTA WEST TULLOS INDUSTRIAL ESTATE | ABERDEEN | ABERDEENSHIRE | AB12 3AH | SCOTLAND | 394236 | 803670 | REDMOSS | DATA NOT APPLICABLE | KINCORTH | 11 | SCOTTISH HYDRO ELECTRIC POWER DISTRIBUTION PLC | STORED ENERGY (ALL STORED ENERGY IRRESPECTVE OF THE ORIGINAL ENERGY SOURCE) | STORAGE - ELECTROCHEMICAL (BATTERIES) | NO | DATA NOT AVAILABLE | DATA NOT AVAILABLE | 5.8 | DATA NOT AVAILABLE | DATA NOT AVAILABLE | DATA NOT AVAILABLE | DATA NOT AVAILABLE | DATA NOT AVAILABLE | DATA NOT AVAILABLE | DATA NOT AVAILABLE | DATA NOT AVAILABLE | DATA NOT AVAILABLE | DATA NOT AVAILABLE | DATA NOT AVAILABLE | DATA NOT AVAILABLE | DATA NOT AVAILABLE | ACCEPTED TO CONNECT | DATA NOT AVAILABLE | DATA NOT AVAILABLE | DATA NOT AVAILABLE | DATA NOT AVAILABLE | DATA NOT AVAILABLE | DATA NOT AVAILABLE | 5.8 | 5 | 5.2632 | 5 | 4.75 | 2023-06-28 | DATA NOT AVAILABLE | N | DATA NOT AVAILABLE | DATA NOT AVAILABLE | DATA NOT AVAILABLE | DATA NOT AVAILABLE | DATA NOT AVAILABLE | 2023-07-06
DATA NOT AVAILABLE | DATA NOT AVAILABLE | BOYTHORPE WIND ENERGY LTD | 9MW THOMSON WIND | THOMSON WIND TURBINES | LYNESS | STROMNESS | ORKNEY ISLANDS | KW16 3NW | SCOTLAND | 330519 | 994410 | THURSO | DATA NOT APPLICABLE | SCORRADALE | 0.4 | SCOTTISH HYDRO ELECTRIC POWER DISTRIBUTION PLC | WIND | ONSHORE WIND TURBINES | NO | DATA NOT AVAILABLE | DATA NOT AVAILABLE | 9 | DATA NOT AVAILABLE | DATA NOT AVAILABLE | DATA NOT AVAILABLE | DATA NOT AVAILABLE | DATA NOT AVAILABLE | DATA NOT AVAILABLE | DATA NOT AVAILABLE | DATA NOT AVAILABLE | DATA NOT AVAILABLE | DATA NOT AVAILABLE | DATA NOT AVAILABLE | DATA NOT AVAILABLE | DATA NOT AVAILABLE | ACCEPTED TO CONNECT | DATA NOT AVAILABLE | DATA NOT AVAILABLE | DATA NOT AVAILABLE | DATA NOT AVAILABLE | DATA NOT AVAILABLE | DATA NOT AVAILABLE | 9 | 9 | 9.4737 | 0.10526 | 0.1 | 2023-07-12 | DATA NOT AVAILABLE | N | DATA NOT AVAILABLE | DATA NOT AVAILABLE | DATA NOT AVAILABLE | DATA NOT AVAILABLE | DATA NOT AVAILABLE | 2023-09-07
DATA NOT AVAILABLE | DATA NOT AVAILABLE | NIEL DEY | 50MW BESS | NEW SITE | LAND AT SIR WILLIAM SMITH ROAD | ARBROATH | ANGUS | DD11 3RD | SCOTLAND | 362722 | 742375 | ARBROATH | DATA NOT APPLICABLE | DATA NOT AVAILABLE | EHV | SCOTTISH HYDRO ELECTRIC POWER DISTRIBUTION PLC | STORED ENERGY (ALL STORED ENERGY IRRESPECTVE OF THE ORIGINAL ENERGY SOURCE) | STORAGE - ELECTROCHEMICAL (BATTERIES) | NO | DATA NOT AVAILABLE | DATA NOT AVAILABLE | 54.45 | DATA NOT AVAILABLE | DATA NOT AVAILABLE | DATA NOT AVAILABLE | DATA NOT AVAILABLE | DATA NOT AVAILABLE | DATA NOT AVAILABLE | DATA NOT AVAILABLE | DATA NOT AVAILABLE | DATA NOT AVAILABLE | DATA NOT AVAILABLE | DATA NOT AVAILABLE | DATA NOT AVAILABLE | DATA NOT AVAILABLE | ACCEPTED TO CONNECT | DATA NOT AVAILABLE | DATA NOT AVAILABLE | DATA NOT AVAILABLE | DATA NOT AVAILABLE | DATA NOT AVAILABLE | DATA NOT AVAILABLE | 54.45 | 50 | 52.6316 | 52.6316 | 50 | 2023-06-07 | DATA NOT AVAILABLE | N | DATA NOT AVAILABLE | DATA NOT AVAILABLE | DATA NOT AVAILABLE | DATA NOT AVAILABLE | DATA NOT AVAILABLE | 2023-07-06
DATA NOT AVAILABLE | DATA NOT AVAILABLE | DATA NOT AVAILABLE | CAIRNSTONE ESTATE SOLAR/WIND & STORAGE | NEW SITE | LAND AT MIDDLETHIRD | FRASERBURGH | ABERDEENSHIRE | AB43 6RJ | SCOTLAND | 397144 | 854437 | STRICHEN | DATA NOT APPLICABLE | STRICHEN GRID | 33 | SCOTTISH HYDRO ELECTRIC POWER DISTRIBUTION PLC | OTHER | OTHER | NO | DATA NOT AVAILABLE | DATA NOT AVAILABLE | 75 | DATA NOT AVAILABLE | DATA NOT AVAILABLE | DATA NOT AVAILABLE | DATA NOT AVAILABLE | DATA NOT AVAILABLE | DATA NOT AVAILABLE | DATA NOT AVAILABLE | DATA NOT AVAILABLE | DATA NOT AVAILABLE | DATA NOT AVAILABLE | DATA NOT AVAILABLE | DATA NOT AVAILABLE | DATA NOT AVAILABLE | ACCEPTED TO CONNECT | DATA NOT AVAILABLE | DATA NOT AVAILABLE | DATA NOT AVAILABLE | DATA NOT AVAILABLE | DATA NOT AVAILABLE | DATA NOT AVAILABLE | 75 | 60 | 63.1579 | 63.1579 | 60 | 2023-07-28 | DATA NOT AVAILABLE | N | DATA NOT AVAILABLE | DATA NOT AVAILABLE | DATA NOT AVAILABLE | DATA NOT AVAILABLE | DATA NOT AVAILABLE | 2023-09-07
DATA NOT AVAILABLE | DATA NOT AVAILABLE | WESSEX WATER | SEE NOTES - NO NEW INSTALLED EQUIPMENT | BERRY HILL SLUDGE TREATMENT CENTRE | WATERY LANE THROOP THROOP | BOURNEMOUTH | DORSET | BH8 0DH | ENGLAND | 410903 | 95991 | MANNINGTON GSP | REDHILL | REDHILL | 11 | SOUTHERN ELECTRIC POWER DISTRIBUTION PLC | OTHER | OTHER | NO | DATA NOT AVAILABLE | DATA NOT AVAILABLE | 3.176 | DATA NOT AVAILABLE | DATA NOT AVAILABLE | DATA NOT AVAILABLE | DATA NOT AVAILABLE | DATA NOT AVAILABLE | DATA NOT AVAILABLE | DATA NOT AVAILABLE | DATA NOT AVAILABLE | DATA NOT AVAILABLE | DATA NOT AVAILABLE | DATA NOT AVAILABLE | DATA NOT AVAILABLE | DATA NOT AVAILABLE | ACCEPTED TO CONNECT | DATA NOT AVAILABLE | DATA NOT AVAILABLE | DATA NOT AVAILABLE | DATA NOT AVAILABLE | DATA NOT AVAILABLE | DATA NOT AVAILABLE | 3.176 | 1.4 | 1.4737 | 2.7421 | 2.605 | 2023-07-11 | DATA NOT AVAILABLE | N | DATA NOT AVAILABLE | DATA NOT AVAILABLE | DATA NOT AVAILABLE | DATA NOT AVAILABLE | DATA NOT AVAILABLE | 2023-09-07
DATA NOT AVAILABLE | DATA NOT AVAILABLE | DATA NOT AVAILABLE | 49.5MW BESS | NEW SITE | LAND TO THE EAST OF MYREKIRK ROAD WESTER GOURDIE INDUSTRIAL ESTATE | DUNDEE | DUNDEE CITY | DD2 4SH | SCOTLAND | 335430 | 731717 | LYNDHURST | DATA NOT APPLICABLE | LYNDHURST GRID | 33 | SCOTTISH HYDRO ELECTRIC POWER DISTRIBUTION PLC | STORED ENERGY (ALL STORED ENERGY IRRESPECTVE OF THE ORIGINAL ENERGY SOURCE) | STORAGE - ELECTROCHEMICAL (BATTERIES) | NO | DATA NOT AVAILABLE | DATA NOT AVAILABLE | 49.5 | DATA NOT AVAILABLE | DATA NOT AVAILABLE | DATA NOT AVAILABLE | DATA NOT AVAILABLE | DATA NOT AVAILABLE | DATA NOT AVAILABLE | DATA NOT AVAILABLE | DATA NOT AVAILABLE | DATA NOT AVAILABLE | DATA NOT AVAILABLE | DATA NOT AVAILABLE | DATA NOT AVAILABLE | DATA NOT AVAILABLE | ACCEPTED TO CONNECT | DATA NOT AVAILABLE | DATA NOT AVAILABLE | DATA NOT AVAILABLE | DATA NOT AVAILABLE | DATA NOT AVAILABLE | DATA NOT AVAILABLE | 49.5 | 49.5 | 52.1053 | 52.1053 | 49.5 | 2023-08-08 | DATA NOT AVAILABLE | N | DATA NOT AVAILABLE | DATA NOT AVAILABLE | DATA NOT AVAILABLE | DATA NOT AVAILABLE | DATA NOT AVAILABLE | 2023-09-07
DATA NOT AVAILABLE | DATA NOT AVAILABLE | OLIVER PETTERSEN | 49.9MW BESS | NEW SITE | HALLYBURTON (2) BESS, | BLAIRGOWRIE | PERTHSHIRE AND KINROSS | PH13 9JW | SCOTLAND | 323934 | 739048 | COUPAR ANGUS | DATA NOT APPLICABLE | DATA NOT AVAILABLE | EHV | SCOTTISH HYDRO ELECTRIC POWER DISTRIBUTION PLC | STORED ENERGY (ALL STORED ENERGY IRRESPECTVE OF THE ORIGINAL ENERGY SOURCE) | STORAGE - ELECTROCHEMICAL (BATTERIES) | NO | DATA NOT AVAILABLE | DATA NOT AVAILABLE | 49.9 | DATA NOT AVAILABLE | DATA NOT AVAILABLE | DATA NOT AVAILABLE | DATA NOT AVAILABLE | DATA NOT AVAILABLE | DATA NOT AVAILABLE | DATA NOT AVAILABLE | DATA NOT AVAILABLE | DATA NOT AVAILABLE | DATA NOT AVAILABLE | DATA NOT AVAILABLE | DATA NOT AVAILABLE | DATA NOT AVAILABLE | ACCEPTED TO CONNECT | DATA NOT AVAILABLE | DATA NOT AVAILABLE | DATA NOT AVAILABLE | DATA NOT AVAILABLE | DATA NOT AVAILABLE | DATA NOT AVAILABLE | 49.9 | 49.9 | 52.5263 | 52.5263 | 49.9 | 2023-06-14 | DATA NOT AVAILABLE | N | DATA NOT AVAILABLE | DATA NOT AVAILABLE | DATA NOT AVAILABLE | DATA NOT AVAILABLE | DATA NOT AVAILABLE | 2023-07-06
DATA NOT AVAILABLE | DATA NOT AVAILABLE | DATA NOT AVAILABLE | 49.9MW BESS | LOIG FARM | B8033 FROM THE ACCESS ROAD TO KNOXFAULD | DUNBLANE | STIRLING | FK15 9LP | SCOTLAND | 281273 | 707693 | BRACO WEST GRID | DATA NOT APPLICABLE | DATA NOT AVAILABLE | EHV | SCOTTISH HYDRO ELECTRIC POWER DISTRIBUTION PLC | STORED ENERGY (ALL STORED ENERGY IRRESPECTVE OF THE ORIGINAL ENERGY SOURCE) | STORAGE - ELECTROCHEMICAL (BATTERIES) | NO | DATA NOT AVAILABLE | DATA NOT AVAILABLE | 50 | DATA NOT AVAILABLE | DATA NOT AVAILABLE | DATA NOT AVAILABLE | DATA NOT AVAILABLE | DATA NOT AVAILABLE | DATA NOT AVAILABLE | DATA NOT AVAILABLE | DATA NOT AVAILABLE | DATA NOT AVAILABLE | DATA NOT AVAILABLE | DATA NOT AVAILABLE | DATA NOT AVAILABLE | DATA NOT AVAILABLE | ACCEPTED TO CONNECT | DATA NOT AVAILABLE | DATA NOT AVAILABLE | DATA NOT AVAILABLE | DATA NOT AVAILABLE | DATA NOT AVAILABLE | DATA NOT AVAILABLE | 50 | 49.9 | 52.5263 | 52.5263 | 49.9 | 2023-06-06 | DATA NOT AVAILABLE | N | DATA NOT AVAILABLE | DATA NOT AVAILABLE | DATA NOT AVAILABLE | DATA NOT AVAILABLE | DATA NOT AVAILABLE | 2023-06-12
DATA NOT AVAILABLE | DATA NOT AVAILABLE | DATA NOT AVAILABLE | CAIRNTAWIE WOOD WIND FARM | NEW SITE | CAIRNTAWIE WOOD | RORA | ABERDEENSHIRE | AB42 4JB | SCOTLAND | 402618 | 852560 | ST FERGUS GAS | DATA NOT APPLICABLE | ST FERGUS GAS TERM | 11 | SCOTTISH HYDRO ELECTRIC POWER DISTRIBUTION PLC | WIND | ONSHORE WIND TURBINES | NO | DATA NOT AVAILABLE | DATA NOT AVAILABLE | 12.55 | DATA NOT AVAILABLE | DATA NOT AVAILABLE | DATA NOT AVAILABLE | DATA NOT AVAILABLE | DATA NOT AVAILABLE | DATA NOT AVAILABLE | DATA NOT AVAILABLE | DATA NOT AVAILABLE | DATA NOT AVAILABLE | DATA NOT AVAILABLE | DATA NOT AVAILABLE | DATA NOT AVAILABLE | DATA NOT AVAILABLE | ACCEPTED TO CONNECT | DATA NOT AVAILABLE | DATA NOT AVAILABLE | DATA NOT AVAILABLE | DATA NOT AVAILABLE | DATA NOT AVAILABLE | DATA NOT AVAILABLE | 12.55 | 10 | 10.5263 | 2.6316 | 2.5 | 2023-08-28 | DATA NOT AVAILABLE | N | DATA NOT AVAILABLE | DATA NOT AVAILABLE | DATA NOT AVAILABLE | DATA NOT AVAILABLE | DATA NOT AVAILABLE | 2023-09-07
DATA NOT AVAILABLE | DATA NOT AVAILABLE | DATA NOT AVAILABLE | AUTH & QC FLEX ADDED - 49.9MW BESS | OAKWOOD HOUSE | TINWOOD LANE | CHICHESTER | WEST SUSSEX | PO18 0LJ | ENGLAND | 492808 | 107625 | LOVEDEAN GSP | CHICHESTER | DATA NOT AVAILABLE | 132 | SOUTHERN ELECTRIC POWER DISTRIBUTION PLC | STORED ENERGY (ALL STORED ENERGY IRRESPECTVE OF THE ORIGINAL ENERGY SOURCE) | STORAGE - ELECTROCHEMICAL (BATTERIES) | NO | DATA NOT AVAILABLE | DATA NOT AVAILABLE | 52.25 | DATA NOT AVAILABLE | DATA NOT AVAILABLE | DATA NOT AVAILABLE | DATA NOT AVAILABLE | DATA NOT AVAILABLE | DATA NOT AVAILABLE | DATA NOT AVAILABLE | DATA NOT AVAILABLE | DATA NOT AVAILABLE | DATA NOT AVAILABLE | DATA NOT AVAILABLE | DATA NOT AVAILABLE | DATA NOT AVAILABLE | ACCEPTED TO CONNECT | DATA NOT AVAILABLE | DATA NOT AVAILABLE | DATA NOT AVAILABLE | DATA NOT AVAILABLE | DATA NOT AVAILABLE | DATA NOT AVAILABLE | 52.25 | 49.9 | 52.5263 | 55.2916 | 52.527 | 2023-07-18 | DATA NOT AVAILABLE | N | DATA NOT AVAILABLE | DATA NOT AVAILABLE | DATA NOT AVAILABLE | DATA NOT AVAILABLE | DATA NOT AVAILABLE | 2023-09-07
DATA NOT AVAILABLE | DATA NOT AVAILABLE | DATA NOT AVAILABLE | READY TO ISSUE - AUTHORISED | LAND OFF | TITCHFIELD LANE | WICKHAM | WINCHESTER | PO15 6DY | ENGLAND | 455138 | 109927 | BOTLEY WOOD GSP | DATA NOT AVAILABLE | DATA NOT AVAILABLE | 132 | SOUTHERN ELECTRIC POWER DISTRIBUTION PLC | OTHER | OTHER | NO | DATA NOT AVAILABLE | DATA NOT AVAILABLE | 50.4 | DATA NOT AVAILABLE | DATA NOT AVAILABLE | DATA NOT AVAILABLE | DATA NOT AVAILABLE | DATA NOT AVAILABLE | DATA NOT AVAILABLE | DATA NOT AVAILABLE | DATA NOT AVAILABLE | DATA NOT AVAILABLE | DATA NOT AVAILABLE | DATA NOT AVAILABLE | DATA NOT AVAILABLE | DATA NOT AVAILABLE | ACCEPTED TO CONNECT | DATA NOT AVAILABLE | DATA NOT AVAILABLE | DATA NOT AVAILABLE | DATA NOT AVAILABLE | DATA NOT AVAILABLE | DATA NOT AVAILABLE | 50.4 | 49.9 | 52.5263 | 55.8453 | 53.053 | 2023-07-04 | DATA NOT AVAILABLE | N | DATA NOT AVAILABLE | DATA NOT AVAILABLE | DATA NOT AVAILABLE | DATA NOT AVAILABLE | DATA NOT AVAILABLE | 2023-09-07
DATA NOT AVAILABLE | DATA NOT AVAILABLE | DATA NOT AVAILABLE | 99.56MW PV/BESS | NEW SITE, WEST PITNACREE | LAND OFF A926 | ALYTH | PERTH AND KINROSS | PH11 8JF | SCOTLAND | 323612 | 747765 | COUPAR ANGUS | DATA NOT APPLICABLE | DATA NOT AVAILABLE | EHV | SCOTTISH HYDRO ELECTRIC POWER DISTRIBUTION PLC | SOLAR | PHOTOVOLTAIC | NO | DATA NOT AVAILABLE | DATA NOT AVAILABLE | 99.56 | STORED ENERGY (ALL STORED ENERGY IRRESPECTVE OF THE ORIGINAL ENERGY SOURCE) | STORAGE - ELECTROCHEMICAL (BATTERIES) | DATA NOT AVAILABLE | DATA NOT AVAILABLE | DATA NOT AVAILABLE | 52.4211 | DATA NOT AVAILABLE | DATA NOT AVAILABLE | DATA NOT AVAILABLE | DATA NOT AVAILABLE | DATA NOT AVAILABLE | DATA NOT AVAILABLE | DATA NOT AVAILABLE | ACCEPTED TO CONNECT | DATA NOT AVAILABLE | DATA NOT AVAILABLE | DATA NOT AVAILABLE | DATA NOT AVAILABLE | DATA NOT AVAILABLE | DATA NOT AVAILABLE | 99.56 | 49.8 | 52.4211 | 52.4211 | 49.8 | 2023-08-11 | DATA NOT AVAILABLE | N | DATA NOT AVAILABLE | DATA NOT AVAILABLE | DATA NOT AVAILABLE | DATA NOT AVAILABLE | DATA NOT AVAILABLE | 2023-09-07
DATA NOT AVAILABLE | DATA NOT AVAILABLE | DATA NOT AVAILABLE | MOUNTPLEASANT BESS | CLAREDON | FOLLY ROAD | THURSO | HIGHLAND | KW14 8YS | SCOTLAND | 314687 | 968122 | THURSO SOUTH GRID | DATA NOT APPLICABLE | THURSO SOUTH GRID | 33 | SCOTTISH HYDRO ELECTRIC POWER DISTRIBUTION PLC | STORED ENERGY (ALL STORED ENERGY IRRESPECTVE OF THE ORIGINAL ENERGY SOURCE) | STORAGE - ELECTROCHEMICAL (BATTERIES) | NO | DATA NOT AVAILABLE | DATA NOT AVAILABLE | 55 | DATA NOT AVAILABLE | DATA NOT AVAILABLE | DATA NOT AVAILABLE | DATA NOT AVAILABLE | DATA NOT AVAILABLE | DATA NOT AVAILABLE | DATA NOT AVAILABLE | DATA NOT AVAILABLE | DATA NOT AVAILABLE | DATA NOT AVAILABLE | DATA NOT AVAILABLE | DATA NOT AVAILABLE | DATA NOT AVAILABLE | ACCEPTED TO CONNECT | DATA NOT AVAILABLE | DATA NOT AVAILABLE | DATA NOT AVAILABLE | DATA NOT AVAILABLE | DATA NOT AVAILABLE | DATA NOT AVAILABLE | 55 | 50 | 52.6316 | 55.3905 | 52.621 | 2023-08-25 | DATA NOT AVAILABLE | N | DATA NOT AVAILABLE | DATA NOT AVAILABLE | DATA NOT AVAILABLE | DATA NOT AVAILABLE | DATA NOT AVAILABLE | 2023-09-07
DATA NOT AVAILABLE | DATA NOT AVAILABLE | DATA NOT AVAILABLE | AUTH & QC | NEW SITE | LAND AT SUMMER HOUSE FARM MINETY | MALMESBURY | WILTSHIRE | SN16 9RP | ENGLAND | 401316 | 189344 | MINETY GSP | DATA NOT AVAILABLE | DATA NOT AVAILABLE | 132 | SOUTHERN ELECTRIC POWER DISTRIBUTION PLC | OTHER | OTHER | NO | DATA NOT AVAILABLE | DATA NOT AVAILABLE | 101.2 | DATA NOT AVAILABLE | DATA NOT AVAILABLE | DATA NOT AVAILABLE | DATA NOT AVAILABLE | DATA NOT AVAILABLE | DATA NOT AVAILABLE | DATA NOT AVAILABLE | DATA NOT AVAILABLE | DATA NOT AVAILABLE | DATA NOT AVAILABLE | DATA NOT AVAILABLE | DATA NOT AVAILABLE | DATA NOT AVAILABLE | ACCEPTED TO CONNECT | DATA NOT AVAILABLE | DATA NOT AVAILABLE | DATA NOT AVAILABLE | DATA NOT AVAILABLE | DATA NOT AVAILABLE | DATA NOT AVAILABLE | 101.2 | 99.8 | 105.0526 | 110.5821 | 105.053 | 2023-08-07 | DATA NOT AVAILABLE | N | DATA NOT AVAILABLE | DATA NOT AVAILABLE | DATA NOT AVAILABLE | DATA NOT AVAILABLE | DATA NOT AVAILABLE | 2023-09-07
DATA NOT AVAILABLE | DATA NOT AVAILABLE | DATA NOT AVAILABLE | 20MW PV | NEW SITE | KINGSTON FARM, KINGSMUIR | FORFAR | ANGUS | DD8 2RS | SCOTLAND | 347467 | 749492 | LUNANHEAD | DATA NOT APPLICABLE | DATA NOT AVAILABLE | EHV | SCOTTISH HYDRO ELECTRIC POWER DISTRIBUTION PLC | SOLAR | PHOTOVOLTAIC | NO | DATA NOT AVAILABLE | DATA NOT AVAILABLE | 23.584 | DATA NOT AVAILABLE | DATA NOT AVAILABLE | DATA NOT AVAILABLE | DATA NOT AVAILABLE | DATA NOT AVAILABLE | DATA NOT AVAILABLE | DATA NOT AVAILABLE | DATA NOT AVAILABLE | DATA NOT AVAILABLE | DATA NOT AVAILABLE | DATA NOT AVAILABLE | DATA NOT AVAILABLE | DATA NOT AVAILABLE | ACCEPTED TO CONNECT | DATA NOT AVAILABLE | DATA NOT AVAILABLE | DATA NOT AVAILABLE | DATA NOT AVAILABLE | DATA NOT AVAILABLE | DATA NOT AVAILABLE | 23.584 | 20 | 21.0526 | 0.21053 | 0.2 | 2023-08-30 | DATA NOT AVAILABLE | N | DATA NOT AVAILABLE | DATA NOT AVAILABLE | DATA NOT AVAILABLE | DATA NOT AVAILABLE | DATA NOT AVAILABLE | 2023-09-07
DATA NOT AVAILABLE | DATA NOT AVAILABLE | DATA NOT AVAILABLE | LEDYATT FARM | LEDYATT FARM | A923 FROM THE COUNCIL BOUNDARY TO THE ZC | MUIRHEAD | ANGUS | DD2 5PD | SCOTLAND | 328560 | 735958 | COUPAR ANGUS | DATA NOT APPLICABLE | DATA NOT AVAILABLE | EHV | SCOTTISH HYDRO ELECTRIC POWER DISTRIBUTION PLC | OTHER | OTHER | NO | DATA NOT AVAILABLE | DATA NOT AVAILABLE | 124 | DATA NOT AVAILABLE | DATA NOT AVAILABLE | DATA NOT AVAILABLE | DATA NOT AVAILABLE | DATA NOT AVAILABLE | DATA NOT AVAILABLE | DATA NOT AVAILABLE | DATA NOT AVAILABLE | DATA NOT AVAILABLE | DATA NOT AVAILABLE | DATA NOT AVAILABLE | DATA NOT AVAILABLE | DATA NOT AVAILABLE | ACCEPTED TO CONNECT | DATA NOT AVAILABLE | DATA NOT AVAILABLE | DATA NOT AVAILABLE | DATA NOT AVAILABLE | DATA NOT AVAILABLE | DATA NOT AVAILABLE | 124 | 50 | 52.6316 | 52.6316 | 50 | 2023-07-24 | DATA NOT AVAILABLE | N | DATA NOT AVAILABLE | DATA NOT AVAILABLE | DATA NOT AVAILABLE | DATA NOT AVAILABLE | DATA NOT AVAILABLE | 2023-09-07
DATA NOT AVAILABLE | DATA NOT AVAILABLE | DATA NOT AVAILABLE | KINLOCHBERVIE WIND FARM | NEW SITE | B801 ACHRIESGILL RHICONICH | LAIRG | HIGHLAND | IV27 4RL | SCOTLAND | 225759 | 952369 | CASSLEY | DATA NOT APPLICABLE | DATA NOT AVAILABLE | EHV | SCOTTISH HYDRO ELECTRIC POWER DISTRIBUTION PLC | WIND | ONSHORE WIND TURBINES | NO | DATA NOT AVAILABLE | DATA NOT AVAILABLE | 49.6 | DATA NOT AVAILABLE | DATA NOT AVAILABLE | DATA NOT AVAILABLE | DATA NOT AVAILABLE | DATA NOT AVAILABLE | DATA NOT AVAILABLE | DATA NOT AVAILABLE | DATA NOT AVAILABLE | DATA NOT AVAILABLE | DATA NOT AVAILABLE | DATA NOT AVAILABLE | DATA NOT AVAILABLE | DATA NOT AVAILABLE | ACCEPTED TO CONNECT | DATA NOT AVAILABLE | DATA NOT AVAILABLE | DATA NOT AVAILABLE | DATA NOT AVAILABLE | DATA NOT AVAILABLE | DATA NOT AVAILABLE | 49.6 | 45 | 47.3684 | 0.47368 | 0.45 | 2023-07-05 | DATA NOT AVAILABLE | N | DATA NOT AVAILABLE | DATA NOT AVAILABLE | DATA NOT AVAILABLE | DATA NOT AVAILABLE | DATA NOT AVAILABLE | 2023-09-07
DATA NOT AVAILABLE | DATA NOT AVAILABLE | DATA NOT AVAILABLE | BOYNDIE SOLAR & BESS FARM | NEW SITE | LAND AT BOYNDIE | BANFF | ABERDEENSHIRE | AB45 2LR | SCOTLAND | 361646 | 863715 | MACDUFF | DATA NOT APPLICABLE | MACDUFF GRID | 33 | SCOTTISH HYDRO ELECTRIC POWER DISTRIBUTION PLC | SOLAR | PHOTOVOLTAIC | NO | DATA NOT AVAILABLE | DATA NOT AVAILABLE | 73.6 | STORED ENERGY (ALL STORED ENERGY IRRESPECTVE OF THE ORIGINAL ENERGY SOURCE) | STORAGE - ELECTROCHEMICAL (BATTERIES) | DATA NOT AVAILABLE | DATA NOT AVAILABLE | DATA NOT AVAILABLE | 73.5789 | DATA NOT AVAILABLE | DATA NOT AVAILABLE | DATA NOT AVAILABLE | DATA NOT AVAILABLE | DATA NOT AVAILABLE | DATA NOT AVAILABLE | DATA NOT AVAILABLE | ACCEPTED TO CONNECT | DATA NOT AVAILABLE | DATA NOT AVAILABLE | DATA NOT AVAILABLE | DATA NOT AVAILABLE | DATA NOT AVAILABLE | DATA NOT AVAILABLE | 73.6 | 69.9 | 73.5789 | 73.5789 | 69.9 | 2023-08-17 | DATA NOT AVAILABLE | N | DATA NOT AVAILABLE | DATA NOT AVAILABLE | DATA NOT AVAILABLE | DATA NOT AVAILABLE | DATA NOT AVAILABLE | 2023-09-07
DATA NOT AVAILABLE | DATA NOT AVAILABLE | DATA NOT AVAILABLE | KEITH BESS | NEW SITE | LAND AT THE NORTH SIDE OF BANFF ROAD BROOMHILL | KEITH | MORAY | AB55 6RX | SCOTLAND | 343822 | 851260 | KEITH | DATA NOT APPLICABLE | KEITH GRID | 33 | SCOTTISH HYDRO ELECTRIC POWER DISTRIBUTION PLC | STORED ENERGY (ALL STORED ENERGY IRRESPECTVE OF THE ORIGINAL ENERGY SOURCE) | STORAGE - ELECTROCHEMICAL (BATTERIES) | NO | DATA NOT AVAILABLE | DATA NOT AVAILABLE | 55 | DATA NOT AVAILABLE | DATA NOT AVAILABLE | DATA NOT AVAILABLE | DATA NOT AVAILABLE | DATA NOT AVAILABLE | DATA NOT AVAILABLE | DATA NOT AVAILABLE | DATA NOT AVAILABLE | DATA NOT AVAILABLE | DATA NOT AVAILABLE | DATA NOT AVAILABLE | DATA NOT AVAILABLE | DATA NOT AVAILABLE | ACCEPTED TO CONNECT | DATA NOT AVAILABLE | DATA NOT AVAILABLE | DATA NOT AVAILABLE | DATA NOT AVAILABLE | DATA NOT AVAILABLE | DATA NOT AVAILABLE | 55 | 50 | 52.6316 | 52.6316 | 50 | 2023-08-25 | DATA NOT AVAILABLE | N | DATA NOT AVAILABLE | DATA NOT AVAILABLE | DATA NOT AVAILABLE | DATA NOT AVAILABLE | DATA NOT AVAILABLE | 2023-09-07
DATA NOT AVAILABLE | DATA NOT AVAILABLE | DATA NOT AVAILABLE | ALLT NA MOINE HYDRO ADDCAP | ALLT NA MOINE HYDRO | KALNAKIL, | STRATHCARRON | HIGHLAND | IV54 8XL | SCOTLAND | 169455 | 855166 | BROADFORD | DATA NOT APPLICABLE | BROADFORD GRID | 33 | SCOTTISH HYDRO ELECTRIC POWER DISTRIBUTION PLC | HYDRO (TO BE CONFIRMED) | HYDRO - OTHER | NO | DATA NOT AVAILABLE | DATA NOT AVAILABLE | 3.112 | DATA NOT AVAILABLE | DATA NOT AVAILABLE | DATA NOT AVAILABLE | DATA NOT AVAILABLE | DATA NOT AVAILABLE | DATA NOT AVAILABLE | DATA NOT AVAILABLE | DATA NOT AVAILABLE | DATA NOT AVAILABLE | DATA NOT AVAILABLE | DATA NOT AVAILABLE | DATA NOT AVAILABLE | DATA NOT AVAILABLE | ACCEPTED TO CONNECT | DATA NOT AVAILABLE | DATA NOT AVAILABLE | DATA NOT AVAILABLE | DATA NOT AVAILABLE | DATA NOT AVAILABLE | DATA NOT AVAILABLE | 3.112 | 2.01 | 2.1158 | 4.2 | 3.99 | 2023-07-27 | DATA NOT AVAILABLE | N | DATA NOT AVAILABLE | DATA NOT AVAILABLE | DATA NOT AVAILABLE | DATA NOT AVAILABLE | DATA NOT AVAILABLE | 2023-09-07
DATA NOT AVAILABLE | DATA NOT AVAILABLE | DATA NOT AVAILABLE | RDY 30MW PV & BESS | NEW SITE | STAUNTON ROAD | OXFORD | OXFORDSHIRE | OX33 1EH | ENGLAND | 458595 | 207897 | COWLEY GSP | HEADINGTON | DATA NOT AVAILABLE | EHV | SOUTHERN ELECTRIC POWER DISTRIBUTION PLC | SOLAR | PHOTOVOLTAIC | NO | DATA NOT AVAILABLE | DATA NOT AVAILABLE | 60 | STORED ENERGY (ALL STORED ENERGY IRRESPECTVE OF THE ORIGINAL ENERGY SOURCE) | STORAGE - ELECTROCHEMICAL (BATTERIES) | DATA NOT AVAILABLE | DATA NOT AVAILABLE | DATA NOT AVAILABLE | 1.0516 | DATA NOT AVAILABLE | DATA NOT AVAILABLE | DATA NOT AVAILABLE | DATA NOT AVAILABLE | DATA NOT AVAILABLE | DATA NOT AVAILABLE | DATA NOT AVAILABLE | ACCEPTED TO CONNECT | DATA NOT AVAILABLE | DATA NOT AVAILABLE | DATA NOT AVAILABLE | DATA NOT AVAILABLE | DATA NOT AVAILABLE | DATA NOT AVAILABLE | 60 | 30 | 31.5789 | 1.0516 | 0.999 | 2023-08-09 | DATA NOT AVAILABLE | N | DATA NOT AVAILABLE | DATA NOT AVAILABLE | DATA NOT AVAILABLE | DATA NOT AVAILABLE | DATA NOT AVAILABLE | 2023-09-07
DATA NOT AVAILABLE | DATA NOT AVAILABLE | OPDE UK LTD | AULTCRAGGIE - WEST POS | AULTCRAGGIE | C1098 CLYNELISH | BRORA | HIGHLAND | KW9 6LR | SCOTLAND | 289624 | 905373 | BRORA | DATA NOT APPLICABLE | BRORA GRID | 33 | SCOTTISH HYDRO ELECTRIC POWER DISTRIBUTION PLC | OTHER | OTHER | NO | DATA NOT AVAILABLE | DATA NOT AVAILABLE | 52.68 | DATA NOT AVAILABLE | DATA NOT AVAILABLE | DATA NOT AVAILABLE | DATA NOT AVAILABLE | DATA NOT AVAILABLE | DATA NOT AVAILABLE | DATA NOT AVAILABLE | DATA NOT AVAILABLE | DATA NOT AVAILABLE | DATA NOT AVAILABLE | DATA NOT AVAILABLE | DATA NOT AVAILABLE | DATA NOT AVAILABLE | ACCEPTED TO CONNECT | DATA NOT AVAILABLE | DATA NOT AVAILABLE | DATA NOT AVAILABLE | DATA NOT AVAILABLE | DATA NOT AVAILABLE | DATA NOT AVAILABLE | 52.68 | 50 | 52.6316 | 52.6316 | 50 | 2023-07-25 | DATA NOT AVAILABLE | N | DATA NOT AVAILABLE | DATA NOT AVAILABLE | DATA NOT AVAILABLE | DATA NOT AVAILABLE | DATA NOT AVAILABLE | 2023-09-07
DATA NOT AVAILABLE | DATA NOT AVAILABLE | DATA NOT AVAILABLE | AUTH | BATTENS FARM | FOWLSWICK LANE | CHIPPENHAM | WILTSHIRE | SN14 6LT | ENGLAND | 388273 | 175770 | MELKSHAM GSP | CHIPPENHAM | YATTON KEYNELL | 11 | SOUTHERN ELECTRIC POWER DISTRIBUTION PLC | SOLAR | PHOTOVOLTAIC | NO | DATA NOT AVAILABLE | DATA NOT AVAILABLE | 10 | DATA NOT AVAILABLE | DATA NOT AVAILABLE | DATA NOT AVAILABLE | DATA NOT AVAILABLE | DATA NOT AVAILABLE | DATA NOT AVAILABLE | DATA NOT AVAILABLE | DATA NOT AVAILABLE | DATA NOT AVAILABLE | DATA NOT AVAILABLE | DATA NOT AVAILABLE | DATA NOT AVAILABLE | DATA NOT AVAILABLE | ACCEPTED TO CONNECT | DATA NOT AVAILABLE | DATA NOT AVAILABLE | DATA NOT AVAILABLE | DATA NOT AVAILABLE | DATA NOT AVAILABLE | DATA NOT AVAILABLE | 10 | 10 | 10.5263 | 0.16526 | 0.157 | 2023-08-10 | DATA NOT AVAILABLE | N | DATA NOT AVAILABLE | DATA NOT AVAILABLE | DATA NOT AVAILABLE | DATA NOT AVAILABLE | DATA NOT AVAILABLE | 2023-09-07
DATA NOT AVAILABLE | DATA NOT AVAILABLE | DATA NOT AVAILABLE | SP GENERATION | MACC BUSINESS PARK | MACHRIHANISH | CAMPBELTOWN | ARGYLL AND BUTE | DATA NOT AVAILABLE | SCOTLAND | DATA NOT AVAILABLE | DATA NOT AVAILABLE | CARRADALE | DATA NOT APPLICABLE | WESTPARK FERGUS | 11 | SCOTTISH HYDRO ELECTRIC POWER DISTRIBUTION PLC | WIND | ONSHORE WIND TURBINES | NO | DATA NOT AVAILABLE | DATA NOT AVAILABLE | 4.95 | DATA NOT AVAILABLE | DATA NOT AVAILABLE | DATA NOT AVAILABLE | DATA NOT AVAILABLE | DATA NOT AVAILABLE | DATA NOT AVAILABLE | DATA NOT AVAILABLE | DATA NOT AVAILABLE | DATA NOT AVAILABLE | DATA NOT AVAILABLE | DATA NOT AVAILABLE | DATA NOT AVAILABLE | DATA NOT AVAILABLE | ACCEPTED TO CONNECT | DATA NOT AVAILABLE | DATA NOT AVAILABLE | DATA NOT AVAILABLE | DATA NOT AVAILABLE | DATA NOT AVAILABLE | DATA NOT AVAILABLE | 4.95 | 4 | 4.2105 | 2.1474 | 2.04 | 2023-08-11 | DATA NOT AVAILABLE | N | DATA NOT AVAILABLE | DATA NOT AVAILABLE | DATA NOT AVAILABLE | DATA NOT AVAILABLE | DATA NOT AVAILABLE | 2023-09-07
DATA NOT AVAILABLE | DATA NOT AVAILABLE | DATA NOT AVAILABLE | 1.45MW PV & BESS, 900KVA MIL/MEL | BOOM TOWN SOLAR & BATTERY PARK | PETERSFIELD ROAD | SOUTHAMPTON | HAMPSHIRE | SO21 1HP | ENGLAND | 451587 | 129025 | NURSLING GSP | WINCHESTER | GORDON ROAD | 11 | SOUTHERN ELECTRIC POWER DISTRIBUTION PLC | SOLAR | PHOTOVOLTAIC | NO | DATA NOT AVAILABLE | DATA NOT AVAILABLE | 1.45 | STORED ENERGY (ALL STORED ENERGY IRRESPECTVE OF THE ORIGINAL ENERGY SOURCE) | STORAGE - ELECTROCHEMICAL (BATTERIES) | DATA NOT AVAILABLE | DATA NOT AVAILABLE | DATA NOT AVAILABLE | 0.94737 | DATA NOT AVAILABLE | DATA NOT AVAILABLE | DATA NOT AVAILABLE | DATA NOT AVAILABLE | DATA NOT AVAILABLE | DATA NOT AVAILABLE | DATA NOT AVAILABLE | ACCEPTED TO CONNECT | DATA NOT AVAILABLE | DATA NOT AVAILABLE | DATA NOT AVAILABLE | DATA NOT AVAILABLE | DATA NOT AVAILABLE | DATA NOT AVAILABLE | 1.45 | 0.9 | 0.94737 | 0.94737 | 0.9 | 2023-08-31 | DATA NOT AVAILABLE | N | DATA NOT AVAILABLE | DATA NOT AVAILABLE | DATA NOT AVAILABLE | DATA NOT AVAILABLE | DATA NOT AVAILABLE | 2023-09-07
DATA NOT AVAILABLE | DATA NOT AVAILABLE | BRAD HOLLERON | EAST END CAMPUS | NEW SITE | EAST END CAMPUS WHITFIELD | DUNDEE | DUNDEE CITY | DD4 0NY | SCOTLAND | 343890 | 733017 | MILTON OF CRAIGIE | DATA NOT APPLICABLE | MILTON OF CRAIGIE | 11 | SCOTTISH HYDRO ELECTRIC POWER DISTRIBUTION PLC | SOLAR | PHOTOVOLTAIC | NO | DATA NOT AVAILABLE | DATA NOT AVAILABLE | 0.245 | DATA NOT AVAILABLE | DATA NOT AVAILABLE | DATA NOT AVAILABLE | DATA NOT AVAILABLE | DATA NOT AVAILABLE | DATA NOT AVAILABLE | DATA NOT AVAILABLE | DATA NOT AVAILABLE | DATA NOT AVAILABLE | DATA NOT AVAILABLE | DATA NOT AVAILABLE | DATA NOT AVAILABLE | DATA NOT AVAILABLE | ACCEPTED TO CONNECT | DATA NOT AVAILABLE | DATA NOT AVAILABLE | DATA NOT AVAILABLE | DATA NOT AVAILABLE | DATA NOT AVAILABLE | DATA NOT AVAILABLE | 0.245 | 0.245 | 0.25789 | 2.9474 | 2.8 | 2023-08-31 | DATA NOT AVAILABLE | N | DATA NOT AVAILABLE | DATA NOT AVAILABLE | DATA NOT AVAILABLE | DATA NOT AVAILABLE | DATA NOT AVAILABLE | 2023-09-07
DATA NOT AVAILABLE | DATA NOT AVAILABLE | HANNAH GEE | GRUDIE BRIDGE 49.4MW BESS | NEW SITE | LAND AT GRUDIE WOODLAND LOCHLUICHART | GARVE | HIGHLAND | IV23 2PZ | SCOTLAND | 232877 | 863027 | GRUDIE BRIDGE | DATA NOT APPLICABLE | GRUDIE BRIDGE | 33 | SCOTTISH HYDRO ELECTRIC POWER DISTRIBUTION PLC | STORED ENERGY (ALL STORED ENERGY IRRESPECTVE OF THE ORIGINAL ENERGY SOURCE) | STORAGE - ELECTROCHEMICAL (BATTERIES) | NO | DATA NOT AVAILABLE | DATA NOT AVAILABLE | 53.2 | DATA NOT AVAILABLE | DATA NOT AVAILABLE | DATA NOT AVAILABLE | DATA NOT AVAILABLE | DATA NOT AVAILABLE | DATA NOT AVAILABLE | DATA NOT AVAILABLE | DATA NOT AVAILABLE | DATA NOT AVAILABLE | DATA NOT AVAILABLE | DATA NOT AVAILABLE | DATA NOT AVAILABLE | DATA NOT AVAILABLE | ACCEPTED TO CONNECT | DATA NOT AVAILABLE | DATA NOT AVAILABLE | DATA NOT AVAILABLE | DATA NOT AVAILABLE | DATA NOT AVAILABLE | DATA NOT AVAILABLE | 53.2 | 49.4 | 52 | 52 | 49.4 | 2023-08-25 | DATA NOT AVAILABLE | N | DATA NOT AVAILABLE | DATA NOT AVAILABLE | DATA NOT AVAILABLE | DATA NOT AVAILABLE | DATA NOT AVAILABLE | 2023-09-07
DATA NOT AVAILABLE | DATA NOT AVAILABLE | INFINERGY LTD | TOFTINGALL BESS | NEW SITE | TOFTINGALL BESS | CAITHNESS | HIGHLAND | KW12 6UW | SCOTLAND | 313553 | 953351 | MYBSTER | DATA NOT APPLICABLE | MYBSTER GRID | 33 | SCOTTISH HYDRO ELECTRIC POWER DISTRIBUTION PLC | STORED ENERGY (ALL STORED ENERGY IRRESPECTVE OF THE ORIGINAL ENERGY SOURCE) | STORAGE - ELECTROCHEMICAL (BATTERIES) | NO | DATA NOT AVAILABLE | DATA NOT AVAILABLE | 28 | DATA NOT AVAILABLE | DATA NOT AVAILABLE | DATA NOT AVAILABLE | DATA NOT AVAILABLE | DATA NOT AVAILABLE | DATA NOT AVAILABLE | DATA NOT AVAILABLE | DATA NOT AVAILABLE | DATA NOT AVAILABLE | DATA NOT AVAILABLE | DATA NOT AVAILABLE | DATA NOT AVAILABLE | DATA NOT AVAILABLE | ACCEPTED TO CONNECT | DATA NOT AVAILABLE | DATA NOT AVAILABLE | DATA NOT AVAILABLE | DATA NOT AVAILABLE | DATA NOT AVAILABLE | DATA NOT AVAILABLE | 28 | 25.2 | 26.5263 | 26.5263 | 25.2 | 2023-09-01 | DATA NOT AVAILABLE | N | DATA NOT AVAILABLE | DATA NOT AVAILABLE | DATA NOT AVAILABLE | DATA NOT AVAILABLE | DATA NOT AVAILABLE | 2023-09-07
DATA NOT AVAILABLE | DATA NOT AVAILABLE | STEPHEN LAWSON | STORMONT PARK - PHASE 2 | NEW SITE | STORMONT PARK SPOUTWELLS DRIVE | PERTH | PERTHSHIRE AND KINROSS | PH2 6FJ | SCOTLAND | 312661 | 726911 | ABERNETHY | DATA NOT APPLICABLE | SCONE | 11 | SCOTTISH HYDRO ELECTRIC POWER DISTRIBUTION PLC | SOLAR | PHOTOVOLTAIC | NO | DATA NOT AVAILABLE | DATA NOT AVAILABLE | 1.156 | DATA NOT AVAILABLE | DATA NOT AVAILABLE | DATA NOT AVAILABLE | DATA NOT AVAILABLE | DATA NOT AVAILABLE | DATA NOT AVAILABLE | DATA NOT AVAILABLE | DATA NOT AVAILABLE | DATA NOT AVAILABLE | DATA NOT AVAILABLE | DATA NOT AVAILABLE | DATA NOT AVAILABLE | DATA NOT AVAILABLE | ACCEPTED TO CONNECT | DATA NOT AVAILABLE | DATA NOT AVAILABLE | DATA NOT AVAILABLE | DATA NOT AVAILABLE | DATA NOT AVAILABLE | DATA NOT AVAILABLE | 1.156 | 1.156 | 1.2168 | 2.8589 | 2.716 | 2023-08-28 | DATA NOT AVAILABLE | N | DATA NOT AVAILABLE | DATA NOT AVAILABLE | DATA NOT AVAILABLE | DATA NOT AVAILABLE | DATA NOT AVAILABLE | 2023-09-07
DATA NOT AVAILABLE | DATA NOT AVAILABLE | ECOCEL ENERGY (STORAGE) LTD | GLENGOLLY FARM BATTERY STORAGE | NEW SITE | GLENGOLLY FARM | THURSO | HIGHLAND | KW14 7XP | SCOTLAND | 310132 | 965724 | THURSO SOUTH GRID | DATA NOT APPLICABLE | THURSO SOUTH GRID | 33 | SCOTTISH HYDRO ELECTRIC POWER DISTRIBUTION PLC | STORED ENERGY (ALL STORED ENERGY IRRESPECTVE OF THE ORIGINAL ENERGY SOURCE) | STORAGE - ELECTROCHEMICAL (BATTERIES) | NO | DATA NOT AVAILABLE | DATA NOT AVAILABLE | 50 | DATA NOT AVAILABLE | DATA NOT AVAILABLE | DATA NOT AVAILABLE | DATA NOT AVAILABLE | DATA NOT AVAILABLE | DATA NOT AVAILABLE | DATA NOT AVAILABLE | DATA NOT AVAILABLE | DATA NOT AVAILABLE | DATA NOT AVAILABLE | DATA NOT AVAILABLE | DATA NOT AVAILABLE | DATA NOT AVAILABLE | ACCEPTED TO CONNECT | DATA NOT AVAILABLE | DATA NOT AVAILABLE | DATA NOT AVAILABLE | DATA NOT AVAILABLE | DATA NOT AVAILABLE | DATA NOT AVAILABLE | 50 | 49.9 | 52.5263 | 55.2905 | 52.526 | 2023-08-25 | DATA NOT AVAILABLE | N | DATA NOT AVAILABLE | DATA NOT AVAILABLE | DATA NOT AVAILABLE | DATA NOT AVAILABLE | DATA NOT AVAILABLE | 2023-09-07
DATA NOT AVAILABLE | DATA NOT AVAILABLE | ENERGY 101 LTD | 48.6MW BATTERY | LOVEDEAN 50MW BESS, LOVEDEAN PORTSMOUTH WATER | LOVEDEAN LANE WATERLOOVILLE | PORTSMOUTH | PORTSMOUTH | PO8 9RY | ENGLAND | 468427 | 113159 | LOVEDEAN GSP | DATA NOT APPLICABLE | DATA NOT AVAILABLE | 132 | SOUTHERN ELECTRIC POWER DISTRIBUTION PLC | STORED ENERGY (ALL STORED ENERGY IRRESPECTVE OF THE ORIGINAL ENERGY SOURCE) | STORAGE - ELECTROCHEMICAL (BATTERIES) | NO | DATA NOT AVAILABLE | DATA NOT AVAILABLE | 57 | DATA NOT AVAILABLE | DATA NOT AVAILABLE | DATA NOT AVAILABLE | DATA NOT AVAILABLE | DATA NOT AVAILABLE | DATA NOT AVAILABLE | DATA NOT AVAILABLE | DATA NOT AVAILABLE | DATA NOT AVAILABLE | DATA NOT AVAILABLE | DATA NOT AVAILABLE | DATA NOT AVAILABLE | DATA NOT AVAILABLE | ACCEPTED TO CONNECT | DATA NOT AVAILABLE | DATA NOT AVAILABLE | DATA NOT AVAILABLE | DATA NOT AVAILABLE | DATA NOT AVAILABLE | DATA NOT AVAILABLE | 57 | 48.6 | 51.1579 | 53.8505 | 51.158 | 2023-03-31 | DATA NOT AVAILABLE | N | DATA NOT AVAILABLE | DATA NOT AVAILABLE | DATA NOT AVAILABLE | DATA NOT AVAILABLE | DATA NOT AVAILABLE | 2023-06-12
DATA NOT AVAILABLE | DATA NOT AVAILABLE | AURA POWER DEVELOPMENTS LTD | CIRENCESTER SOLAR PARK - PV | CIRENCESTER SOLAR PARK, ESTATE OFFICE | BATHURST ESTATES CIRENCESTER PARK | CIRENCESTER | GLOUCESTERSHIRE | GL7 2BU | ENGLAND | 402020 | 202041 | MINETY GSP | CIRENCESTER | DATA NOT AVAILABLE | EHV | SOUTHERN ELECTRIC POWER DISTRIBUTION PLC | SOLAR | PHOTOVOLTAIC | NO | DATA NOT AVAILABLE | DATA NOT AVAILABLE | 49 | DATA NOT AVAILABLE | DATA NOT AVAILABLE | DATA NOT AVAILABLE | DATA NOT AVAILABLE | DATA NOT AVAILABLE | DATA NOT AVAILABLE | DATA NOT AVAILABLE | DATA NOT AVAILABLE | DATA NOT AVAILABLE | DATA NOT AVAILABLE | DATA NOT AVAILABLE | DATA NOT AVAILABLE | DATA NOT AVAILABLE | ACCEPTED TO CONNECT | DATA NOT AVAILABLE | DATA NOT AVAILABLE | DATA NOT AVAILABLE | DATA NOT AVAILABLE | DATA NOT AVAILABLE | DATA NOT AVAILABLE | 49 | 49 | 51.5789 | 0.33263 | 0.316 | 2023-08-11 | DATA NOT AVAILABLE | N | DATA NOT AVAILABLE | DATA NOT AVAILABLE | DATA NOT AVAILABLE | DATA NOT AVAILABLE | DATA NOT AVAILABLE | 2023-09-07
DATA NOT AVAILABLE | DATA NOT AVAILABLE | BALANCED GRID SOLUTIONS LIMITED | 49.9MW - BATTERY | LAND AT SILKSTEAD FARM | SILKSTEAD LANE | WINCHESTER | HAMPSHIRE | SO21 2LG | ENGLAND | 444632 | 124586 | NURSLING GSP | WINCHESTER | DATA NOT AVAILABLE | EHV | SOUTHERN ELECTRIC POWER DISTRIBUTION PLC | STORED ENERGY (ALL STORED ENERGY IRRESPECTVE OF THE ORIGINAL ENERGY SOURCE) | STORAGE - ELECTROCHEMICAL (BATTERIES) | NO | DATA NOT AVAILABLE | DATA NOT AVAILABLE | 49.95 | DATA NOT AVAILABLE | DATA NOT AVAILABLE | DATA NOT AVAILABLE | DATA NOT AVAILABLE | DATA NOT AVAILABLE | DATA NOT AVAILABLE | DATA NOT AVAILABLE | DATA NOT AVAILABLE | DATA NOT AVAILABLE | DATA NOT AVAILABLE | DATA NOT AVAILABLE | DATA NOT AVAILABLE | DATA NOT AVAILABLE | ACCEPTED TO CONNECT | DATA NOT AVAILABLE | DATA NOT AVAILABLE | DATA NOT AVAILABLE | DATA NOT AVAILABLE | DATA NOT AVAILABLE | DATA NOT AVAILABLE | 49.95 | 49.95 | 52.5789 | 57.8947 | 55 | 2023-08-18 | DATA NOT AVAILABLE | N | DATA NOT AVAILABLE | DATA NOT AVAILABLE | DATA NOT AVAILABLE | DATA NOT AVAILABLE | DATA NOT AVAILABLE | 2023-09-07
DATA NOT AVAILABLE | DATA NOT AVAILABLE | SCOTIA HOMES | WESTFIELD POC | WESTFIELD | DATA NOT AVAILABLE | DUNDEE | ANGUS | DD8 1JN | SCOTLAND | 344906 | 749278 | LUNANHEAD | DATA NOT APPLICABLE | LOCHSIDE | 11 | SCOTTISH HYDRO ELECTRIC POWER DISTRIBUTION PLC | SOLAR | PHOTOVOLTAIC | NO | DATA NOT AVAILABLE | DATA NOT AVAILABLE | 0.353 | DATA NOT AVAILABLE | DATA NOT AVAILABLE | DATA NOT AVAILABLE | DATA NOT AVAILABLE | DATA NOT AVAILABLE | DATA NOT AVAILABLE | DATA NOT AVAILABLE | DATA NOT AVAILABLE | DATA NOT AVAILABLE | DATA NOT AVAILABLE | DATA NOT AVAILABLE | DATA NOT AVAILABLE | DATA NOT AVAILABLE | ACCEPTED TO CONNECT | DATA NOT AVAILABLE | DATA NOT AVAILABLE | DATA NOT AVAILABLE | DATA NOT AVAILABLE | DATA NOT AVAILABLE | DATA NOT AVAILABLE | 0.353 | 0.353 | 0.37158 | 1.4 | 1.4737 | 2023-10-23 | DATA NOT AVAILABLE | N | DATA NOT AVAILABLE | DATA NOT AVAILABLE | DATA NOT AVAILABLE | DATA NOT AVAILABLE | DATA NOT AVAILABLE | 2023-12-11
DATA NOT AVAILABLE | DATA NOT AVAILABLE | WIND2 LTD | HILL OF STONEYFIELD WIND | HILL OF STONEYFIELD | NEWTON OF BEGGSHILL DRUMBLADE | HUNTLY | ABERDEENSHIRE | AB54 6BJ | SCOTLAND | 360059 | 838744 | ROTHIENORMAN | DATA NOT APPLICABLE | ROTHIENORMAN | 0.4 | SCOTTISH HYDRO ELECTRIC POWER DISTRIBUTION PLC | WIND | ONSHORE WIND TURBINES | NO | DATA NOT AVAILABLE | DATA NOT AVAILABLE | 15 | DATA NOT AVAILABLE | DATA NOT AVAILABLE | DATA NOT AVAILABLE | DATA NOT AVAILABLE | DATA NOT AVAILABLE | DATA NOT AVAILABLE | DATA NOT AVAILABLE | DATA NOT AVAILABLE | DATA NOT AVAILABLE | DATA NOT AVAILABLE | DATA NOT AVAILABLE | DATA NOT AVAILABLE | DATA NOT AVAILABLE | ACCEPTED TO CONNECT | DATA NOT AVAILABLE | DATA NOT AVAILABLE | DATA NOT AVAILABLE | DATA NOT AVAILABLE | DATA NOT AVAILABLE | DATA NOT AVAILABLE | 15 | 15 | 15.7895 | 0.2 | 0.21053 | 2023-10-02 | DATA NOT AVAILABLE | N | DATA NOT AVAILABLE | DATA NOT AVAILABLE | DATA NOT AVAILABLE | DATA NOT AVAILABLE | DATA NOT AVAILABLE | 2023-12-11
DATA NOT AVAILABLE | DATA NOT AVAILABLE | OVERHILL SECOND BESS | OVERHILL SECOND BESS | DATA NOT AVAILABLE | LAND AT OVERHILL | INVERURIE | ABERDEENSHIRE | AB51 8YN | SCOTLAND | 368749 | 834910 | ROTHIENORMAN | DATA NOT APPLICABLE | ROTHIENORMAN | 0.4 | SCOTTISH HYDRO ELECTRIC POWER DISTRIBUTION PLC | STORED ENERGY (ALL STORED ENERGY IRRESPECTVE OF THE ORIGINAL ENERGY SOURCE) | STORAGE - ELECTROCHEMICAL (BATTERIES) | NO | DATA NOT AVAILABLE | DATA NOT AVAILABLE | 50 | DATA NOT AVAILABLE | DATA NOT AVAILABLE | DATA NOT AVAILABLE | DATA NOT AVAILABLE | DATA NOT AVAILABLE | DATA NOT AVAILABLE | DATA NOT AVAILABLE | DATA NOT AVAILABLE | DATA NOT AVAILABLE | DATA NOT AVAILABLE | DATA NOT AVAILABLE | DATA NOT AVAILABLE | DATA NOT AVAILABLE | ACCEPTED TO CONNECT | DATA NOT AVAILABLE | DATA NOT AVAILABLE | DATA NOT AVAILABLE | DATA NOT AVAILABLE | DATA NOT AVAILABLE | DATA NOT AVAILABLE | 50 | 49.9 | 52.5263 | 49.9 | 52.5263 | 2023-09-27 | DATA NOT AVAILABLE | N | DATA NOT AVAILABLE | DATA NOT AVAILABLE | DATA NOT AVAILABLE | DATA NOT AVAILABLE | DATA NOT AVAILABLE | 2023-12-11
DATA NOT AVAILABLE | DATA NOT AVAILABLE | DATA NOT AVAILABLE | 1.927MW BESS | SEA CADETS BATTERY STORAGE | LAND AT FARNHAM SEA CADETS, LOWER WEYBOU BADSHOT LEA | FARNHAM | HAMPSHIRE | GU9 9LQ | ENGLAND | 486366 | 148853 | BRAMLEY (FLEE) | ALDERSHOT | ALDERSHOT | 11 | SOUTHERN ELECTRIC POWER DISTRIBUTION PLC | STORED ENERGY (ALL STORED ENERGY IRRESPECTVE OF THE ORIGINAL ENERGY SOURCE) | STORAGE - ELECTROCHEMICAL (BATTERIES) | NO | DATA NOT AVAILABLE | DATA NOT AVAILABLE | 1.927 | DATA NOT AVAILABLE | DATA NOT AVAILABLE | DATA NOT AVAILABLE | DATA NOT AVAILABLE | DATA NOT AVAILABLE | DATA NOT AVAILABLE | DATA NOT AVAILABLE | DATA NOT AVAILABLE | DATA NOT AVAILABLE | DATA NOT AVAILABLE | DATA NOT AVAILABLE | DATA NOT AVAILABLE | DATA NOT AVAILABLE | ACCEPTED TO CONNECT | DATA NOT AVAILABLE | DATA NOT AVAILABLE | DATA NOT AVAILABLE | DATA NOT AVAILABLE | DATA NOT AVAILABLE | DATA NOT AVAILABLE | 1.927 | 1.927 | 2.0284 | 2.016 | 2.1221 | 2023-09-15 | DATA NOT AVAILABLE | N | DATA NOT AVAILABLE | DATA NOT AVAILABLE | DATA NOT AVAILABLE | DATA NOT AVAILABLE | DATA NOT AVAILABLE | 2023-12-11
DATA NOT AVAILABLE | DATA NOT AVAILABLE | PENSO POWER LIMITED | AUTH STONEHILL - IDNO SITE | STONEHILL | CHARLTON | MALMESBURY | WILTSHIRE | SN16 9DX | ENGLAND | 399649 | 189140 | MINETY GSP | DATA NOT AVAILABLE | DATA NOT AVAILABLE | 132 | SOUTHERN ELECTRIC POWER DISTRIBUTION PLC | OTHER | OTHER | NO | DATA NOT AVAILABLE | DATA NOT AVAILABLE | 149.7 | DATA NOT AVAILABLE | DATA NOT AVAILABLE | DATA NOT AVAILABLE | DATA NOT AVAILABLE | DATA NOT AVAILABLE | DATA NOT AVAILABLE | DATA NOT AVAILABLE | DATA NOT AVAILABLE | DATA NOT AVAILABLE | DATA NOT AVAILABLE | DATA NOT AVAILABLE | DATA NOT AVAILABLE | DATA NOT AVAILABLE | ACCEPTED TO CONNECT | DATA NOT AVAILABLE | DATA NOT AVAILABLE | DATA NOT AVAILABLE | DATA NOT AVAILABLE | DATA NOT AVAILABLE | DATA NOT AVAILABLE | 149.7 | 149.7 | 157.5789 | 149.7 | 157.5789 | 2023-09-05 | DATA NOT AVAILABLE | N | DATA NOT AVAILABLE | DATA NOT AVAILABLE | DATA NOT AVAILABLE | DATA NOT AVAILABLE | DATA NOT AVAILABLE | 2023-12-11
DATA NOT AVAILABLE | DATA NOT AVAILABLE | WESSEX SOLAR POWER LIMITED | WITH COMMERCIAL CONTRACTS | LAND AT WINDMILL FARM | COMMON HILL CRICKLADE CRICKLADE | SWINDON | WILTSHIRE | SN6 6HA | ENGLAND | 408495 | 193343 | MINETY GSP | CIRENCESTER | DATA NOT AVAILABLE | EHV | SOUTHERN ELECTRIC POWER DISTRIBUTION PLC | OTHER | OTHER | NO | DATA NOT AVAILABLE | DATA NOT AVAILABLE | 13 | DATA NOT AVAILABLE | DATA NOT AVAILABLE | DATA NOT AVAILABLE | DATA NOT AVAILABLE | DATA NOT AVAILABLE | DATA NOT AVAILABLE | DATA NOT AVAILABLE | DATA NOT AVAILABLE | DATA NOT AVAILABLE | DATA NOT AVAILABLE | DATA NOT AVAILABLE | DATA NOT AVAILABLE | DATA NOT AVAILABLE | ACCEPTED TO CONNECT | DATA NOT AVAILABLE | DATA NOT AVAILABLE | DATA NOT AVAILABLE | DATA NOT AVAILABLE | DATA NOT AVAILABLE | DATA NOT AVAILABLE | 13 | 13 | 13.6842 | 0.43 | 0.45263 | 2023-10-18 | DATA NOT AVAILABLE | N | DATA NOT AVAILABLE | DATA NOT AVAILABLE | DATA NOT AVAILABLE | DATA NOT AVAILABLE | DATA NOT AVAILABLE | 2023-12-11
DATA NOT AVAILABLE | DATA NOT AVAILABLE | DATA NOT AVAILABLE | THAINSTONE SOLAR | THAINSTONE AGRICULTURAL CENTRE | U114C B993 NEAR BOGFUR TO A96T AT THAINS | INVERURIE | ABERDEENSHIRE | AB51 5XZ | SCOTLAND | 377771 | 818332 | KINTORE | DATA NOT APPLICABLE | KINTORE GRID | 33 | SCOTTISH HYDRO ELECTRIC POWER DISTRIBUTION PLC | OTHER | OTHER | NO | DATA NOT AVAILABLE | DATA NOT AVAILABLE | 20 | DATA NOT AVAILABLE | DATA NOT AVAILABLE | DATA NOT AVAILABLE | DATA NOT AVAILABLE | DATA NOT AVAILABLE | DATA NOT AVAILABLE | DATA NOT AVAILABLE | DATA NOT AVAILABLE | DATA NOT AVAILABLE | DATA NOT AVAILABLE | DATA NOT AVAILABLE | DATA NOT AVAILABLE | DATA NOT AVAILABLE | ACCEPTED TO CONNECT | DATA NOT AVAILABLE | DATA NOT AVAILABLE | DATA NOT AVAILABLE | DATA NOT AVAILABLE | DATA NOT AVAILABLE | DATA NOT AVAILABLE | 20 | 20 | 21.0526 | 0.2 | 0.21053 | 2023-09-29 | DATA NOT AVAILABLE | N | DATA NOT AVAILABLE | DATA NOT AVAILABLE | DATA NOT AVAILABLE | DATA NOT AVAILABLE | DATA NOT AVAILABLE | 2023-12-11
DATA NOT AVAILABLE | DATA NOT AVAILABLE | JP BURKLOW | READY | NEW SITE | LAND AT MANOR FARM SHRIPNEY | BOGNOR REGIS | WEST SUSSEX | PO22 9UP | ENGLAND | 493499 | 102153 | LOVEDEAN GSP | CHICHESTER | CHICHESTER | 11 | SOUTHERN ELECTRIC POWER DISTRIBUTION PLC | OTHER | OTHER | NO | DATA NOT AVAILABLE | DATA NOT AVAILABLE | 18 | DATA NOT AVAILABLE | DATA NOT AVAILABLE | DATA NOT AVAILABLE | DATA NOT AVAILABLE | DATA NOT AVAILABLE | DATA NOT AVAILABLE | DATA NOT AVAILABLE | DATA NOT AVAILABLE | DATA NOT AVAILABLE | DATA NOT AVAILABLE | DATA NOT AVAILABLE | DATA NOT AVAILABLE | DATA NOT AVAILABLE | ACCEPTED TO CONNECT | DATA NOT AVAILABLE | DATA NOT AVAILABLE | DATA NOT AVAILABLE | DATA NOT AVAILABLE | DATA NOT AVAILABLE | DATA NOT AVAILABLE | 18 | 5 | 5.2632 | 18.032 | 18.9811 | 2023-11-24 | DATA NOT AVAILABLE | N | DATA NOT AVAILABLE | DATA NOT AVAILABLE | DATA NOT AVAILABLE | DATA NOT AVAILABLE | DATA NOT AVAILABLE | 2023-12-11
DATA NOT AVAILABLE | DATA NOT AVAILABLE | SHWETA BHOSALE | 199.9MW | NEW SITE | LAND AT FROG LANE LITTLE LONDON | TADLEY | HAMPSHIRE | RG26 5EW | ENGLAND | 462321 | 160207 | DATA NOT AVAILABLE | DATA NOT AVAILABLE | DATA NOT AVAILABLE | 132 | SOUTHERN ELECTRIC POWER DISTRIBUTION PLC | OTHER | OTHER | NO | DATA NOT AVAILABLE | DATA NOT AVAILABLE | 100 | DATA NOT AVAILABLE | DATA NOT AVAILABLE | DATA NOT AVAILABLE | DATA NOT AVAILABLE | DATA NOT AVAILABLE | DATA NOT AVAILABLE | DATA NOT AVAILABLE | DATA NOT AVAILABLE | DATA NOT AVAILABLE | DATA NOT AVAILABLE | DATA NOT AVAILABLE | DATA NOT AVAILABLE | DATA NOT AVAILABLE | ACCEPTED TO CONNECT | DATA NOT AVAILABLE | DATA NOT AVAILABLE | DATA NOT AVAILABLE | DATA NOT AVAILABLE | DATA NOT AVAILABLE | DATA NOT AVAILABLE | 100 | 100 | 105.2632 | 110.521 | 116.3379 | 2023-11-03 | DATA NOT AVAILABLE | N | DATA NOT AVAILABLE | DATA NOT AVAILABLE | DATA NOT AVAILABLE | DATA NOT AVAILABLE | DATA NOT AVAILABLE | 2023-12-11
DATA NOT AVAILABLE | DATA NOT AVAILABLE | LAMIN SAIDY VULART | BLACKHILL FARM BESS | NEW SITE | LAND AT BLACKHILL FARM | ALFORD | ABERDEENSHIRE | AB33 8LP | SCOTLAND | 352824 | 807223 | TARLAND | DATA NOT APPLICABLE | TARLAND GRID | 33 | SCOTTISH HYDRO ELECTRIC POWER DISTRIBUTION PLC | STORED ENERGY (ALL STORED ENERGY IRRESPECTVE OF THE ORIGINAL ENERGY SOURCE) | STORAGE - ELECTROCHEMICAL (BATTERIES) | NO | DATA NOT AVAILABLE | DATA NOT AVAILABLE | 50 | DATA NOT AVAILABLE | DATA NOT AVAILABLE | DATA NOT AVAILABLE | DATA NOT AVAILABLE | DATA NOT AVAILABLE | DATA NOT AVAILABLE | DATA NOT AVAILABLE | DATA NOT AVAILABLE | DATA NOT AVAILABLE | DATA NOT AVAILABLE | DATA NOT AVAILABLE | DATA NOT AVAILABLE | DATA NOT AVAILABLE | ACCEPTED TO CONNECT | DATA NOT AVAILABLE | DATA NOT AVAILABLE | DATA NOT AVAILABLE | DATA NOT AVAILABLE | DATA NOT AVAILABLE | DATA NOT AVAILABLE | 50 | 49.9 | 52.5263 | 49.9 | 52.5263 | 2023-10-23 | DATA NOT AVAILABLE | N | DATA NOT AVAILABLE | DATA NOT AVAILABLE | DATA NOT AVAILABLE | DATA NOT AVAILABLE | DATA NOT AVAILABLE | 2023-12-11
DATA NOT AVAILABLE | DATA NOT AVAILABLE | PEAKGEN POWER LTD | GERRAD CROSS BATTERY STORAGE | GERRARDS CROSS BATTERY | LAND AT THAMES WATER TREATMENT WORKS AMERSHAM ROAD DENHAM | UXBRIDGE | BUCKINGHAMSHIRE | SL9 7AW | ENGLAND | 501659 | 187274 | IVER 132KV | DENHAM | DATA NOT AVAILABLE | EHV | SOUTHERN ELECTRIC POWER DISTRIBUTION PLC | STORED ENERGY (ALL STORED ENERGY IRRESPECTVE OF THE ORIGINAL ENERGY SOURCE) | STORAGE - ELECTROCHEMICAL (BATTERIES) | NO | DATA NOT AVAILABLE | DATA NOT AVAILABLE | 20 | DATA NOT AVAILABLE | DATA NOT AVAILABLE | DATA NOT AVAILABLE | DATA NOT AVAILABLE | DATA NOT AVAILABLE | DATA NOT AVAILABLE | DATA NOT AVAILABLE | DATA NOT AVAILABLE | DATA NOT AVAILABLE | DATA NOT AVAILABLE | DATA NOT AVAILABLE | DATA NOT AVAILABLE | DATA NOT AVAILABLE | ACCEPTED TO CONNECT | DATA NOT AVAILABLE | DATA NOT AVAILABLE | DATA NOT AVAILABLE | DATA NOT AVAILABLE | DATA NOT AVAILABLE | DATA NOT AVAILABLE | 20 | 20 | 21.0526 | 20 | 21.0526 | 2023-09-13 | DATA NOT AVAILABLE | N | DATA NOT AVAILABLE | DATA NOT AVAILABLE | DATA NOT AVAILABLE | DATA NOT AVAILABLE | DATA NOT AVAILABLE | 2023-12-11
DATA NOT AVAILABLE | DATA NOT AVAILABLE | SMS ENERGY SERVICES LIMITED | 49.9MW | LUDE FARM | GATEMOOR LANE PENN | HIGH WYCOMBE | BUCKINGHAMSHIRE | HP10 8PF | ENGLAND | 491319 | 191842 | AMERSHAM | LOUDWATER BSP | DATA NOT AVAILABLE | 132 | SOUTHERN ELECTRIC POWER DISTRIBUTION PLC | OTHER | OTHER | NO | DATA NOT AVAILABLE | DATA NOT AVAILABLE | 61.46 | DATA NOT AVAILABLE | DATA NOT AVAILABLE | DATA NOT AVAILABLE | DATA NOT AVAILABLE | DATA NOT AVAILABLE | DATA NOT AVAILABLE | DATA NOT AVAILABLE | DATA NOT AVAILABLE | DATA NOT AVAILABLE | DATA NOT AVAILABLE | DATA NOT AVAILABLE | DATA NOT AVAILABLE | DATA NOT AVAILABLE | ACCEPTED TO CONNECT | DATA NOT AVAILABLE | DATA NOT AVAILABLE | DATA NOT AVAILABLE | DATA NOT AVAILABLE | DATA NOT AVAILABLE | DATA NOT AVAILABLE | 61.46 | 49.9 | 52.5263 | 52.526 | 55.2905 | 2023-09-21 | DATA NOT AVAILABLE | N | DATA NOT AVAILABLE | DATA NOT AVAILABLE | DATA NOT AVAILABLE | DATA NOT AVAILABLE | DATA NOT AVAILABLE | 2023-12-11
DATA NOT AVAILABLE | DATA NOT AVAILABLE | DATA NOT AVAILABLE | 49.97MW BESS | NEW SITE | LAND ADJACENT TO LUNAHEAD SUBSTATION, OL | FORFAR | ANGUS | DD8 3HH | SCOTLAND | 346735 | 751635 | LUNANHEAD | DATA NOT APPLICABLE | DATA NOT AVAILABLE | EHV | SCOTTISH HYDRO ELECTRIC POWER DISTRIBUTION PLC | STORED ENERGY (ALL STORED ENERGY IRRESPECTVE OF THE ORIGINAL ENERGY SOURCE) | STORAGE - ELECTROCHEMICAL (BATTERIES) | NO | DATA NOT AVAILABLE | DATA NOT AVAILABLE | 52.6 | DATA NOT AVAILABLE | DATA NOT AVAILABLE | DATA NOT AVAILABLE | DATA NOT AVAILABLE | DATA NOT AVAILABLE | DATA NOT AVAILABLE | DATA NOT AVAILABLE | DATA NOT AVAILABLE | DATA NOT AVAILABLE | DATA NOT AVAILABLE | DATA NOT AVAILABLE | DATA NOT AVAILABLE | DATA NOT AVAILABLE | ACCEPTED TO CONNECT | DATA NOT AVAILABLE | DATA NOT AVAILABLE | DATA NOT AVAILABLE | DATA NOT AVAILABLE | DATA NOT AVAILABLE | DATA NOT AVAILABLE | 52.6 | 49.97 | 52.6 | 49.97 | 52.6 | 2023-09-07 | DATA NOT AVAILABLE | N | DATA NOT AVAILABLE | DATA NOT AVAILABLE | DATA NOT AVAILABLE | DATA NOT AVAILABLE | DATA NOT AVAILABLE | 2023-12-11
DATA NOT AVAILABLE | DATA NOT AVAILABLE | DATA NOT AVAILABLE | 1.8MW CHP AND SERVICE ALT | ABBOTT DIABETES CARE | RANGE ROAD | WITNEY | OXFORDSHIRE | OX29 0YL | ENGLAND | 433261 | 210058 | COWLEY GSP | WITNEY | WINDRUSH PARK | 11 | SOUTHERN ELECTRIC POWER DISTRIBUTION PLC | DATA NOT AVAILABLE | ENGINE (COMBUSTION / RECIPROCATING) | NO | DATA NOT AVAILABLE | DATA NOT AVAILABLE | 1.84 | DATA NOT AVAILABLE | DATA NOT AVAILABLE | DATA NOT AVAILABLE | DATA NOT AVAILABLE | DATA NOT AVAILABLE | DATA NOT AVAILABLE | DATA NOT AVAILABLE | DATA NOT AVAILABLE | DATA NOT AVAILABLE | DATA NOT AVAILABLE | DATA NOT AVAILABLE | DATA NOT AVAILABLE | DATA NOT AVAILABLE | ACCEPTED TO CONNECT | DATA NOT AVAILABLE | DATA NOT AVAILABLE | DATA NOT AVAILABLE | DATA NOT AVAILABLE | DATA NOT AVAILABLE | DATA NOT AVAILABLE | 1.84 | 0 | 0 | 0 | 0 | 2023-09-26 | DATA NOT AVAILABLE | N | DATA NOT AVAILABLE | DATA NOT AVAILABLE | DATA NOT AVAILABLE | DATA NOT AVAILABLE | DATA NOT AVAILABLE | 2023-12-11
DATA NOT AVAILABLE | DATA NOT AVAILABLE | DATA NOT AVAILABLE | SPA - KINCORTH BESS | NEW SITE | CRAIGSHAW DRIVE WEST TULLOS INDUSTRIAL ESTATE | ABERDEEN | ABERDEENSHIRE | AB12 3AH | SCOTLAND | 394236 | 803670 | REDMOSS | DATA NOT APPLICABLE | KINCORTH | 11 | SCOTTISH HYDRO ELECTRIC POWER DISTRIBUTION PLC | OTHER | OTHER | NO | DATA NOT AVAILABLE | DATA NOT AVAILABLE | 22 | DATA NOT AVAILABLE | DATA NOT AVAILABLE | DATA NOT AVAILABLE | DATA NOT AVAILABLE | DATA NOT AVAILABLE | DATA NOT AVAILABLE | DATA NOT AVAILABLE | DATA NOT AVAILABLE | DATA NOT AVAILABLE | DATA NOT AVAILABLE | DATA NOT AVAILABLE | DATA NOT AVAILABLE | DATA NOT AVAILABLE | ACCEPTED TO CONNECT | DATA NOT AVAILABLE | DATA NOT AVAILABLE | DATA NOT AVAILABLE | DATA NOT AVAILABLE | DATA NOT AVAILABLE | DATA NOT AVAILABLE | 22 | 20 | 21.0526 | 13.78 | 14.5053 | 2023-10-02 | DATA NOT AVAILABLE | N | DATA NOT AVAILABLE | DATA NOT AVAILABLE | DATA NOT AVAILABLE | DATA NOT AVAILABLE | DATA NOT AVAILABLE | 2023-12-11
DATA NOT AVAILABLE | DATA NOT AVAILABLE | DATA NOT AVAILABLE | ORBITAL MARINE WESTRAY 2 | NEW SITE | EMEC TIDAL TEST FACILITY, WEST SIDE ROAD CALDALE | EDAY | ORKNEY ISLANDS | KW17 2AA | SCOTLAND | 356208 | 1030825 | DATA NOT AVAILABLE | DATA NOT APPLICABLE | DATA NOT AVAILABLE | EHV | SCOTTISH HYDRO ELECTRIC POWER DISTRIBUTION PLC | MARINE | TIDAL STREAM DEVICES | NO | DATA NOT AVAILABLE | DATA NOT AVAILABLE | 30 | DATA NOT AVAILABLE | DATA NOT AVAILABLE | DATA NOT AVAILABLE | DATA NOT AVAILABLE | DATA NOT AVAILABLE | DATA NOT AVAILABLE | DATA NOT AVAILABLE | DATA NOT AVAILABLE | DATA NOT AVAILABLE | DATA NOT AVAILABLE | DATA NOT AVAILABLE | DATA NOT AVAILABLE | DATA NOT AVAILABLE | ACCEPTED TO CONNECT | DATA NOT AVAILABLE | DATA NOT AVAILABLE | DATA NOT AVAILABLE | DATA NOT AVAILABLE | DATA NOT AVAILABLE | DATA NOT AVAILABLE | 30 | 30 | 31.5789 | 0.528 | 0.55579 | 2023-11-14 | DATA NOT AVAILABLE | N | DATA NOT AVAILABLE | DATA NOT AVAILABLE | DATA NOT AVAILABLE | DATA NOT AVAILABLE | DATA NOT AVAILABLE | 2023-12-11
DATA NOT AVAILABLE | DATA NOT AVAILABLE | DATA NOT AVAILABLE | 5MW PV | CRAIGNATHRO FARM | ZU366 FROM THE ZC55 AT ACCESS TO MAINS O | FORFAR | ANGUS | DD8 2LE | SCOTLAND | 346134 | 748909 | LUNANHEAD | DATA NOT APPLICABLE | LUNANHEAD GRID | 33 | SCOTTISH HYDRO ELECTRIC POWER DISTRIBUTION PLC | SOLAR | PHOTOVOLTAIC | NO | DATA NOT AVAILABLE | DATA NOT AVAILABLE | 5.6 | DATA NOT AVAILABLE | DATA NOT AVAILABLE | DATA NOT AVAILABLE | DATA NOT AVAILABLE | DATA NOT AVAILABLE | DATA NOT AVAILABLE | DATA NOT AVAILABLE | DATA NOT AVAILABLE | DATA NOT AVAILABLE | DATA NOT AVAILABLE | DATA NOT AVAILABLE | DATA NOT AVAILABLE | DATA NOT AVAILABLE | ACCEPTED TO CONNECT | DATA NOT AVAILABLE | DATA NOT AVAILABLE | DATA NOT AVAILABLE | DATA NOT AVAILABLE | DATA NOT AVAILABLE | DATA NOT AVAILABLE | 5.6 | 5 | 5.2632 | 0.05 | 0.052632 | 2023-09-06 | DATA NOT AVAILABLE | N | DATA NOT AVAILABLE | DATA NOT AVAILABLE | DATA NOT AVAILABLE | DATA NOT AVAILABLE | DATA NOT AVAILABLE | 2023-12-11
DATA NOT AVAILABLE | DATA NOT AVAILABLE | DATA NOT AVAILABLE | EAST LAMBERKIN FARM SOLAR PV | NEW SITE | LAND AT EAST LAMBERKIN FARM | BROXDEN | PERTH AND KINROSS | PH2 0PN | SCOTLAND | 307497 | 722717 | BURGHMUIR | DATA NOT APPLICABLE | BURGHMUIR GRID | 33 | SCOTTISH HYDRO ELECTRIC POWER DISTRIBUTION PLC | SOLAR | PHOTOVOLTAIC | NO | DATA NOT AVAILABLE | DATA NOT AVAILABLE | 31.608 | DATA NOT AVAILABLE | DATA NOT AVAILABLE | DATA NOT AVAILABLE | DATA NOT AVAILABLE | DATA NOT AVAILABLE | DATA NOT AVAILABLE | DATA NOT AVAILABLE | DATA NOT AVAILABLE | DATA NOT AVAILABLE | DATA NOT AVAILABLE | DATA NOT AVAILABLE | DATA NOT AVAILABLE | DATA NOT AVAILABLE | ACCEPTED TO CONNECT | DATA NOT AVAILABLE | DATA NOT AVAILABLE | DATA NOT AVAILABLE | DATA NOT AVAILABLE | DATA NOT AVAILABLE | DATA NOT AVAILABLE | 31.608 | 30 | 31.5789 | 0.05 | 0.052632 | 2023-09-13 | DATA NOT AVAILABLE | N | DATA NOT AVAILABLE | DATA NOT AVAILABLE | DATA NOT AVAILABLE | DATA NOT AVAILABLE | DATA NOT AVAILABLE | 2023-12-11
DATA NOT AVAILABLE | DATA NOT AVAILABLE | DATA NOT AVAILABLE | FORT AUGUSTUS BESS | NEW SITE | SCOTTISH CANALS FORT AUGUSTUS | INVERNESS | HIGHLAND | PH32 4BA | SCOTLAND | 237702 | 809201 | FORT AUGUSTUS | DATA NOT APPLICABLE | FORT AUGUSTUS GRID | 33 | SCOTTISH HYDRO ELECTRIC POWER DISTRIBUTION PLC | STORED ENERGY (ALL STORED ENERGY IRRESPECTVE OF THE ORIGINAL ENERGY SOURCE) | STORAGE - ELECTROCHEMICAL (BATTERIES) | NO | DATA NOT AVAILABLE | DATA NOT AVAILABLE | 24.584 | DATA NOT AVAILABLE | DATA NOT AVAILABLE | DATA NOT AVAILABLE | DATA NOT AVAILABLE | DATA NOT AVAILABLE | DATA NOT AVAILABLE | DATA NOT AVAILABLE | DATA NOT AVAILABLE | DATA NOT AVAILABLE | DATA NOT AVAILABLE | DATA NOT AVAILABLE | DATA NOT AVAILABLE | DATA NOT AVAILABLE | ACCEPTED TO CONNECT | DATA NOT AVAILABLE | DATA NOT AVAILABLE | DATA NOT AVAILABLE | DATA NOT AVAILABLE | DATA NOT AVAILABLE | DATA NOT AVAILABLE | 24.584 | 24 | 25.2632 | 25.26 | 26.5895 | 2023-09-13 | DATA NOT AVAILABLE | N | DATA NOT AVAILABLE | DATA NOT AVAILABLE | DATA NOT AVAILABLE | DATA NOT AVAILABLE | DATA NOT AVAILABLE | 2023-12-11
DATA NOT AVAILABLE | DATA NOT AVAILABLE | DATA NOT AVAILABLE | EAST LAMBERKIN FARM BESS | NEW SITE | EAST LAMBERKIN FARM BROXDEN | PERTH | PERTHSHIRE AND KINROSS | PH2 0PN | SCOTLAND | 307497 | 722717 | BURGHMUIR | DATA NOT APPLICABLE | BURGHMUIR GRID | 33 | SCOTTISH HYDRO ELECTRIC POWER DISTRIBUTION PLC | STORED ENERGY (ALL STORED ENERGY IRRESPECTVE OF THE ORIGINAL ENERGY SOURCE) | STORAGE - ELECTROCHEMICAL (BATTERIES) | NO | DATA NOT AVAILABLE | DATA NOT AVAILABLE | 61.46 | DATA NOT AVAILABLE | DATA NOT AVAILABLE | DATA NOT AVAILABLE | DATA NOT AVAILABLE | DATA NOT AVAILABLE | DATA NOT AVAILABLE | DATA NOT AVAILABLE | DATA NOT AVAILABLE | DATA NOT AVAILABLE | DATA NOT AVAILABLE | DATA NOT AVAILABLE | DATA NOT AVAILABLE | DATA NOT AVAILABLE | ACCEPTED TO CONNECT | DATA NOT AVAILABLE | DATA NOT AVAILABLE | DATA NOT AVAILABLE | DATA NOT AVAILABLE | DATA NOT AVAILABLE | DATA NOT AVAILABLE | 61.46 | 60 | 63.1579 | 60 | 63.1579 | 2023-09-13 | DATA NOT AVAILABLE | N | DATA NOT AVAILABLE | DATA NOT AVAILABLE | DATA NOT AVAILABLE | DATA NOT AVAILABLE | DATA NOT AVAILABLE | 2023-12-11
DATA NOT AVAILABLE | DATA NOT AVAILABLE | DATA NOT AVAILABLE | 96MW WIND/BESS | NEW SITE | MAINS OF STRUIE FARM, FORGANDENNY | PERTH | PERTHSHIRE AND KINROSS | PH2 9DP | SCOTLAND | 308662 | 710468 | DATA NOT AVAILABLE | DATA NOT APPLICABLE | DATA NOT AVAILABLE | EHV | SCOTTISH HYDRO ELECTRIC POWER DISTRIBUTION PLC | STORED ENERGY (ALL STORED ENERGY IRRESPECTVE OF THE ORIGINAL ENERGY SOURCE) | STORAGE - ELECTROCHEMICAL (BATTERIES) | NO | DATA NOT AVAILABLE | DATA NOT AVAILABLE | 96 | DATA NOT AVAILABLE | DATA NOT AVAILABLE | DATA NOT AVAILABLE | DATA NOT AVAILABLE | DATA NOT AVAILABLE | DATA NOT AVAILABLE | DATA NOT AVAILABLE | DATA NOT AVAILABLE | DATA NOT AVAILABLE | DATA NOT AVAILABLE | DATA NOT AVAILABLE | DATA NOT AVAILABLE | DATA NOT AVAILABLE | ACCEPTED TO CONNECT | DATA NOT AVAILABLE | DATA NOT AVAILABLE | DATA NOT AVAILABLE | DATA NOT AVAILABLE | DATA NOT AVAILABLE | DATA NOT AVAILABLE | 96 | 66 | 69.4737 | 30 | 31.5789 | 2023-09-15 | DATA NOT AVAILABLE | N | DATA NOT AVAILABLE | DATA NOT AVAILABLE | DATA NOT AVAILABLE | DATA NOT AVAILABLE | DATA NOT AVAILABLE | 2023-12-11
DATA NOT AVAILABLE | DATA NOT AVAILABLE | DATA NOT AVAILABLE | 49.9MW BESS | LOCHABER FARM | B8033 FROM THE ACCESS ROAD TO KNOXFAULD | ARBROATH | ANGUS | DD11 2NS | SCOTLAND | 360488 | 741865 | DATA NOT AVAILABLE | DATA NOT APPLICABLE | DATA NOT AVAILABLE | EHV | SCOTTISH HYDRO ELECTRIC POWER DISTRIBUTION PLC | STORED ENERGY (ALL STORED ENERGY IRRESPECTVE OF THE ORIGINAL ENERGY SOURCE) | STORAGE - ELECTROCHEMICAL (BATTERIES) | NO | DATA NOT AVAILABLE | DATA NOT AVAILABLE | 50 | DATA NOT AVAILABLE | DATA NOT AVAILABLE | DATA NOT AVAILABLE | DATA NOT AVAILABLE | DATA NOT AVAILABLE | DATA NOT AVAILABLE | DATA NOT AVAILABLE | DATA NOT AVAILABLE | DATA NOT AVAILABLE | DATA NOT AVAILABLE | DATA NOT AVAILABLE | DATA NOT AVAILABLE | DATA NOT AVAILABLE | ACCEPTED TO CONNECT | DATA NOT AVAILABLE | DATA NOT AVAILABLE | DATA NOT AVAILABLE | DATA NOT AVAILABLE | DATA NOT AVAILABLE | DATA NOT AVAILABLE | 50 | 49.9 | 52.5263 | 49.9 | 52.5263 | 2023-09-06 | DATA NOT AVAILABLE | N | DATA NOT AVAILABLE | DATA NOT AVAILABLE | DATA NOT AVAILABLE | DATA NOT AVAILABLE | DATA NOT AVAILABLE | 2023-12-11
DATA NOT AVAILABLE | DATA NOT AVAILABLE | DATA NOT AVAILABLE | ROTHIE 3 BESS | NEW SITE | BLACKFORD | ABERDEENSHIRE | ABERDEENSHIRE | AB51 8YL | SCOTLAND | 370198 | 835658 | ROTHIENORMAN | DATA NOT APPLICABLE | ROTHIENORMAN | 0.4 | SCOTTISH HYDRO ELECTRIC POWER DISTRIBUTION PLC | STORED ENERGY (ALL STORED ENERGY IRRESPECTVE OF THE ORIGINAL ENERGY SOURCE) | STORAGE - ELECTROCHEMICAL (BATTERIES) | NO | DATA NOT AVAILABLE | DATA NOT AVAILABLE | 75 | DATA NOT AVAILABLE | DATA NOT AVAILABLE | DATA NOT AVAILABLE | DATA NOT AVAILABLE | DATA NOT AVAILABLE | DATA NOT AVAILABLE | DATA NOT AVAILABLE | DATA NOT AVAILABLE | DATA NOT AVAILABLE | DATA NOT AVAILABLE | DATA NOT AVAILABLE | DATA NOT AVAILABLE | DATA NOT AVAILABLE | ACCEPTED TO CONNECT | DATA NOT AVAILABLE | DATA NOT AVAILABLE | DATA NOT AVAILABLE | DATA NOT AVAILABLE | DATA NOT AVAILABLE | DATA NOT AVAILABLE | 75 | 66 | 69.4737 | 71.25 | 75 | 2023-09-08 | DATA NOT AVAILABLE | N | DATA NOT AVAILABLE | DATA NOT AVAILABLE | DATA NOT AVAILABLE | DATA NOT AVAILABLE | DATA NOT AVAILABLE | 2023-12-11
DATA NOT AVAILABLE | DATA NOT AVAILABLE | DATA NOT AVAILABLE | STRICHEN SOLAR FARM | NEW SITE | FORMATINE AND BUCHAN WAY | STRICHEN | ABERDEENSHIRE | AB43 6RH | SCOTLAND | 396561 | 854772 | STRICHEN | DATA NOT APPLICABLE | STRICHEN GRID | 33 | SCOTTISH HYDRO ELECTRIC POWER DISTRIBUTION PLC | SOLAR | PHOTOVOLTAIC | NO | DATA NOT AVAILABLE | DATA NOT AVAILABLE | 5 | DATA NOT AVAILABLE | DATA NOT AVAILABLE | DATA NOT AVAILABLE | DATA NOT AVAILABLE | DATA NOT AVAILABLE | DATA NOT AVAILABLE | DATA NOT AVAILABLE | DATA NOT AVAILABLE | DATA NOT AVAILABLE | DATA NOT AVAILABLE | DATA NOT AVAILABLE | DATA NOT AVAILABLE | DATA NOT AVAILABLE | ACCEPTED TO CONNECT | DATA NOT AVAILABLE | DATA NOT AVAILABLE | DATA NOT AVAILABLE | DATA NOT AVAILABLE | DATA NOT AVAILABLE | DATA NOT AVAILABLE | 5 | 5 | 5.2632 | 0.1 | 0.10526 | 2023-10-02 | DATA NOT AVAILABLE | N | DATA NOT AVAILABLE | DATA NOT AVAILABLE | DATA NOT AVAILABLE | DATA NOT AVAILABLE | DATA NOT AVAILABLE | 2023-12-11
DATA NOT AVAILABLE | DATA NOT AVAILABLE | DATA NOT AVAILABLE | 38.34MW WIND | NEW SITE | CREAG DHUBH WINDFARM, UPPER SUCCOTH STRACHUR | CAIRNDOW | ARGYLL AND BUTE | PA27 8DW | SCOTLAND | 210640 | 700908 | CLACHAN | DATA NOT APPLICABLE | DATA NOT AVAILABLE | EHV | SCOTTISH HYDRO ELECTRIC POWER DISTRIBUTION PLC | WIND | ONSHORE WIND TURBINES | NO | DATA NOT AVAILABLE | DATA NOT AVAILABLE | 38.34 | DATA NOT AVAILABLE | DATA NOT AVAILABLE | DATA NOT AVAILABLE | DATA NOT AVAILABLE | DATA NOT AVAILABLE | DATA NOT AVAILABLE | DATA NOT AVAILABLE | DATA NOT AVAILABLE | DATA NOT AVAILABLE | DATA NOT AVAILABLE | DATA NOT AVAILABLE | DATA NOT AVAILABLE | DATA NOT AVAILABLE | ACCEPTED TO CONNECT | DATA NOT AVAILABLE | DATA NOT AVAILABLE | DATA NOT AVAILABLE | DATA NOT AVAILABLE | DATA NOT AVAILABLE | DATA NOT AVAILABLE | 38.34 | 38.34 | 40.3579 | 0.4 | 0.42105 | 2023-10-04 | DATA NOT AVAILABLE | N | DATA NOT AVAILABLE | DATA NOT AVAILABLE | DATA NOT AVAILABLE | DATA NOT AVAILABLE | DATA NOT AVAILABLE | 2023-12-11
DATA NOT AVAILABLE | DATA NOT AVAILABLE | NATURAL POWER | SP 50MW WIND | CRUACH GLENAMACHRIE WIND | CRUACH GLENAMACHRIE | TAYNUILT | ARGYLL AND BUTE | PA35 1JB | SCOTLAND | 196360 | 732268 | TAYNUILT | DATA NOT APPLICABLE | TAYNUILT GRID | 33 | SCOTTISH HYDRO ELECTRIC POWER DISTRIBUTION PLC | WIND | ONSHORE WIND TURBINES | NO | DATA NOT AVAILABLE | DATA NOT AVAILABLE | 50 | DATA NOT AVAILABLE | DATA NOT AVAILABLE | DATA NOT AVAILABLE | DATA NOT AVAILABLE | DATA NOT AVAILABLE | DATA NOT AVAILABLE | DATA NOT AVAILABLE | DATA NOT AVAILABLE | DATA NOT AVAILABLE | DATA NOT AVAILABLE | DATA NOT AVAILABLE | DATA NOT AVAILABLE | DATA NOT AVAILABLE | ACCEPTED TO CONNECT | DATA NOT AVAILABLE | DATA NOT AVAILABLE | DATA NOT AVAILABLE | DATA NOT AVAILABLE | DATA NOT AVAILABLE | DATA NOT AVAILABLE | 50 | 50 | 52.6316 | 0.737 | 0.77579 | 2023-10-09 | DATA NOT AVAILABLE | N | DATA NOT AVAILABLE | DATA NOT AVAILABLE | DATA NOT AVAILABLE | DATA NOT AVAILABLE | DATA NOT AVAILABLE | 2023-12-11
DATA NOT AVAILABLE | DATA NOT AVAILABLE | DATA NOT AVAILABLE | WESTFIELD FARM BESS | NEW SITE | WESTFIELD FARM | MORAY | MORAY | IV30 8XL | SCOTLAND | 316498 | 865644 | ELGIN | DATA NOT APPLICABLE | DATA NOT AVAILABLE | EHV | SCOTTISH HYDRO ELECTRIC POWER DISTRIBUTION PLC | STORED ENERGY (ALL STORED ENERGY IRRESPECTVE OF THE ORIGINAL ENERGY SOURCE) | STORAGE - ELECTROCHEMICAL (BATTERIES) | NO | DATA NOT AVAILABLE | DATA NOT AVAILABLE | 52.68 | DATA NOT AVAILABLE | DATA NOT AVAILABLE | DATA NOT AVAILABLE | DATA NOT AVAILABLE | DATA NOT AVAILABLE | DATA NOT AVAILABLE | DATA NOT AVAILABLE | DATA NOT AVAILABLE | DATA NOT AVAILABLE | DATA NOT AVAILABLE | DATA NOT AVAILABLE | DATA NOT AVAILABLE | DATA NOT AVAILABLE | ACCEPTED TO CONNECT | DATA NOT AVAILABLE | DATA NOT AVAILABLE | DATA NOT AVAILABLE | DATA NOT AVAILABLE | DATA NOT AVAILABLE | DATA NOT AVAILABLE | 52.68 | 49.9 | 52.5263 | 49.9 | 52.5263 | 2023-10-02 | DATA NOT AVAILABLE | N | DATA NOT AVAILABLE | DATA NOT AVAILABLE | DATA NOT AVAILABLE | DATA NOT AVAILABLE | DATA NOT AVAILABLE | 2023-12-11
DATA NOT AVAILABLE | DATA NOT AVAILABLE | RENEWABLE CONNECTIONS STORAGE HOLDINGS LIMITED | READY TO ISSUE - 50MW EXPORT 40MW IMPORT | KNIGHTSBRIDGE FARM | WOODSTOCK ROAD | KIDLINGTON | OXFORDSHIRE | OX5 1PJ | ENGLAND | 448246 | 212335 | COWLEY GSP | YARNTON | DATA NOT AVAILABLE | EHV | SOUTHERN ELECTRIC POWER DISTRIBUTION PLC | OTHER | OTHER | NO | DATA NOT AVAILABLE | DATA NOT AVAILABLE | 48.07 | DATA NOT AVAILABLE | DATA NOT AVAILABLE | DATA NOT AVAILABLE | DATA NOT AVAILABLE | DATA NOT AVAILABLE | DATA NOT AVAILABLE | DATA NOT AVAILABLE | DATA NOT AVAILABLE | DATA NOT AVAILABLE | DATA NOT AVAILABLE | DATA NOT AVAILABLE | DATA NOT AVAILABLE | DATA NOT AVAILABLE | ACCEPTED TO CONNECT | DATA NOT AVAILABLE | DATA NOT AVAILABLE | DATA NOT AVAILABLE | DATA NOT AVAILABLE | DATA NOT AVAILABLE | DATA NOT AVAILABLE | 48.07 | 49.99 | 52.6211 | 40 | 42.1053 | 2023-09-22 | DATA NOT AVAILABLE | N | DATA NOT AVAILABLE | DATA NOT AVAILABLE | DATA NOT AVAILABLE | DATA NOT AVAILABLE | DATA NOT AVAILABLE | 2023-12-11
DATA NOT AVAILABLE | DATA NOT AVAILABLE | OPDENERGY | 49.38MW | STACATHRO SOLAR FARM | NEW SITE LAND AT A90 - SOUTH ARDO BRECHIN | BRECHIN | ANGUS | DD9 7PU | SCOTLAND | 362554 | 763495 | BRIDGE OF DUN | DATA NOT APPLICABLE | BRIDGE OF DUN GRID | 33 | SCOTTISH HYDRO ELECTRIC POWER DISTRIBUTION PLC | SOLAR | PHOTOVOLTAIC | NO | DATA NOT AVAILABLE | DATA NOT AVAILABLE | 52.68 | DATA NOT AVAILABLE | DATA NOT AVAILABLE | DATA NOT AVAILABLE | DATA NOT AVAILABLE | DATA NOT AVAILABLE | DATA NOT AVAILABLE | DATA NOT AVAILABLE | DATA NOT AVAILABLE | DATA NOT AVAILABLE | DATA NOT AVAILABLE | DATA NOT AVAILABLE | DATA NOT AVAILABLE | DATA NOT AVAILABLE | ACCEPTED TO CONNECT | DATA NOT AVAILABLE | DATA NOT AVAILABLE | DATA NOT AVAILABLE | DATA NOT AVAILABLE | DATA NOT AVAILABLE | DATA NOT AVAILABLE | 52.68 | 49.385 | 51.9842 | 0.6 | 0.63158 | 2023-10-13 | DATA NOT AVAILABLE | N | DATA NOT AVAILABLE | DATA NOT AVAILABLE | DATA NOT AVAILABLE | DATA NOT AVAILABLE | DATA NOT AVAILABLE | 2023-12-11
DATA NOT AVAILABLE | DATA NOT AVAILABLE | DATA NOT AVAILABLE | BLACKMUIR BESS | NEW SITE | BLACKMUIR | MORAY | MORAY | AB55 5PE | SCOTLAND | 344424 | 847677 | KEITH | DATA NOT APPLICABLE | KEITH GRID | 33 | SCOTTISH HYDRO ELECTRIC POWER DISTRIBUTION PLC | STORED ENERGY (ALL STORED ENERGY IRRESPECTVE OF THE ORIGINAL ENERGY SOURCE) | STORAGE - ELECTROCHEMICAL (BATTERIES) | NO | DATA NOT AVAILABLE | DATA NOT AVAILABLE | 49.5 | DATA NOT AVAILABLE | DATA NOT AVAILABLE | DATA NOT AVAILABLE | DATA NOT AVAILABLE | DATA NOT AVAILABLE | DATA NOT AVAILABLE | DATA NOT AVAILABLE | DATA NOT AVAILABLE | DATA NOT AVAILABLE | DATA NOT AVAILABLE | DATA NOT AVAILABLE | DATA NOT AVAILABLE | DATA NOT AVAILABLE | ACCEPTED TO CONNECT | DATA NOT AVAILABLE | DATA NOT AVAILABLE | DATA NOT AVAILABLE | DATA NOT AVAILABLE | DATA NOT AVAILABLE | DATA NOT AVAILABLE | 49.5 | 49.5 | 52.1053 | 49.5 | 52.1053 | 2023-10-02 | DATA NOT AVAILABLE | N | DATA NOT AVAILABLE | DATA NOT AVAILABLE | DATA NOT AVAILABLE | DATA NOT AVAILABLE | DATA NOT AVAILABLE | 2023-12-11
DATA NOT AVAILABLE | DATA NOT AVAILABLE | DATA NOT AVAILABLE | READY | ARRETON VALLEY NURSERY | HALE COMMON | ARRETON | ISLE OF WIGHT | PO30 3AR | ENGLAND | 454719 | 84542 | FAWLEY GSP | COWES & WOOTTON COMMON | ARRETON NURSERIES | 33 | SOUTHERN ELECTRIC POWER DISTRIBUTION PLC | OTHER | OTHER | NO | DATA NOT AVAILABLE | DATA NOT AVAILABLE | 2.52 | DATA NOT AVAILABLE | DATA NOT AVAILABLE | DATA NOT AVAILABLE | DATA NOT AVAILABLE | DATA NOT AVAILABLE | DATA NOT AVAILABLE | DATA NOT AVAILABLE | DATA NOT AVAILABLE | DATA NOT AVAILABLE | DATA NOT AVAILABLE | DATA NOT AVAILABLE | DATA NOT AVAILABLE | DATA NOT AVAILABLE | ACCEPTED TO CONNECT | DATA NOT AVAILABLE | DATA NOT AVAILABLE | DATA NOT AVAILABLE | DATA NOT AVAILABLE | DATA NOT AVAILABLE | DATA NOT AVAILABLE | 2.52 | 0 | 0 | 0.885 | 0.93158 | 2023-09-19 | DATA NOT AVAILABLE | N | DATA NOT AVAILABLE | DATA NOT AVAILABLE | DATA NOT AVAILABLE | DATA NOT AVAILABLE | DATA NOT AVAILABLE | 2023-12-11
DATA NOT AVAILABLE | DATA NOT AVAILABLE | DATA NOT AVAILABLE | DG READY TO QUOTE | NEW SITE | LAND AT STORRIDGE FARM STORRIDGE ROAD | WESTBURY | WILTSHIRE | BA13 4HY | ENGLAND | 385269 | 152621 | MELKSHAM GSP | FROME | HAWKERIDGE | 11 | SOUTHERN ELECTRIC POWER DISTRIBUTION PLC | SOLAR | PHOTOVOLTAIC | NO | DATA NOT AVAILABLE | DATA NOT AVAILABLE | 4.928 | DATA NOT AVAILABLE | DATA NOT AVAILABLE | DATA NOT AVAILABLE | DATA NOT AVAILABLE | DATA NOT AVAILABLE | DATA NOT AVAILABLE | DATA NOT AVAILABLE | DATA NOT AVAILABLE | DATA NOT AVAILABLE | DATA NOT AVAILABLE | DATA NOT AVAILABLE | DATA NOT AVAILABLE | DATA NOT AVAILABLE | ACCEPTED TO CONNECT | DATA NOT AVAILABLE | DATA NOT AVAILABLE | DATA NOT AVAILABLE | DATA NOT AVAILABLE | DATA NOT AVAILABLE | DATA NOT AVAILABLE | 4.928 | 0 | 0 | 0 | 0 | 2023-10-18 | DATA NOT AVAILABLE | N | DATA NOT AVAILABLE | DATA NOT AVAILABLE | DATA NOT AVAILABLE | DATA NOT AVAILABLE | DATA NOT AVAILABLE | 2023-12-11
DATA NOT AVAILABLE | DATA NOT AVAILABLE | DATA NOT AVAILABLE | STRATH OYKEL WIND FARM 77.6MW | NEW SITE | ROSEHALL | DOUNE | HIGHLAND | IV27 4HE | SCOTLAND | 241576 | 901053 | SHIN | DATA NOT APPLICABLE | SHIN GRID | 33 | SCOTTISH HYDRO ELECTRIC POWER DISTRIBUTION PLC | WIND | ONSHORE WIND TURBINES | NO | DATA NOT AVAILABLE | DATA NOT AVAILABLE | 77.6 | DATA NOT AVAILABLE | DATA NOT AVAILABLE | DATA NOT AVAILABLE | DATA NOT AVAILABLE | DATA NOT AVAILABLE | DATA NOT AVAILABLE | DATA NOT AVAILABLE | DATA NOT AVAILABLE | DATA NOT AVAILABLE | DATA NOT AVAILABLE | DATA NOT AVAILABLE | DATA NOT AVAILABLE | DATA NOT AVAILABLE | ACCEPTED TO CONNECT | DATA NOT AVAILABLE | DATA NOT AVAILABLE | DATA NOT AVAILABLE | DATA NOT AVAILABLE | DATA NOT AVAILABLE | DATA NOT AVAILABLE | 77.6 | 77.6 | 81.6842 | 5.5 | 5.7895 | 2023-11-07 | DATA NOT AVAILABLE | N | DATA NOT AVAILABLE | DATA NOT AVAILABLE | DATA NOT AVAILABLE | DATA NOT AVAILABLE | DATA NOT AVAILABLE | 2023-12-11
DATA NOT AVAILABLE | DATA NOT AVAILABLE | DATA NOT AVAILABLE | BOORMALT 2.3MW PV | NEW SITE | BOORTMALT, 20 MARCH ROAD INDUSTRIAL ESTA | BUCKIE | MORAY | AB56 4BY | SCOTLAND | 343754 | 865784 | KEITH | DATA NOT APPLICABLE | BUCKIE | 11 | SCOTTISH HYDRO ELECTRIC POWER DISTRIBUTION PLC | SOLAR | PHOTOVOLTAIC | NO | DATA NOT AVAILABLE | DATA NOT AVAILABLE | 2.3 | DATA NOT AVAILABLE | DATA NOT AVAILABLE | DATA NOT AVAILABLE | DATA NOT AVAILABLE | DATA NOT AVAILABLE | DATA NOT AVAILABLE | DATA NOT AVAILABLE | DATA NOT AVAILABLE | DATA NOT AVAILABLE | DATA NOT AVAILABLE | DATA NOT AVAILABLE | DATA NOT AVAILABLE | DATA NOT AVAILABLE | ACCEPTED TO CONNECT | DATA NOT AVAILABLE | DATA NOT AVAILABLE | DATA NOT AVAILABLE | DATA NOT AVAILABLE | DATA NOT AVAILABLE | DATA NOT AVAILABLE | 2.3 | 2.3 | 2.4211 | 0 | 0 | 2023-10-17 | DATA NOT AVAILABLE | N | DATA NOT AVAILABLE | DATA NOT AVAILABLE | DATA NOT AVAILABLE | DATA NOT AVAILABLE | DATA NOT AVAILABLE | 2023-12-11
DATA NOT AVAILABLE | DATA NOT AVAILABLE | DATA NOT AVAILABLE | SENT FOR AUTHO | NEW SITE | LAND SOUTH WEST SIDE OF BATH ROAD SHAW | MELKSHAM | WILTSHIRE | SN12 8LP | ENGLAND | 388231 | 164580 | MELKSHAM GSP | NORRINGTON | NORRINGTON | 132 | SOUTHERN ELECTRIC POWER DISTRIBUTION PLC | OTHER | OTHER | NO | DATA NOT AVAILABLE | DATA NOT AVAILABLE | 100 | DATA NOT AVAILABLE | DATA NOT AVAILABLE | DATA NOT AVAILABLE | DATA NOT AVAILABLE | DATA NOT AVAILABLE | DATA NOT AVAILABLE | DATA NOT AVAILABLE | DATA NOT AVAILABLE | DATA NOT AVAILABLE | DATA NOT AVAILABLE | DATA NOT AVAILABLE | DATA NOT AVAILABLE | DATA NOT AVAILABLE | ACCEPTED TO CONNECT | DATA NOT AVAILABLE | DATA NOT AVAILABLE | DATA NOT AVAILABLE | DATA NOT AVAILABLE | DATA NOT AVAILABLE | DATA NOT AVAILABLE | 100 | 99.9 | 105.1579 | 105.157 | 110.6916 | 2023-09-01 | DATA NOT AVAILABLE | N | DATA NOT AVAILABLE | DATA NOT AVAILABLE | DATA NOT AVAILABLE | DATA NOT AVAILABLE | DATA NOT AVAILABLE | 2023-12-11
DATA NOT AVAILABLE | DATA NOT AVAILABLE | DATA NOT AVAILABLE | ABERDEEN BLACKNESS ROAD BESS | NEW SITE | BLACKNESS ROAD ALTENS | ABERDEEN | ABERDEEN CITY | AB12 3PG | SCOTLAND | 395525 | 802153 | REDMOSS | DATA NOT APPLICABLE | REDMOSS GRID | 33 | SCOTTISH HYDRO ELECTRIC POWER DISTRIBUTION PLC | STORED ENERGY (ALL STORED ENERGY IRRESPECTVE OF THE ORIGINAL ENERGY SOURCE) | STORAGE - ELECTROCHEMICAL (BATTERIES) | NO | DATA NOT AVAILABLE | DATA NOT AVAILABLE | 39.71 | DATA NOT AVAILABLE | DATA NOT AVAILABLE | DATA NOT AVAILABLE | DATA NOT AVAILABLE | DATA NOT AVAILABLE | DATA NOT AVAILABLE | DATA NOT AVAILABLE | DATA NOT AVAILABLE | DATA NOT AVAILABLE | DATA NOT AVAILABLE | DATA NOT AVAILABLE | DATA NOT AVAILABLE | DATA NOT AVAILABLE | ACCEPTED TO CONNECT | DATA NOT AVAILABLE | DATA NOT AVAILABLE | DATA NOT AVAILABLE | DATA NOT AVAILABLE | DATA NOT AVAILABLE | DATA NOT AVAILABLE | 39.71 | 39.71 | 41.8 | 39.71 | 41.8 | 2023-10-17 | DATA NOT AVAILABLE | N | DATA NOT AVAILABLE | DATA NOT AVAILABLE | DATA NOT AVAILABLE | DATA NOT AVAILABLE | DATA NOT AVAILABLE | 2023-12-11
DATA NOT AVAILABLE | DATA NOT AVAILABLE | GREEN SWITCH CAPITAL LIMITED | OLRIG MAINS FARM WIND AND BESS | OLRIG MAINS FARMHOUSE | OLRIG MAINS ROAD | THURSO | HIGHLAND | KW14 8SN | SCOTLAND | 318593 | 966332 | THURSO SOUTH GRID | DATA NOT APPLICABLE | THURSO SOUTH GRID | 33 | SCOTTISH HYDRO ELECTRIC POWER DISTRIBUTION PLC | STORED ENERGY (ALL STORED ENERGY IRRESPECTVE OF THE ORIGINAL ENERGY SOURCE) | STORAGE - ELECTROCHEMICAL (BATTERIES) | NO | DATA NOT AVAILABLE | DATA NOT AVAILABLE | 34.4 | DATA NOT AVAILABLE | DATA NOT AVAILABLE | DATA NOT AVAILABLE | DATA NOT AVAILABLE | DATA NOT AVAILABLE | DATA NOT AVAILABLE | DATA NOT AVAILABLE | DATA NOT AVAILABLE | DATA NOT AVAILABLE | DATA NOT AVAILABLE | DATA NOT AVAILABLE | DATA NOT AVAILABLE | DATA NOT AVAILABLE | ACCEPTED TO CONNECT | DATA NOT AVAILABLE | DATA NOT AVAILABLE | DATA NOT AVAILABLE | DATA NOT AVAILABLE | DATA NOT AVAILABLE | DATA NOT AVAILABLE | 34.4 | 26.5 | 27.8947 | 8.583 | 9.0347 | 2023-10-10 | DATA NOT AVAILABLE | N | DATA NOT AVAILABLE | DATA NOT AVAILABLE | DATA NOT AVAILABLE | DATA NOT AVAILABLE | DATA NOT AVAILABLE | 2023-12-11
DATA NOT AVAILABLE | DATA NOT AVAILABLE | DATA NOT AVAILABLE | 49.9MW | NEW SITE | LANY LYING ON THE WEST SIDE OF BACKHILL MILTON HEIGHTS | MILTON | OXFORDSHIRE | OX14 4TX | ENGLAND | 448545 | 191342 | COWLEY GSP | DATA NOT AVAILABLE | DATA NOT AVAILABLE | 132 | SOUTHERN ELECTRIC POWER DISTRIBUTION PLC | OTHER | OTHER | NO | DATA NOT AVAILABLE | DATA NOT AVAILABLE | 50 | DATA NOT AVAILABLE | DATA NOT AVAILABLE | DATA NOT AVAILABLE | DATA NOT AVAILABLE | DATA NOT AVAILABLE | DATA NOT AVAILABLE | DATA NOT AVAILABLE | DATA NOT AVAILABLE | DATA NOT AVAILABLE | DATA NOT AVAILABLE | DATA NOT AVAILABLE | DATA NOT AVAILABLE | DATA NOT AVAILABLE | ACCEPTED TO CONNECT | DATA NOT AVAILABLE | DATA NOT AVAILABLE | DATA NOT AVAILABLE | DATA NOT AVAILABLE | DATA NOT AVAILABLE | DATA NOT AVAILABLE | 50 | 49.9 | 52.5263 | 52.526 | 55.2905 | 2023-09-18 | DATA NOT AVAILABLE | N | DATA NOT AVAILABLE | DATA NOT AVAILABLE | DATA NOT AVAILABLE | DATA NOT AVAILABLE | DATA NOT AVAILABLE | 2023-12-11
DATA NOT AVAILABLE | DATA NOT AVAILABLE | DATA NOT AVAILABLE | 18MW BESS | NEW SITE | LAND OF UPTON LANE | ROWNHAMS | HAMPSHIRE | SO16 0XZ | ENGLAND | 437315 | 116792 | NURSLING GSP | ROWNHAMS | ROWNHAM | 33 | SOUTHERN ELECTRIC POWER DISTRIBUTION PLC | STORED ENERGY (ALL STORED ENERGY IRRESPECTVE OF THE ORIGINAL ENERGY SOURCE) | STORAGE - ELECTROCHEMICAL (BATTERIES) | NO | DATA NOT AVAILABLE | DATA NOT AVAILABLE | 20 | DATA NOT AVAILABLE | DATA NOT AVAILABLE | DATA NOT AVAILABLE | DATA NOT AVAILABLE | DATA NOT AVAILABLE | DATA NOT AVAILABLE | DATA NOT AVAILABLE | DATA NOT AVAILABLE | DATA NOT AVAILABLE | DATA NOT AVAILABLE | DATA NOT AVAILABLE | DATA NOT AVAILABLE | DATA NOT AVAILABLE | ACCEPTED TO CONNECT | DATA NOT AVAILABLE | DATA NOT AVAILABLE | DATA NOT AVAILABLE | DATA NOT AVAILABLE | DATA NOT AVAILABLE | DATA NOT AVAILABLE | 20 | 20 | 21.0526 | 21.052 | 22.16 | 2023-10-04 | DATA NOT AVAILABLE | N | DATA NOT AVAILABLE | DATA NOT AVAILABLE | DATA NOT AVAILABLE | DATA NOT AVAILABLE | DATA NOT AVAILABLE | 2023-12-11
DATA NOT AVAILABLE | DATA NOT AVAILABLE | DATA NOT AVAILABLE | AUTH | NEW SITE | LAND TO THE SOUTH OF CLAPPERS FARM RD | READING | HAMPSHIRE | RG7 2LG | ENGLAND | 465749 | 161860 | BRAMLEY (FLEE) | BURGHFIELD RESERVE | DATA NOT AVAILABLE | 132 | SOUTHERN ELECTRIC POWER DISTRIBUTION PLC | OTHER | OTHER | NO | DATA NOT AVAILABLE | DATA NOT AVAILABLE | 47.5 | DATA NOT AVAILABLE | DATA NOT AVAILABLE | DATA NOT AVAILABLE | DATA NOT AVAILABLE | DATA NOT AVAILABLE | DATA NOT AVAILABLE | DATA NOT AVAILABLE | DATA NOT AVAILABLE | DATA NOT AVAILABLE | DATA NOT AVAILABLE | DATA NOT AVAILABLE | DATA NOT AVAILABLE | DATA NOT AVAILABLE | ACCEPTED TO CONNECT | DATA NOT AVAILABLE | DATA NOT AVAILABLE | DATA NOT AVAILABLE | DATA NOT AVAILABLE | DATA NOT AVAILABLE | DATA NOT AVAILABLE | 47.5 | 49.9 | 52.5263 | 52.526 | 55.2905 | 2023-10-30 | DATA NOT AVAILABLE | N | DATA NOT AVAILABLE | DATA NOT AVAILABLE | DATA NOT AVAILABLE | DATA NOT AVAILABLE | DATA NOT AVAILABLE | 2023-12-11
DATA NOT AVAILABLE | DATA NOT AVAILABLE | DATA NOT AVAILABLE | READY 10MW PV AND BESS | GLEBE FARM | CURDRIDGE LANE | SOUTHAMPTON | HAMPSHIRE | SO32 2LQ | ENGLAND | 455483 | 115382 | BOTLEY WOOD GSP | NETLEY COMMON | BISHOPS WALTHAM | 11 | SOUTHERN ELECTRIC POWER DISTRIBUTION PLC | SOLAR | PHOTOVOLTAIC | NO | DATA NOT AVAILABLE | DATA NOT AVAILABLE | 10 | DATA NOT AVAILABLE | DATA NOT AVAILABLE | DATA NOT AVAILABLE | DATA NOT AVAILABLE | DATA NOT AVAILABLE | DATA NOT AVAILABLE | DATA NOT AVAILABLE | DATA NOT AVAILABLE | DATA NOT AVAILABLE | DATA NOT AVAILABLE | DATA NOT AVAILABLE | DATA NOT AVAILABLE | DATA NOT AVAILABLE | ACCEPTED TO CONNECT | DATA NOT AVAILABLE | DATA NOT AVAILABLE | DATA NOT AVAILABLE | DATA NOT AVAILABLE | DATA NOT AVAILABLE | DATA NOT AVAILABLE | 10 | 10 | 10.5263 | 10.526 | 11.08 | 2023-09-14 | DATA NOT AVAILABLE | N | DATA NOT AVAILABLE | DATA NOT AVAILABLE | DATA NOT AVAILABLE | DATA NOT AVAILABLE | DATA NOT AVAILABLE | 2023-12-11
DATA NOT AVAILABLE | DATA NOT AVAILABLE | DATA NOT AVAILABLE | 49.9MW PV AND BESS | LODGE FARM | SWINDON ROAD | CHIPPENHAM | WILTSHIRE | SN15 5DD | ENGLAND | 399203 | 184832 | MINETY GSP | DATA NOT AVAILABLE | DATA NOT AVAILABLE | 132 | SOUTHERN ELECTRIC POWER DISTRIBUTION PLC | SOLAR | PHOTOVOLTAIC | NO | DATA NOT AVAILABLE | DATA NOT AVAILABLE | 59.691 | STORED ENERGY (ALL STORED ENERGY IRRESPECTVE OF THE ORIGINAL ENERGY SOURCE) | STORAGE - ELECTROCHEMICAL (BATTERIES) | DATA NOT AVAILABLE | DATA NOT AVAILABLE | DATA NOT AVAILABLE | 49.9 | DATA NOT AVAILABLE | DATA NOT AVAILABLE | DATA NOT AVAILABLE | DATA NOT AVAILABLE | DATA NOT AVAILABLE | DATA NOT AVAILABLE | DATA NOT AVAILABLE | ACCEPTED TO CONNECT | DATA NOT AVAILABLE | DATA NOT AVAILABLE | DATA NOT AVAILABLE | DATA NOT AVAILABLE | DATA NOT AVAILABLE | DATA NOT AVAILABLE | 59.691 | 49.9 | 52.5263 | 21.496 | 22.6274 | 2023-10-12 | DATA NOT AVAILABLE | N | DATA NOT AVAILABLE | DATA NOT AVAILABLE | DATA NOT AVAILABLE | DATA NOT AVAILABLE | DATA NOT AVAILABLE | 2023-12-11
DATA NOT AVAILABLE | DATA NOT AVAILABLE | WHIRLWIND ENERGY STORAGE LTD | THURSO 2 BESS | NEW SITE | LAND AT STAINLAND FARM | THURSO | HIGHLAND | KW14 8SW | SCOTLAND | 316578 | 966183 | THURSO SOUTH GRID | DATA NOT APPLICABLE | THURSO SOUTH GRID | 33 | SCOTTISH HYDRO ELECTRIC POWER DISTRIBUTION PLC | WIND | ONSHORE WIND TURBINES | NO | DATA NOT AVAILABLE | DATA NOT AVAILABLE | 49.897 | DATA NOT AVAILABLE | DATA NOT AVAILABLE | DATA NOT AVAILABLE | DATA NOT AVAILABLE | DATA NOT AVAILABLE | DATA NOT AVAILABLE | DATA NOT AVAILABLE | DATA NOT AVAILABLE | DATA NOT AVAILABLE | DATA NOT AVAILABLE | DATA NOT AVAILABLE | DATA NOT AVAILABLE | DATA NOT AVAILABLE | ACCEPTED TO CONNECT | DATA NOT AVAILABLE | DATA NOT AVAILABLE | DATA NOT AVAILABLE | DATA NOT AVAILABLE | DATA NOT AVAILABLE | DATA NOT AVAILABLE | 49.897 | 49.9 | 52.5263 | 52.525 | 55.2895 | 2023-10-18 | DATA NOT AVAILABLE | N | DATA NOT AVAILABLE | DATA NOT AVAILABLE | DATA NOT AVAILABLE | DATA NOT AVAILABLE | DATA NOT AVAILABLE | 2023-12-11
DATA NOT AVAILABLE | DATA NOT AVAILABLE | DATA NOT AVAILABLE | 20MW | NEW SITE | BRACO CASTLE FARM | BRACO | PERTHSHIRE AND KINROSS | FK15 9RA | SCOTLAND | 282453 | 708919 | DATA NOT AVAILABLE | DATA NOT APPLICABLE | DATA NOT AVAILABLE | EHV | SCOTTISH HYDRO ELECTRIC POWER DISTRIBUTION PLC | SOLAR | PHOTOVOLTAIC | NO | DATA NOT AVAILABLE | DATA NOT AVAILABLE | 36.184 | DATA NOT AVAILABLE | DATA NOT AVAILABLE | DATA NOT AVAILABLE | DATA NOT AVAILABLE | DATA NOT AVAILABLE | DATA NOT AVAILABLE | DATA NOT AVAILABLE | DATA NOT AVAILABLE | DATA NOT AVAILABLE | DATA NOT AVAILABLE | DATA NOT AVAILABLE | DATA NOT AVAILABLE | DATA NOT AVAILABLE | ACCEPTED TO CONNECT | DATA NOT AVAILABLE | DATA NOT AVAILABLE | DATA NOT AVAILABLE | DATA NOT AVAILABLE | DATA NOT AVAILABLE | DATA NOT AVAILABLE | 36.184 | 20 | 21.0526 | 10 | 10.5263 | 2023-10-18 | DATA NOT AVAILABLE | N | DATA NOT AVAILABLE | DATA NOT AVAILABLE | DATA NOT AVAILABLE | DATA NOT AVAILABLE | DATA NOT AVAILABLE | 2023-12-11
DATA NOT AVAILABLE | DATA NOT AVAILABLE | DATA NOT AVAILABLE | 30MW WIND | NEW SITE | GLENCREGGAN FARM TARBERT | TARBERT | ARGYLL AND BUTE | PA29 6UU | SCOTLAND | 167397 | 638030 | DATA NOT AVAILABLE | DATA NOT APPLICABLE | DATA NOT AVAILABLE | EHV | SCOTTISH HYDRO ELECTRIC POWER DISTRIBUTION PLC | WIND | ONSHORE WIND TURBINES | NO | DATA NOT AVAILABLE | DATA NOT AVAILABLE | 30 | DATA NOT AVAILABLE | DATA NOT AVAILABLE | DATA NOT AVAILABLE | DATA NOT AVAILABLE | DATA NOT AVAILABLE | DATA NOT AVAILABLE | DATA NOT AVAILABLE | DATA NOT AVAILABLE | DATA NOT AVAILABLE | DATA NOT AVAILABLE | DATA NOT AVAILABLE | DATA NOT AVAILABLE | DATA NOT AVAILABLE | ACCEPTED TO CONNECT | DATA NOT AVAILABLE | DATA NOT AVAILABLE | DATA NOT AVAILABLE | DATA NOT AVAILABLE | DATA NOT AVAILABLE | DATA NOT AVAILABLE | 30 | 30 | 31.5789 | 0.75 | 0.78947 | 2023-10-24 | DATA NOT AVAILABLE | N | DATA NOT AVAILABLE | DATA NOT AVAILABLE | DATA NOT AVAILABLE | DATA NOT AVAILABLE | DATA NOT AVAILABLE | 2023-12-11
DATA NOT AVAILABLE | DATA NOT AVAILABLE | DATA NOT AVAILABLE | ICHRACHAN FARM 50MW BESS | NEW SITE | ICHRACHAN FARM | TAYNUILT | ARGYLL AND BUTE | PA35 1HP | SCOTLAND | 201122 | 730664 | TAYNUILT | DATA NOT APPLICABLE | TAYNUILT GRID | 33 | SCOTTISH HYDRO ELECTRIC POWER DISTRIBUTION PLC | STORED ENERGY (ALL STORED ENERGY IRRESPECTVE OF THE ORIGINAL ENERGY SOURCE) | STORAGE - ELECTROCHEMICAL (BATTERIES) | NO | DATA NOT AVAILABLE | DATA NOT AVAILABLE | 50 | DATA NOT AVAILABLE | DATA NOT AVAILABLE | DATA NOT AVAILABLE | DATA NOT AVAILABLE | DATA NOT AVAILABLE | DATA NOT AVAILABLE | DATA NOT AVAILABLE | DATA NOT AVAILABLE | DATA NOT AVAILABLE | DATA NOT AVAILABLE | DATA NOT AVAILABLE | DATA NOT AVAILABLE | DATA NOT AVAILABLE | ACCEPTED TO CONNECT | DATA NOT AVAILABLE | DATA NOT AVAILABLE | DATA NOT AVAILABLE | DATA NOT AVAILABLE | DATA NOT AVAILABLE | DATA NOT AVAILABLE | 50 | 49.9 | 52.5263 | 49.9 | 52.5263 | 2023-10-16 | DATA NOT AVAILABLE | N | DATA NOT AVAILABLE | DATA NOT AVAILABLE | DATA NOT AVAILABLE | DATA NOT AVAILABLE | DATA NOT AVAILABLE | 2023-12-11
DATA NOT AVAILABLE | DATA NOT AVAILABLE | DATA NOT AVAILABLE | SP 30MW WIND | NEW SITE | BARMOLLOCH WIND FARM | KILMICHAEL GLEN | ARGYLL AND BUTE | PA31 8RL | SCOTLAND | 187487 | 697324 | DATA NOT AVAILABLE | DATA NOT APPLICABLE | DATA NOT AVAILABLE | EHV | SCOTTISH HYDRO ELECTRIC POWER DISTRIBUTION PLC | WIND | ONSHORE WIND TURBINES | NO | DATA NOT AVAILABLE | DATA NOT AVAILABLE | 30 | DATA NOT AVAILABLE | DATA NOT AVAILABLE | DATA NOT AVAILABLE | DATA NOT AVAILABLE | DATA NOT AVAILABLE | DATA NOT AVAILABLE | DATA NOT AVAILABLE | DATA NOT AVAILABLE | DATA NOT AVAILABLE | DATA NOT AVAILABLE | DATA NOT AVAILABLE | DATA NOT AVAILABLE | DATA NOT AVAILABLE | ACCEPTED TO CONNECT | DATA NOT AVAILABLE | DATA NOT AVAILABLE | DATA NOT AVAILABLE | DATA NOT AVAILABLE | DATA NOT AVAILABLE | DATA NOT AVAILABLE | 30 | 30 | 31.5789 | 1.5 | 1.5789 | 2023-11-21 | DATA NOT AVAILABLE | N | DATA NOT AVAILABLE | DATA NOT AVAILABLE | DATA NOT AVAILABLE | DATA NOT AVAILABLE | DATA NOT AVAILABLE | 2023-12-11
DATA NOT AVAILABLE | DATA NOT AVAILABLE | DATA NOT AVAILABLE | 40MW ADD CAP | NEW SITE | LAND NEAR LEIGH DELAMERE | WILTSHIRE | WILTSHIRE | SN14 6JZ | ENGLAND | 388395 | 179297 | MELKSHAM GSP | CHIPPENHAM | DATA NOT AVAILABLE | EHV | SOUTHERN ELECTRIC POWER DISTRIBUTION PLC | OTHER | OTHER | NO | DATA NOT AVAILABLE | DATA NOT AVAILABLE | 40 | DATA NOT AVAILABLE | DATA NOT AVAILABLE | DATA NOT AVAILABLE | DATA NOT AVAILABLE | DATA NOT AVAILABLE | DATA NOT AVAILABLE | DATA NOT AVAILABLE | DATA NOT AVAILABLE | DATA NOT AVAILABLE | DATA NOT AVAILABLE | DATA NOT AVAILABLE | DATA NOT AVAILABLE | DATA NOT AVAILABLE | ACCEPTED TO CONNECT | DATA NOT AVAILABLE | DATA NOT AVAILABLE | DATA NOT AVAILABLE | DATA NOT AVAILABLE | DATA NOT AVAILABLE | DATA NOT AVAILABLE | 40 | 40 | 42.1053 | 42.105 | 44.3211 | 2023-10-09 | DATA NOT AVAILABLE | N | DATA NOT AVAILABLE | DATA NOT AVAILABLE | DATA NOT AVAILABLE | DATA NOT AVAILABLE | DATA NOT AVAILABLE | 2023-12-11
DATA NOT AVAILABLE | DATA NOT AVAILABLE | DATA NOT AVAILABLE | 35MW | NEW SITE | LAND TO THE NORTH WEST AND SOUTH EAST OF | CHIEVELEY | BERKSHIRE | RG14 3BU | ENGLAND | 447325 | 172268 | BRAMLEY (ANDO-THAT) | THATCHAM | DATA NOT AVAILABLE | EHV | SOUTHERN ELECTRIC POWER DISTRIBUTION PLC | OTHER | OTHER | NO | DATA NOT AVAILABLE | DATA NOT AVAILABLE | 43.89 | DATA NOT AVAILABLE | DATA NOT AVAILABLE | DATA NOT AVAILABLE | DATA NOT AVAILABLE | DATA NOT AVAILABLE | DATA NOT AVAILABLE | DATA NOT AVAILABLE | DATA NOT AVAILABLE | DATA NOT AVAILABLE | DATA NOT AVAILABLE | DATA NOT AVAILABLE | DATA NOT AVAILABLE | DATA NOT AVAILABLE | ACCEPTED TO CONNECT | DATA NOT AVAILABLE | DATA NOT AVAILABLE | DATA NOT AVAILABLE | DATA NOT AVAILABLE | DATA NOT AVAILABLE | DATA NOT AVAILABLE | 43.89 | 35 | 36.8421 | 18.947 | 19.9442 | 2023-09-08 | DATA NOT AVAILABLE | N | DATA NOT AVAILABLE | DATA NOT AVAILABLE | DATA NOT AVAILABLE | DATA NOT AVAILABLE | DATA NOT AVAILABLE | 2023-12-11
DATA NOT AVAILABLE | DATA NOT AVAILABLE | UK CONNECTIONS QUEEQUEG RENEWABLES | SEAFIELD PV & BESS | NEW SITE | B9018, LINTMILL BURNSIDE, LINTMILL | BUCKIE | MORAY | AB56 4XQ | SCOTLAND | 351606 | 865290 | KEITH | DATA NOT APPLICABLE | KEITH GRID | 33 | SCOTTISH HYDRO ELECTRIC POWER DISTRIBUTION PLC | SOLAR | PHOTOVOLTAIC | NO | DATA NOT AVAILABLE | DATA NOT AVAILABLE | 50.4 | DATA NOT AVAILABLE | DATA NOT AVAILABLE | DATA NOT AVAILABLE | DATA NOT AVAILABLE | DATA NOT AVAILABLE | DATA NOT AVAILABLE | DATA NOT AVAILABLE | DATA NOT AVAILABLE | DATA NOT AVAILABLE | DATA NOT AVAILABLE | DATA NOT AVAILABLE | DATA NOT AVAILABLE | DATA NOT AVAILABLE | ACCEPTED TO CONNECT | DATA NOT AVAILABLE | DATA NOT AVAILABLE | DATA NOT AVAILABLE | DATA NOT AVAILABLE | DATA NOT AVAILABLE | DATA NOT AVAILABLE | 50.4 | 49.9 | 52.5263 | 30 | 31.5789 | 2023-10-31 | DATA NOT AVAILABLE | N | DATA NOT AVAILABLE | DATA NOT AVAILABLE | DATA NOT AVAILABLE | DATA NOT AVAILABLE | DATA NOT AVAILABLE | 2023-12-11
DATA NOT AVAILABLE | DATA NOT AVAILABLE | DATA NOT AVAILABLE | AUTHORISED | NEW SITE | LAND SOUTH-EAST OF LOVEDEAN LANE | WATERLOOVILLE | HAMPSHIRE | PO8 0XJ | ENGLAND | 469027 | 113913 | LOVEDEAN GSP | FORT WIDLEY | DATA NOT AVAILABLE | 132 | SOUTHERN ELECTRIC POWER DISTRIBUTION PLC | OTHER | OTHER | NO | DATA NOT AVAILABLE | DATA NOT AVAILABLE | 51.75 | DATA NOT AVAILABLE | DATA NOT AVAILABLE | DATA NOT AVAILABLE | DATA NOT AVAILABLE | DATA NOT AVAILABLE | DATA NOT AVAILABLE | DATA NOT AVAILABLE | DATA NOT AVAILABLE | DATA NOT AVAILABLE | DATA NOT AVAILABLE | DATA NOT AVAILABLE | DATA NOT AVAILABLE | DATA NOT AVAILABLE | ACCEPTED TO CONNECT | DATA NOT AVAILABLE | DATA NOT AVAILABLE | DATA NOT AVAILABLE | DATA NOT AVAILABLE | DATA NOT AVAILABLE | DATA NOT AVAILABLE | 51.75 | 50 | 52.6316 | 53.157 | 55.9547 | 2023-09-29 | DATA NOT AVAILABLE | N | DATA NOT AVAILABLE | DATA NOT AVAILABLE | DATA NOT AVAILABLE | DATA NOT AVAILABLE | DATA NOT AVAILABLE | 2023-12-11
DATA NOT AVAILABLE | DATA NOT AVAILABLE | DATA NOT AVAILABLE | AUTH | NEW SITE | LAND ON THE WEST SIDE OF CRONDALL ROAD CRONDALL | FARNHAM | HAMPSHIRE | GU10 5RU | ENGLAND | 479526 | 150518 | BRAMLEY (FLEE) | DATA NOT AVAILABLE | DATA NOT AVAILABLE | 132 | SOUTHERN ELECTRIC POWER DISTRIBUTION PLC | OTHER | OTHER | NO | DATA NOT AVAILABLE | DATA NOT AVAILABLE | 100 | DATA NOT AVAILABLE | DATA NOT AVAILABLE | DATA NOT AVAILABLE | DATA NOT AVAILABLE | DATA NOT AVAILABLE | DATA NOT AVAILABLE | DATA NOT AVAILABLE | DATA NOT AVAILABLE | DATA NOT AVAILABLE | DATA NOT AVAILABLE | DATA NOT AVAILABLE | DATA NOT AVAILABLE | DATA NOT AVAILABLE | ACCEPTED TO CONNECT | DATA NOT AVAILABLE | DATA NOT AVAILABLE | DATA NOT AVAILABLE | DATA NOT AVAILABLE | DATA NOT AVAILABLE | DATA NOT AVAILABLE | 100 | 99.9 | 105.1579 | 105.157 | 110.6916 | 2023-10-31 | DATA NOT AVAILABLE | N | DATA NOT AVAILABLE | DATA NOT AVAILABLE | DATA NOT AVAILABLE | DATA NOT AVAILABLE | DATA NOT AVAILABLE | 2023-12-11
DATA NOT AVAILABLE | DATA NOT AVAILABLE | DATA NOT AVAILABLE | NM TO ACTION | POUNDSTRETCHERS LTD 50-60 | LOCHEE ROAD | DUNDEE | DUNDEE CITY | DD1 5RJ | SCOTLAND | 339590 | 730576 | DUDHOPE | DATA NOT APPLICABLE | DUDHOPE GRID | 33 | SCOTTISH HYDRO ELECTRIC POWER DISTRIBUTION PLC | OTHER | OTHER | NO | DATA NOT AVAILABLE | DATA NOT AVAILABLE | 53.2 | DATA NOT AVAILABLE | DATA NOT AVAILABLE | DATA NOT AVAILABLE | DATA NOT AVAILABLE | DATA NOT AVAILABLE | DATA NOT AVAILABLE | DATA NOT AVAILABLE | DATA NOT AVAILABLE | DATA NOT AVAILABLE | DATA NOT AVAILABLE | DATA NOT AVAILABLE | DATA NOT AVAILABLE | DATA NOT AVAILABLE | ACCEPTED TO CONNECT | DATA NOT AVAILABLE | DATA NOT AVAILABLE | DATA NOT AVAILABLE | DATA NOT AVAILABLE | DATA NOT AVAILABLE | DATA NOT AVAILABLE | 53.2 | 39.9 | 42 | 39.9 | 42 | 2023-11-09 | DATA NOT AVAILABLE | N | DATA NOT AVAILABLE | DATA NOT AVAILABLE | DATA NOT AVAILABLE | DATA NOT AVAILABLE | DATA NOT AVAILABLE | 2023-12-11
DATA NOT AVAILABLE | DATA NOT AVAILABLE | JBM SOLAR PROJECTS (UK) LTD | FASTTRACK*49.9MW PV & BATTERY | EWEN | WHITEHILL LANE ROYAL WOOTTON BASSETT | SWINDON | WILTSHIRE | SN15 5BG | ENGLAND | 404242 | 183149 | BRAMLEY (FLEE) | DATA NOT APPLICABLE | DATA NOT AVAILABLE | 132 | SOUTHERN ELECTRIC POWER DISTRIBUTION PLC | SOLAR | PHOTOVOLTAIC | NO | DATA NOT AVAILABLE | DATA NOT AVAILABLE | 49.9 | DATA NOT AVAILABLE | DATA NOT AVAILABLE | DATA NOT AVAILABLE | DATA NOT AVAILABLE | DATA NOT AVAILABLE | DATA NOT AVAILABLE | DATA NOT AVAILABLE | DATA NOT AVAILABLE | DATA NOT AVAILABLE | DATA NOT AVAILABLE | DATA NOT AVAILABLE | DATA NOT AVAILABLE | DATA NOT AVAILABLE | ACCEPTED TO CONNECT | DATA NOT AVAILABLE | DATA NOT AVAILABLE | DATA NOT AVAILABLE | DATA NOT AVAILABLE | DATA NOT AVAILABLE | DATA NOT AVAILABLE | 49.9 | 49.9 | 52.5263 | 52.526 | 55.2905 | 2023-10-06 | DATA NOT AVAILABLE | N | DATA NOT AVAILABLE | DATA NOT AVAILABLE | DATA NOT AVAILABLE | DATA NOT AVAILABLE | DATA NOT AVAILABLE | 2023-12-11
DATA NOT AVAILABLE | DATA NOT AVAILABLE | ETHICAL POWER CONNECTIONS LTD | PV ADD 25MW | CIRENCESTER SOLAR PARK, ESTATE OFFICE | BATHURST ESTATES CIRENCESTER PARK CIRENCESTER | CIRENCESTER | GLOUCESTERSHIRE | GL7 2BU | ENGLAND | 402026 | 202037 | MINETY GSP | CIRENCESTER | DATA NOT AVAILABLE | EHV | SOUTHERN ELECTRIC POWER DISTRIBUTION PLC | SOLAR | PHOTOVOLTAIC | NO | DATA NOT AVAILABLE | DATA NOT AVAILABLE | 25 | DATA NOT AVAILABLE | DATA NOT AVAILABLE | DATA NOT AVAILABLE | DATA NOT AVAILABLE | DATA NOT AVAILABLE | DATA NOT AVAILABLE | DATA NOT AVAILABLE | DATA NOT AVAILABLE | DATA NOT AVAILABLE | DATA NOT AVAILABLE | DATA NOT AVAILABLE | DATA NOT AVAILABLE | DATA NOT AVAILABLE | ACCEPTED TO CONNECT | DATA NOT AVAILABLE | DATA NOT AVAILABLE | DATA NOT AVAILABLE | DATA NOT AVAILABLE | DATA NOT AVAILABLE | DATA NOT AVAILABLE | 25 | 25 | 26.3158 | 0 | 0 | 2023-10-13 | DATA NOT AVAILABLE | N | DATA NOT AVAILABLE | DATA NOT AVAILABLE | DATA NOT AVAILABLE | DATA NOT AVAILABLE | DATA NOT AVAILABLE | 2023-12-11
DATA NOT AVAILABLE | DATA NOT AVAILABLE | DATA NOT AVAILABLE | (AM)1620KW PV TOTAL INSTALL/ 999KW EXP | TUESLEY FARM | TUESLEY LANE | GODALMING | SURREY | GU7 1UG | ENGLAND | 496323 | 141845 | BRAMLEY (FLEE) | ALDERSHOT | MILFORD | 11 | SOUTHERN ELECTRIC POWER DISTRIBUTION PLC | SOLAR | PHOTOVOLTAIC | NO | DATA NOT AVAILABLE | DATA NOT AVAILABLE | 1.4 | DATA NOT AVAILABLE | DATA NOT AVAILABLE | DATA NOT AVAILABLE | DATA NOT AVAILABLE | DATA NOT AVAILABLE | DATA NOT AVAILABLE | DATA NOT AVAILABLE | DATA NOT AVAILABLE | DATA NOT AVAILABLE | DATA NOT AVAILABLE | DATA NOT AVAILABLE | DATA NOT AVAILABLE | DATA NOT AVAILABLE | ACCEPTED TO CONNECT | DATA NOT AVAILABLE | DATA NOT AVAILABLE | DATA NOT AVAILABLE | DATA NOT AVAILABLE | DATA NOT AVAILABLE | DATA NOT AVAILABLE | 1.4 | 0.779 | 0.82 | 0 | 0 | 2023-10-03 | DATA NOT AVAILABLE | N | DATA NOT AVAILABLE | DATA NOT AVAILABLE | DATA NOT AVAILABLE | DATA NOT AVAILABLE | DATA NOT AVAILABLE | 2023-12-11
DATA NOT AVAILABLE | DATA NOT AVAILABLE | DATA NOT AVAILABLE | 1MW PV WITH 650KW EXPORT | HOMEWOOD FARM | PIPEHOUSE | BATH | SOMERSET | BA2 7TD | ENGLAND | 378028 | 159418 | MELKSHAM GSP | NORRINGTON | BRADFORD ON AVON | 11 | SOUTHERN ELECTRIC POWER DISTRIBUTION PLC | SOLAR | PHOTOVOLTAIC | NO | DATA NOT AVAILABLE | DATA NOT AVAILABLE | 1 | DATA NOT AVAILABLE | DATA NOT AVAILABLE | DATA NOT AVAILABLE | DATA NOT AVAILABLE | DATA NOT AVAILABLE | DATA NOT AVAILABLE | DATA NOT AVAILABLE | DATA NOT AVAILABLE | DATA NOT AVAILABLE | DATA NOT AVAILABLE | DATA NOT AVAILABLE | DATA NOT AVAILABLE | DATA NOT AVAILABLE | ACCEPTED TO CONNECT | DATA NOT AVAILABLE | DATA NOT AVAILABLE | DATA NOT AVAILABLE | DATA NOT AVAILABLE | DATA NOT AVAILABLE | DATA NOT AVAILABLE | 1 | 0.65 | 0.68421 | 0.05 | 0.052632 | 2023-11-14 | DATA NOT AVAILABLE | N | DATA NOT AVAILABLE | DATA NOT AVAILABLE | DATA NOT AVAILABLE | DATA NOT AVAILABLE | DATA NOT AVAILABLE | 2023-12-11
DATA NOT AVAILABLE | DATA NOT AVAILABLE | DATA NOT AVAILABLE | DATA NOT AVAILABLE | NEW SITE | ANDWELL, MAPLEDURWELL AND UP NATELY, UP LAND SITUATED SOUTH OF M3, | BASINGSTOKE AND DEANE | HAMPSHIRE | RG25 2LA | ENGLAND | 466925 | 150173 | DATA NOT AVAILABLE | DATA NOT AVAILABLE | DATA NOT AVAILABLE | EHV | SOUTHERN ELECTRIC POWER DISTRIBUTION PLC | OTHER | OTHER | NO | DATA NOT AVAILABLE | DATA NOT AVAILABLE | 135.28 | DATA NOT AVAILABLE | DATA NOT AVAILABLE | DATA NOT AVAILABLE | DATA NOT AVAILABLE | DATA NOT AVAILABLE | DATA NOT AVAILABLE | DATA NOT AVAILABLE | DATA NOT AVAILABLE | DATA NOT AVAILABLE | DATA NOT AVAILABLE | DATA NOT AVAILABLE | DATA NOT AVAILABLE | DATA NOT AVAILABLE | ACCEPTED TO CONNECT | DATA NOT AVAILABLE | DATA NOT AVAILABLE | DATA NOT AVAILABLE | DATA NOT AVAILABLE | DATA NOT AVAILABLE | DATA NOT AVAILABLE | 135.28 | 99.9 | 105.1579 | 117.895 | 124.1 | 2023-11-20 | DATA NOT AVAILABLE | N | DATA NOT AVAILABLE | DATA NOT AVAILABLE | DATA NOT AVAILABLE | DATA NOT AVAILABLE | DATA NOT AVAILABLE | 2023-12-11
DATA NOT AVAILABLE | DATA NOT AVAILABLE | BPUWL 27 LIMITED | CRAKAIG WIND ENERGY HUB | NEW SITE | CRAKAIG WIND ENERGY HUB BADVASSON | PORTGOWER | HIGHLAND | KW8 6HP | SCOTLAND | 296384 | 911195 | BRORA | DATA NOT APPLICABLE | BRORA GRID | 33 | SCOTTISH HYDRO ELECTRIC POWER DISTRIBUTION PLC | OTHER | OTHER | NO | DATA NOT AVAILABLE | DATA NOT AVAILABLE | 85.2 | DATA NOT AVAILABLE | DATA NOT AVAILABLE | DATA NOT AVAILABLE | DATA NOT AVAILABLE | DATA NOT AVAILABLE | DATA NOT AVAILABLE | DATA NOT AVAILABLE | DATA NOT AVAILABLE | DATA NOT AVAILABLE | DATA NOT AVAILABLE | DATA NOT AVAILABLE | DATA NOT AVAILABLE | DATA NOT AVAILABLE | ACCEPTED TO CONNECT | DATA NOT AVAILABLE | DATA NOT AVAILABLE | DATA NOT AVAILABLE | DATA NOT AVAILABLE | DATA NOT AVAILABLE | DATA NOT AVAILABLE | 85.2 | 66 | 69.4737 | 20.631 | 21.7168 | 2023-11-23 | DATA NOT AVAILABLE | N | DATA NOT AVAILABLE | DATA NOT AVAILABLE | DATA NOT AVAILABLE | DATA NOT AVAILABLE | DATA NOT AVAILABLE | 2023-12-11
DATA NOT AVAILABLE | DATA NOT AVAILABLE | DATA NOT AVAILABLE | AM 30MW WIND, PV AND BATTERY | PINKMEAD FARM | BOTLEY ROAD CURBRIDGE | SOUTHAMPTON | HAMPSHIRE | SO30 2HA | ENGLAND | 452055 | 112931 | BOTLEY WOOD GSP | BOTLEY WOOD | BOTLEY WOOD | 132 | SOUTHERN ELECTRIC POWER DISTRIBUTION PLC | SOLAR | PHOTOVOLTAIC | NO | DATA NOT AVAILABLE | DATA NOT AVAILABLE | 35.625 | STORED ENERGY (ALL STORED ENERGY IRRESPECTVE OF THE ORIGINAL ENERGY SOURCE) | STORAGE - ELECTROCHEMICAL (BATTERIES) | DATA NOT AVAILABLE | DATA NOT AVAILABLE | DATA NOT AVAILABLE | 30 | DATA NOT AVAILABLE | DATA NOT AVAILABLE | DATA NOT AVAILABLE | DATA NOT AVAILABLE | DATA NOT AVAILABLE | DATA NOT AVAILABLE | DATA NOT AVAILABLE | ACCEPTED TO CONNECT | DATA NOT AVAILABLE | DATA NOT AVAILABLE | DATA NOT AVAILABLE | DATA NOT AVAILABLE | DATA NOT AVAILABLE | DATA NOT AVAILABLE | 35.625 | 30 | 31.5789 | 11.052 | 11.6337 | 2023-11-28 | DATA NOT AVAILABLE | N | DATA NOT AVAILABLE | DATA NOT AVAILABLE | DATA NOT AVAILABLE | DATA NOT AVAILABLE | DATA NOT AVAILABLE | 2023-12-11
DATA NOT AVAILABLE | DATA NOT AVAILABLE | DATA NOT AVAILABLE | AM 10MVA MAJP | NEW SITE | VYNE ROAD SHERBORNE ST JOHN | BASINGSTOKE | HAMPSHIRE | RG24 9HX | ENGLAND | 462621 | 155536 | BRAMLEY (BASI) | BASINGSTOKE | BASINGSTOKE | 11 | SOUTHERN ELECTRIC POWER DISTRIBUTION PLC | SOLAR | PHOTOVOLTAIC | NO | DATA NOT AVAILABLE | DATA NOT AVAILABLE | 41.58 | DATA NOT AVAILABLE | DATA NOT AVAILABLE | DATA NOT AVAILABLE | DATA NOT AVAILABLE | DATA NOT AVAILABLE | DATA NOT AVAILABLE | DATA NOT AVAILABLE | DATA NOT AVAILABLE | DATA NOT AVAILABLE | DATA NOT AVAILABLE | DATA NOT AVAILABLE | DATA NOT AVAILABLE | DATA NOT AVAILABLE | ACCEPTED TO CONNECT | DATA NOT AVAILABLE | DATA NOT AVAILABLE | DATA NOT AVAILABLE | DATA NOT AVAILABLE | DATA NOT AVAILABLE | DATA NOT AVAILABLE | 41.58 | 31.58 | 33.2421 | 10.526 | 11.08 | 2023-11-10 | DATA NOT AVAILABLE | N | DATA NOT AVAILABLE | DATA NOT AVAILABLE | DATA NOT AVAILABLE | DATA NOT AVAILABLE | DATA NOT AVAILABLE | 2023-12-11
DATA NOT AVAILABLE | DATA NOT AVAILABLE | WICKS FARM CHP | (AM) WICKES FARM | WICKES FARM | FORD LANE | ARUNDEL | WEST SUSSEX | BN18 0DS | ENGLAND | 497998 | 103963 | LOVEDEAN GSP | CHICHESTER | BILSHAM | 11 | SOUTHERN ELECTRIC POWER DISTRIBUTION PLC | DATA NOT AVAILABLE | ENGINE (COMBUSTION / RECIPROCATING) | NO | DATA NOT AVAILABLE | DATA NOT AVAILABLE | 1.38 | DATA NOT AVAILABLE | DATA NOT AVAILABLE | DATA NOT AVAILABLE | DATA NOT AVAILABLE | DATA NOT AVAILABLE | DATA NOT AVAILABLE | DATA NOT AVAILABLE | DATA NOT AVAILABLE | DATA NOT AVAILABLE | DATA NOT AVAILABLE | DATA NOT AVAILABLE | DATA NOT AVAILABLE | DATA NOT AVAILABLE | ACCEPTED TO CONNECT | DATA NOT AVAILABLE | DATA NOT AVAILABLE | DATA NOT AVAILABLE | DATA NOT AVAILABLE | DATA NOT AVAILABLE | DATA NOT AVAILABLE | 1.38 | 0.999 | 1.0516 | 0.999 | 1.0516 | 2023-09-04 | DATA NOT AVAILABLE | N | DATA NOT AVAILABLE | DATA NOT AVAILABLE | DATA NOT AVAILABLE | DATA NOT AVAILABLE | DATA NOT AVAILABLE | 2023-12-11
DATA NOT AVAILABLE | DATA NOT AVAILABLE | DATA NOT AVAILABLE | DATA NOT AVAILABLE | NEW SITE | WILLOW FARM, HOLT ROAD, | WIMBORNE | DORSET | BH21 6SE | ENGLAND | 407829 | 105712 | MANNINGTON GSP | DATA NOT APPLICABLE | BOURNEMOUTH | 132 | SOUTHERN ELECTRIC POWER DISTRIBUTION PLC | OTHER | OTHER | NO | DATA NOT AVAILABLE | DATA NOT AVAILABLE | 100 | DATA NOT AVAILABLE | DATA NOT AVAILABLE | DATA NOT AVAILABLE | DATA NOT AVAILABLE | DATA NOT AVAILABLE | DATA NOT AVAILABLE | DATA NOT AVAILABLE | DATA NOT AVAILABLE | DATA NOT AVAILABLE | DATA NOT AVAILABLE | DATA NOT AVAILABLE | DATA NOT AVAILABLE | DATA NOT AVAILABLE | ACCEPTED TO CONNECT | DATA NOT AVAILABLE | DATA NOT AVAILABLE | DATA NOT AVAILABLE | DATA NOT AVAILABLE | DATA NOT AVAILABLE | DATA NOT AVAILABLE | 100 | 100 | 105.2632 | 105.26 | 110.8 | 2023-11-30 | DATA NOT AVAILABLE | N | DATA NOT AVAILABLE | DATA NOT AVAILABLE | DATA NOT AVAILABLE | DATA NOT AVAILABLE | DATA NOT AVAILABLE | 2023-12-11
DATA NOT AVAILABLE | DATA NOT AVAILABLE | DATA NOT AVAILABLE | AM -C- 50MVA POOL | SILVERLAKE | CASTLETON BRADFORD ABBAS | BRADFORD ABBAS | DORSET | DT9 6SN | ENGLAND | 361405 | 115684 | AXMINSTER | YEOVIL | DATA NOT AVAILABLE | EHV | SOUTHERN ELECTRIC POWER DISTRIBUTION PLC | OTHER | OTHER | NO | DATA NOT AVAILABLE | DATA NOT AVAILABLE | 50 | DATA NOT AVAILABLE | DATA NOT AVAILABLE | DATA NOT AVAILABLE | DATA NOT AVAILABLE | DATA NOT AVAILABLE | DATA NOT AVAILABLE | DATA NOT AVAILABLE | DATA NOT AVAILABLE | DATA NOT AVAILABLE | DATA NOT AVAILABLE | DATA NOT AVAILABLE | DATA NOT AVAILABLE | DATA NOT AVAILABLE | ACCEPTED TO CONNECT | DATA NOT AVAILABLE | DATA NOT AVAILABLE | DATA NOT AVAILABLE | DATA NOT AVAILABLE | DATA NOT AVAILABLE | DATA NOT AVAILABLE | 50 | 49.9 | 52.5263 | 52.526 | 55.2905 | 2023-11-08 | DATA NOT AVAILABLE | N | DATA NOT AVAILABLE | DATA NOT AVAILABLE | DATA NOT AVAILABLE | DATA NOT AVAILABLE | DATA NOT AVAILABLE | 2023-12-11
DATA NOT AVAILABLE | DATA NOT AVAILABLE | DATA NOT AVAILABLE | 50MW 132KV BESS | NEW SITE | BROOKHOUSE BESS MINLEY ROAD | FLEET | HAMPSHIRE | GU51 2RF | ENGLAND | 481242 | 156670 | BRAMLEY (FLEE) | DATA NOT AVAILABLE | DATA NOT AVAILABLE | 132 | SOUTHERN ELECTRIC POWER DISTRIBUTION PLC | STORED ENERGY (ALL STORED ENERGY IRRESPECTVE OF THE ORIGINAL ENERGY SOURCE) | STORAGE - ELECTROCHEMICAL (BATTERIES) | NO | DATA NOT AVAILABLE | DATA NOT AVAILABLE | 51.75 | DATA NOT AVAILABLE | DATA NOT AVAILABLE | DATA NOT AVAILABLE | DATA NOT AVAILABLE | DATA NOT AVAILABLE | DATA NOT AVAILABLE | DATA NOT AVAILABLE | DATA NOT AVAILABLE | DATA NOT AVAILABLE | DATA NOT AVAILABLE | DATA NOT AVAILABLE | DATA NOT AVAILABLE | DATA NOT AVAILABLE | ACCEPTED TO CONNECT | DATA NOT AVAILABLE | DATA NOT AVAILABLE | DATA NOT AVAILABLE | DATA NOT AVAILABLE | DATA NOT AVAILABLE | DATA NOT AVAILABLE | 51.75 | 50 | 52.6316 | 53.158 | 55.9558 | 2023-11-03 | DATA NOT AVAILABLE | N | DATA NOT AVAILABLE | DATA NOT AVAILABLE | DATA NOT AVAILABLE | DATA NOT AVAILABLE | DATA NOT AVAILABLE | 2023-12-11
DATA NOT AVAILABLE | DATA NOT AVAILABLE | KS SPV 00 LIMITED | MYBSTER SOLAR FARM | NEW SITE | LAND AT THE MOINTEACH, MYBSTER WATTEN | WICK | HIGHLAND | KW1 5XU | SCOTLAND | 316677 | 952911 | MYBSTER | DATA NOT APPLICABLE | MYBSTER GRID | 33 | SCOTTISH HYDRO ELECTRIC POWER DISTRIBUTION PLC | SOLAR | PHOTOVOLTAIC | NO | DATA NOT AVAILABLE | DATA NOT AVAILABLE | 22.378 | DATA NOT AVAILABLE | DATA NOT AVAILABLE | DATA NOT AVAILABLE | DATA NOT AVAILABLE | DATA NOT AVAILABLE | DATA NOT AVAILABLE | DATA NOT AVAILABLE | DATA NOT AVAILABLE | DATA NOT AVAILABLE | DATA NOT AVAILABLE | DATA NOT AVAILABLE | DATA NOT AVAILABLE | DATA NOT AVAILABLE | ACCEPTED TO CONNECT | DATA NOT AVAILABLE | DATA NOT AVAILABLE | DATA NOT AVAILABLE | DATA NOT AVAILABLE | DATA NOT AVAILABLE | DATA NOT AVAILABLE | 22.378 | 20 | 21.0526 | 0.207 | 0.21789 | 2023-11-29 | DATA NOT AVAILABLE | N | DATA NOT AVAILABLE | DATA NOT AVAILABLE | DATA NOT AVAILABLE | DATA NOT AVAILABLE | DATA NOT AVAILABLE | 2023-12-11
DATA NOT AVAILABLE | DATA NOT AVAILABLE | DATA NOT AVAILABLE | 60MVA PV & 55MVA BESS | NEW SITE | LAND WEST TO COOMBE FARM COTTAGES WILSFORD | PEWSEY | WILTSHIRE | SN9 6HB | ENGLAND | 409982 | 157242 | MELKSHAM GSP | DATA NOT APPLICABLE | SANDRIDGE PV FARM | 132 | SOUTHERN ELECTRIC POWER DISTRIBUTION PLC | SOLAR | PHOTOVOLTAIC | NO | DATA NOT AVAILABLE | DATA NOT AVAILABLE | 114.74 | STORED ENERGY (ALL STORED ENERGY IRRESPECTVE OF THE ORIGINAL ENERGY SOURCE) | STORAGE - ELECTROCHEMICAL (BATTERIES) | DATA NOT AVAILABLE | DATA NOT AVAILABLE | DATA NOT AVAILABLE | 49.9 | DATA NOT AVAILABLE | DATA NOT AVAILABLE | DATA NOT AVAILABLE | DATA NOT AVAILABLE | DATA NOT AVAILABLE | DATA NOT AVAILABLE | DATA NOT AVAILABLE | ACCEPTED TO CONNECT | DATA NOT AVAILABLE | DATA NOT AVAILABLE | DATA NOT AVAILABLE | DATA NOT AVAILABLE | DATA NOT AVAILABLE | DATA NOT AVAILABLE | 114.74 | 49.9 | 52.5263 | 25 | 26.3158 | 2023-11-10 | DATA NOT AVAILABLE | N | DATA NOT AVAILABLE | DATA NOT AVAILABLE | DATA NOT AVAILABLE | DATA NOT AVAILABLE | DATA NOT AVAILABLE | 2023-12-11
DATA NOT AVAILABLE | DATA NOT AVAILABLE | DATA NOT AVAILABLE | FAA419 REPLACEMENT | PEMBRIDGE FARM | TWYFORD TO MARSH GIBBON ROAD | BICESTER | OXFORDSHIRE | OX27 9AY | ENGLAND | 465014 | 225539 | EAST CLAYDON GSP | BICESTER NORTH | DATA NOT AVAILABLE | 132 | SOUTHERN ELECTRIC POWER DISTRIBUTION PLC | SOLAR | PHOTOVOLTAIC | NO | DATA NOT AVAILABLE | DATA NOT AVAILABLE | 131.4 | DATA NOT AVAILABLE | DATA NOT AVAILABLE | DATA NOT AVAILABLE | DATA NOT AVAILABLE | DATA NOT AVAILABLE | DATA NOT AVAILABLE | DATA NOT AVAILABLE | DATA NOT AVAILABLE | DATA NOT AVAILABLE | DATA NOT AVAILABLE | DATA NOT AVAILABLE | DATA NOT AVAILABLE | DATA NOT AVAILABLE | ACCEPTED TO CONNECT | DATA NOT AVAILABLE | DATA NOT AVAILABLE | DATA NOT AVAILABLE | DATA NOT AVAILABLE | DATA NOT AVAILABLE | DATA NOT AVAILABLE | 131.4 | 80 | 84.2105 | 84.21 | 88.6421 | 2023-08-18 | DATA NOT AVAILABLE | N | DATA NOT AVAILABLE | DATA NOT AVAILABLE | DATA NOT AVAILABLE | DATA NOT AVAILABLE | DATA NOT AVAILABLE | 2023-12-11
DATA NOT AVAILABLE | DATA NOT AVAILABLE | DATA NOT AVAILABLE | EHV/132KV 50MW BESS | WITHY PLACE | BRAMLEY ROAD SILCHESTER | READING | HAMPSHIRE | RG7 2LN | ENGLAND | 464787 | 161044 | DATA NOT AVAILABLE | DATA NOT AVAILABLE | DATA NOT AVAILABLE | 132 | SOUTHERN ELECTRIC POWER DISTRIBUTION PLC | STORED ENERGY (ALL STORED ENERGY IRRESPECTVE OF THE ORIGINAL ENERGY SOURCE) | STORAGE - ELECTROCHEMICAL (BATTERIES) | NO | DATA NOT AVAILABLE | DATA NOT AVAILABLE | 51.75 | DATA NOT AVAILABLE | DATA NOT AVAILABLE | DATA NOT AVAILABLE | DATA NOT AVAILABLE | DATA NOT AVAILABLE | DATA NOT AVAILABLE | DATA NOT AVAILABLE | DATA NOT AVAILABLE | DATA NOT AVAILABLE | DATA NOT AVAILABLE | DATA NOT AVAILABLE | DATA NOT AVAILABLE | DATA NOT AVAILABLE | ACCEPTED TO CONNECT | DATA NOT AVAILABLE | DATA NOT AVAILABLE | DATA NOT AVAILABLE | DATA NOT AVAILABLE | DATA NOT AVAILABLE | DATA NOT AVAILABLE | 51.75 | 50 | 52.6316 | 53.158 | 55.9558 | 2023-11-03 | DATA NOT AVAILABLE | N | DATA NOT AVAILABLE | DATA NOT AVAILABLE | DATA NOT AVAILABLE | DATA NOT AVAILABLE | DATA NOT AVAILABLE | 2023-12-11
DATA NOT AVAILABLE | DATA NOT AVAILABLE | DATA NOT AVAILABLE | 15MW SOLAR 10MW BESS | NEW SITE | LAND AT THINGLEY COURT AND EASTON FARM, | MELKSHAM | WILTSHIRE | SN13 9QF | ENGLAND | 388553 | 170411 | MELKSHAM GSP | CHIPPENHAM | CHIPPENHAM | 33 | SOUTHERN ELECTRIC POWER DISTRIBUTION PLC | SOLAR | PHOTOVOLTAIC | NO | DATA NOT AVAILABLE | DATA NOT AVAILABLE | 25 | STORED ENERGY (ALL STORED ENERGY IRRESPECTVE OF THE ORIGINAL ENERGY SOURCE) | STORAGE - ELECTROCHEMICAL (BATTERIES) | DATA NOT AVAILABLE | DATA NOT AVAILABLE | DATA NOT AVAILABLE | 15 | DATA NOT AVAILABLE | DATA NOT AVAILABLE | DATA NOT AVAILABLE | DATA NOT AVAILABLE | DATA NOT AVAILABLE | DATA NOT AVAILABLE | DATA NOT AVAILABLE | ACCEPTED TO CONNECT | DATA NOT AVAILABLE | DATA NOT AVAILABLE | DATA NOT AVAILABLE | DATA NOT AVAILABLE | DATA NOT AVAILABLE | DATA NOT AVAILABLE | 25 | 15 | 15.7895 | 10.526 | 11.08 | 2023-11-29 | DATA NOT AVAILABLE | N | DATA NOT AVAILABLE | DATA NOT AVAILABLE | DATA NOT AVAILABLE | DATA NOT AVAILABLE | DATA NOT AVAILABLE | 2023-12-11
DATA NOT AVAILABLE | DATA NOT AVAILABLE | DATA NOT AVAILABLE | 30MW PV & BATTERIES | NEW SITE | LAND AT BAKERS FARM, WATERPERRY COMMON, | OXFORD | OXFORDSHIRE | OX33 1LQ | ENGLAND | 461776 | 208215 | COWLEY GSP | HEADINGTON | WHEATLEY | 11 | SOUTHERN ELECTRIC POWER DISTRIBUTION PLC | SOLAR | PHOTOVOLTAIC | NO | DATA NOT AVAILABLE | DATA NOT AVAILABLE | 30 | STORED ENERGY (ALL STORED ENERGY IRRESPECTVE OF THE ORIGINAL ENERGY SOURCE) | STORAGE - ELECTROCHEMICAL (BATTERIES) | DATA NOT AVAILABLE | DATA NOT AVAILABLE | DATA NOT AVAILABLE | 30 | DATA NOT AVAILABLE | DATA NOT AVAILABLE | DATA NOT AVAILABLE | DATA NOT AVAILABLE | DATA NOT AVAILABLE | DATA NOT AVAILABLE | DATA NOT AVAILABLE | ACCEPTED TO CONNECT | DATA NOT AVAILABLE | DATA NOT AVAILABLE | DATA NOT AVAILABLE | DATA NOT AVAILABLE | DATA NOT AVAILABLE | DATA NOT AVAILABLE | 30 | 30 | 31.5789 | 31.579 | 33.2411 | 2023-11-22 | DATA NOT AVAILABLE | N | DATA NOT AVAILABLE | DATA NOT AVAILABLE | DATA NOT AVAILABLE | DATA NOT AVAILABLE | DATA NOT AVAILABLE | 2023-12-11
DATA NOT AVAILABLE | DATA NOT AVAILABLE | DATA NOT AVAILABLE | 1267KVA DEM, 3.19MW INST, 2MW EXP | SIMON HOWIE BUTCHERS | B934 FROM MUCKHART ROAD DUNNING TO THE N | PERTH | PERTHSHIRE AND KINROSS | PH2 0RA | SCOTLAND | 302060 | 713284 | BRACO | DATA NOT APPLICABLE | FORTEVIOT | 11 | SCOTTISH HYDRO ELECTRIC POWER DISTRIBUTION PLC | SOLAR | PHOTOVOLTAIC | NO | DATA NOT AVAILABLE | DATA NOT AVAILABLE | 3.04 | DATA NOT AVAILABLE | DATA NOT AVAILABLE | DATA NOT AVAILABLE | DATA NOT AVAILABLE | DATA NOT AVAILABLE | DATA NOT AVAILABLE | DATA NOT AVAILABLE | DATA NOT AVAILABLE | DATA NOT AVAILABLE | DATA NOT AVAILABLE | DATA NOT AVAILABLE | DATA NOT AVAILABLE | DATA NOT AVAILABLE | ACCEPTED TO CONNECT | DATA NOT AVAILABLE | DATA NOT AVAILABLE | DATA NOT AVAILABLE | DATA NOT AVAILABLE | DATA NOT AVAILABLE | DATA NOT AVAILABLE | 3.04 | 1.796 | 1.8905 | 0.732 | 0.77053 | 2023-09-27 | DATA NOT AVAILABLE | N | DATA NOT AVAILABLE | DATA NOT AVAILABLE | DATA NOT AVAILABLE | DATA NOT AVAILABLE | DATA NOT AVAILABLE | 2023-12-11
DATA NOT AVAILABLE | DATA NOT AVAILABLE | DATA NOT AVAILABLE | DOCO YORK STREET 50MW BESS | 49 | YORK STREET | ABERDEEN | ABERDEEN CITY | AB11 5DP | SCOTLAND | 395659 | 805952 | WILLOWDALE | DATA NOT APPLICABLE | WILLOWDALE | 33 | SCOTTISH HYDRO ELECTRIC POWER DISTRIBUTION PLC | STORED ENERGY (ALL STORED ENERGY IRRESPECTVE OF THE ORIGINAL ENERGY SOURCE) | STORAGE - ELECTROCHEMICAL (BATTERIES) | NO | DATA NOT AVAILABLE | DATA NOT AVAILABLE | 49.5 | DATA NOT AVAILABLE | DATA NOT AVAILABLE | DATA NOT AVAILABLE | DATA NOT AVAILABLE | DATA NOT AVAILABLE | DATA NOT AVAILABLE | DATA NOT AVAILABLE | DATA NOT AVAILABLE | DATA NOT AVAILABLE | DATA NOT AVAILABLE | DATA NOT AVAILABLE | DATA NOT AVAILABLE | DATA NOT AVAILABLE | ACCEPTED TO CONNECT | DATA NOT AVAILABLE | DATA NOT AVAILABLE | DATA NOT AVAILABLE | DATA NOT AVAILABLE | DATA NOT AVAILABLE | DATA NOT AVAILABLE | 49.5 | 49.5 | 52.1053 | 49.5 | 52.1053 | 2023-11-27 | DATA NOT AVAILABLE | N | DATA NOT AVAILABLE | DATA NOT AVAILABLE | DATA NOT AVAILABLE | DATA NOT AVAILABLE | DATA NOT AVAILABLE | 2023-12-11
DATA NOT AVAILABLE | DATA NOT AVAILABLE | DATA NOT AVAILABLE | EHV+ 30MW BESS & PV | HOOPERS POOL | DATA NOT AVAILABLE | SOUTHWICK | WILTSHIRE | BA14 9NG | ENGLAND | 382804 | 154494 | MELKSHAM GSP | NORRINGTON | DATA NOT AVAILABLE | 132 | SOUTHERN ELECTRIC POWER DISTRIBUTION PLC | SOLAR | PHOTOVOLTAIC | NO | DATA NOT AVAILABLE | DATA NOT AVAILABLE | 30 | STORED ENERGY (ALL STORED ENERGY IRRESPECTVE OF THE ORIGINAL ENERGY SOURCE) | STORAGE - ELECTROCHEMICAL (BATTERIES) | DATA NOT AVAILABLE | DATA NOT AVAILABLE | DATA NOT AVAILABLE | 30 | DATA NOT AVAILABLE | DATA NOT AVAILABLE | DATA NOT AVAILABLE | DATA NOT AVAILABLE | DATA NOT AVAILABLE | DATA NOT AVAILABLE | DATA NOT AVAILABLE | ACCEPTED TO CONNECT | DATA NOT AVAILABLE | DATA NOT AVAILABLE | DATA NOT AVAILABLE | DATA NOT AVAILABLE | DATA NOT AVAILABLE | DATA NOT AVAILABLE | 30 | 30 | 31.5789 | 0.415 | 0.43684 | 2023-10-10 | DATA NOT AVAILABLE | N | DATA NOT AVAILABLE | DATA NOT AVAILABLE | DATA NOT AVAILABLE | DATA NOT AVAILABLE | DATA NOT AVAILABLE | 2023-12-11
DATA NOT AVAILABLE | DATA NOT AVAILABLE | DATA NOT AVAILABLE | 3.36MW CHP + IIL TO 3.599MVA | THE SUMMER BERRY COMPANY | LEYTHORNE NURSERIES VINNETROW ROAD RUNCTON | CHICHESTER | WEST SUSSEX | PO20 1QD | ENGLAND | 488236 | 103031 | LOVEDEAN GSP | HUNSTON | HUNSTON | 11 | SOUTHERN ELECTRIC POWER DISTRIBUTION PLC | DATA NOT AVAILABLE | ENGINE (COMBUSTION / RECIPROCATING) | NO | DATA NOT AVAILABLE | DATA NOT AVAILABLE | 3.36 | DATA NOT AVAILABLE | DATA NOT AVAILABLE | DATA NOT AVAILABLE | DATA NOT AVAILABLE | DATA NOT AVAILABLE | DATA NOT AVAILABLE | DATA NOT AVAILABLE | DATA NOT AVAILABLE | DATA NOT AVAILABLE | DATA NOT AVAILABLE | DATA NOT AVAILABLE | DATA NOT AVAILABLE | DATA NOT AVAILABLE | ACCEPTED TO CONNECT | DATA NOT AVAILABLE | DATA NOT AVAILABLE | DATA NOT AVAILABLE | DATA NOT AVAILABLE | DATA NOT AVAILABLE | DATA NOT AVAILABLE | 3.36 | 0.999 | 1.0516 | 0.999 | 1.0516 | 2023-10-06 | DATA NOT AVAILABLE | N | DATA NOT AVAILABLE | DATA NOT AVAILABLE | DATA NOT AVAILABLE | DATA NOT AVAILABLE | DATA NOT AVAILABLE | 2023-12-11
DATA NOT AVAILABLE | DATA NOT AVAILABLE | SKY UK DEVELOPMENT LIMITED | 49.9MW BATTERY | NEWLANDS POWER PLANT, NEWLANDS FARM | CREWKERNE ROAD AXMINSTER OUT OF AREA | AXIMISTER | DEVON | EX13 5SF | ENGLAND | 333254 | 97499 | AXMINSTER | DATA NOT AVAILABLE | DATA NOT AVAILABLE | 132 | SOUTHERN ELECTRIC POWER DISTRIBUTION PLC | STORED ENERGY (ALL STORED ENERGY IRRESPECTVE OF THE ORIGINAL ENERGY SOURCE) | STORAGE - ELECTROCHEMICAL (BATTERIES) | NO | DATA NOT AVAILABLE | DATA NOT AVAILABLE | 52.5 | DATA NOT AVAILABLE | DATA NOT AVAILABLE | DATA NOT AVAILABLE | DATA NOT AVAILABLE | DATA NOT AVAILABLE | DATA NOT AVAILABLE | DATA NOT AVAILABLE | DATA NOT AVAILABLE | DATA NOT AVAILABLE | DATA NOT AVAILABLE | DATA NOT AVAILABLE | DATA NOT AVAILABLE | DATA NOT AVAILABLE | ACCEPTED TO CONNECT | DATA NOT AVAILABLE | DATA NOT AVAILABLE | DATA NOT AVAILABLE | DATA NOT AVAILABLE | DATA NOT AVAILABLE | DATA NOT AVAILABLE | 52.5 | 49.9 | 52.5263 | 52.5 | 55.2632 | 2022-12-05 | DATA NOT AVAILABLE | N | DATA NOT AVAILABLE | DATA NOT AVAILABLE | DATA NOT AVAILABLE | DATA NOT AVAILABLE | DATA NOT AVAILABLE | 2024-01-11
DATA NOT AVAILABLE | DATA NOT AVAILABLE | DATA NOT AVAILABLE | GREMISTA ENERGY BESS | NEW SITE | GREMISTA | LERWICK | SHETLAND ISLANDS | ZE1 0DG | SCOTLAND | 446250 | 1142972 | GREMISTA | DATA NOT APPLICABLE | DATA NOT AVAILABLE | EHV | SCOTTISH HYDRO ELECTRIC POWER DISTRIBUTION PLC | STORED ENERGY (ALL STORED ENERGY IRRESPECTVE OF THE ORIGINAL ENERGY SOURCE) | STORAGE - ELECTROCHEMICAL (BATTERIES) | NO | DATA NOT AVAILABLE | DATA NOT AVAILABLE | 63.2 | DATA NOT AVAILABLE | DATA NOT AVAILABLE | DATA NOT AVAILABLE | DATA NOT AVAILABLE | DATA NOT AVAILABLE | DATA NOT AVAILABLE | DATA NOT AVAILABLE | DATA NOT AVAILABLE | DATA NOT AVAILABLE | DATA NOT AVAILABLE | DATA NOT AVAILABLE | DATA NOT AVAILABLE | DATA NOT AVAILABLE | ACCEPTED TO CONNECT | DATA NOT AVAILABLE | DATA NOT AVAILABLE | DATA NOT AVAILABLE | DATA NOT AVAILABLE | DATA NOT AVAILABLE | DATA NOT AVAILABLE | 63.2 | 49.9 | 52.5263 | 49.9 | 52.5263 | 2023-12-27 | DATA NOT AVAILABLE | N | DATA NOT AVAILABLE | DATA NOT AVAILABLE | DATA NOT AVAILABLE | DATA NOT AVAILABLE | DATA NOT AVAILABLE | 2024-01-11
DATA NOT AVAILABLE | DATA NOT AVAILABLE | BSR APPLICATIONS LIMITED | RY PRESTON FARM - SOLAR PV | PRESTON FARM | PRESTON CANDOVER | BASINGSTOKE | HAMPSHIRE | RG25 2DS | ENGLAND | 460862 | 142227 | BRAMLEY (FLEE) | FERNHURST | PRESTON CANDOVER | 11 | SOUTHERN ELECTRIC POWER DISTRIBUTION PLC | SOLAR | PHOTOVOLTAIC | NO | DATA NOT AVAILABLE | DATA NOT AVAILABLE | 20 | DATA NOT AVAILABLE | DATA NOT AVAILABLE | DATA NOT AVAILABLE | DATA NOT AVAILABLE | DATA NOT AVAILABLE | DATA NOT AVAILABLE | DATA NOT AVAILABLE | DATA NOT AVAILABLE | DATA NOT AVAILABLE | DATA NOT AVAILABLE | DATA NOT AVAILABLE | DATA NOT AVAILABLE | DATA NOT AVAILABLE | ACCEPTED TO CONNECT | DATA NOT AVAILABLE | DATA NOT AVAILABLE | DATA NOT AVAILABLE | DATA NOT AVAILABLE | DATA NOT AVAILABLE | DATA NOT AVAILABLE | 20 | 20 | 21.0526 | 0.45 | 0.47368 | 2023-12-08 | DATA NOT AVAILABLE | N | DATA NOT AVAILABLE | DATA NOT AVAILABLE | DATA NOT AVAILABLE | DATA NOT AVAILABLE | DATA NOT AVAILABLE | 2024-01-11
DATA NOT AVAILABLE | DATA NOT AVAILABLE | DATA NOT AVAILABLE | FAST TRACK** 50 MVA MAJP BESS | OUNCES BARN | A285 TINWOOD LANE TO THICKET LANE | CHICHESTER | WEST SUSSEX | PO18 0NP | ENGLAND | 491997 | 108471 | LOVEDEAN GSP | CHICHESTER | DATA NOT AVAILABLE | 132 | SOUTHERN ELECTRIC POWER DISTRIBUTION PLC | STORED ENERGY (ALL STORED ENERGY IRRESPECTVE OF THE ORIGINAL ENERGY SOURCE) | STORAGE - ELECTROCHEMICAL (BATTERIES) | NO | DATA NOT AVAILABLE | DATA NOT AVAILABLE | 50.16 | DATA NOT AVAILABLE | DATA NOT AVAILABLE | DATA NOT AVAILABLE | DATA NOT AVAILABLE | DATA NOT AVAILABLE | DATA NOT AVAILABLE | DATA NOT AVAILABLE | DATA NOT AVAILABLE | DATA NOT AVAILABLE | DATA NOT AVAILABLE | DATA NOT AVAILABLE | DATA NOT AVAILABLE | DATA NOT AVAILABLE | ACCEPTED TO CONNECT | DATA NOT AVAILABLE | DATA NOT AVAILABLE | DATA NOT AVAILABLE | DATA NOT AVAILABLE | DATA NOT AVAILABLE | DATA NOT AVAILABLE | 50.16 | 49.9 | 52.5263 | 52.526 | 55.2905 | 2023-12-12 | DATA NOT AVAILABLE | N | DATA NOT AVAILABLE | DATA NOT AVAILABLE | DATA NOT AVAILABLE | DATA NOT AVAILABLE | DATA NOT AVAILABLE | 2024-01-11
DATA NOT AVAILABLE | DATA NOT AVAILABLE | DATA NOT AVAILABLE | AUTH | SHB HIRE LTD | MILL LANE | SOUTHAMPTON | HAMPSHIRE | SO16 0YE | ENGLAND | 435578 | 115796 | NURSLING GSP | DATA NOT AVAILABLE | DATA NOT AVAILABLE | 132 | SOUTHERN ELECTRIC POWER DISTRIBUTION PLC | OTHER | OTHER | NO | DATA NOT AVAILABLE | DATA NOT AVAILABLE | 50 | DATA NOT AVAILABLE | DATA NOT AVAILABLE | DATA NOT AVAILABLE | DATA NOT AVAILABLE | DATA NOT AVAILABLE | DATA NOT AVAILABLE | DATA NOT AVAILABLE | DATA NOT AVAILABLE | DATA NOT AVAILABLE | DATA NOT AVAILABLE | DATA NOT AVAILABLE | DATA NOT AVAILABLE | DATA NOT AVAILABLE | ACCEPTED TO CONNECT | DATA NOT AVAILABLE | DATA NOT AVAILABLE | DATA NOT AVAILABLE | DATA NOT AVAILABLE | DATA NOT AVAILABLE | DATA NOT AVAILABLE | 50 | 50 | 52.6316 | 52.632 | 55.4021 | 2023-12-04 | DATA NOT AVAILABLE | N | DATA NOT AVAILABLE | DATA NOT AVAILABLE | DATA NOT AVAILABLE | DATA NOT AVAILABLE | DATA NOT AVAILABLE | 2024-01-11
DATA NOT AVAILABLE | DATA NOT AVAILABLE | DATA NOT AVAILABLE | GEN | EASTBRIDGE HOUSE | PANKRIDGE STREET | FARNHAM | HAMPSHIRE | GU10 5RH | ENGLAND | 479866 | 149753 | BRAMLEY (FLEE) | COXMOOR WOOD | DATA NOT AVAILABLE | 132 | SOUTHERN ELECTRIC POWER DISTRIBUTION PLC | OTHER | OTHER | NO | DATA NOT AVAILABLE | DATA NOT AVAILABLE | 59.45 | DATA NOT AVAILABLE | DATA NOT AVAILABLE | DATA NOT AVAILABLE | DATA NOT AVAILABLE | DATA NOT AVAILABLE | DATA NOT AVAILABLE | DATA NOT AVAILABLE | DATA NOT AVAILABLE | DATA NOT AVAILABLE | DATA NOT AVAILABLE | DATA NOT AVAILABLE | DATA NOT AVAILABLE | DATA NOT AVAILABLE | ACCEPTED TO CONNECT | DATA NOT AVAILABLE | DATA NOT AVAILABLE | DATA NOT AVAILABLE | DATA NOT AVAILABLE | DATA NOT AVAILABLE | DATA NOT AVAILABLE | 59.45 | 49.9 | 52.5263 | 9.9 | 10.4211 | 2023-12-22 | DATA NOT AVAILABLE | N | DATA NOT AVAILABLE | DATA NOT AVAILABLE | DATA NOT AVAILABLE | DATA NOT AVAILABLE | DATA NOT AVAILABLE | 2024-01-11
DATA NOT AVAILABLE | DATA NOT AVAILABLE | YLEM ENERGY LTD | GRUDIE BRIDGE 50MW BESS | DATA NOT AVAILABLE | STRATHBRAN FOREST STRATHBRAN ACHANALT | GARVE | HIGHLAND | IV23 2QB | SCOTLAND | 230856 | 862137 | GRUDIE BRIDGE | DATA NOT APPLICABLE | GRUDIE BRIDGE | 33 | SCOTTISH HYDRO ELECTRIC POWER DISTRIBUTION PLC | STORED ENERGY (ALL STORED ENERGY IRRESPECTVE OF THE ORIGINAL ENERGY SOURCE) | STORAGE - ELECTROCHEMICAL (BATTERIES) | NO | DATA NOT AVAILABLE | DATA NOT AVAILABLE | 51.75 | DATA NOT AVAILABLE | DATA NOT AVAILABLE | DATA NOT AVAILABLE | DATA NOT AVAILABLE | DATA NOT AVAILABLE | DATA NOT AVAILABLE | DATA NOT AVAILABLE | DATA NOT AVAILABLE | DATA NOT AVAILABLE | DATA NOT AVAILABLE | DATA NOT AVAILABLE | DATA NOT AVAILABLE | DATA NOT AVAILABLE | ACCEPTED TO CONNECT | DATA NOT AVAILABLE | DATA NOT AVAILABLE | DATA NOT AVAILABLE | DATA NOT AVAILABLE | DATA NOT AVAILABLE | DATA NOT AVAILABLE | 51.75 | 50 | 52.6316 | 50 | 52.6316 | 2023-12-21 | DATA NOT AVAILABLE | N | DATA NOT AVAILABLE | DATA NOT AVAILABLE | DATA NOT AVAILABLE | DATA NOT AVAILABLE | DATA NOT AVAILABLE | 2024-01-11
DATA NOT AVAILABLE | DATA NOT AVAILABLE | DATA NOT AVAILABLE | DUNDEE FOOTBALL CLUB | DATA NOT AVAILABLE | LAND AT DRAYTON DRIVE CAMPERDOWN | DUNDEE | DUNDEE CITY | DD2 3SQ | SCOTLAND | 337154 | 732605 | LYNDHURST | DATA NOT APPLICABLE | DATA NOT AVAILABLE | EHV | SCOTTISH HYDRO ELECTRIC POWER DISTRIBUTION PLC | OTHER | OTHER | NO | DATA NOT AVAILABLE | DATA NOT AVAILABLE | 60 | DATA NOT AVAILABLE | DATA NOT AVAILABLE | DATA NOT AVAILABLE | DATA NOT AVAILABLE | DATA NOT AVAILABLE | DATA NOT AVAILABLE | DATA NOT AVAILABLE | DATA NOT AVAILABLE | DATA NOT AVAILABLE | DATA NOT AVAILABLE | DATA NOT AVAILABLE | DATA NOT AVAILABLE | DATA NOT AVAILABLE | ACCEPTED TO CONNECT | DATA NOT AVAILABLE | DATA NOT AVAILABLE | DATA NOT AVAILABLE | DATA NOT AVAILABLE | DATA NOT AVAILABLE | DATA NOT AVAILABLE | 60 | 60 | 63.1579 | 60 | 63.1579 | 2023-12-07 | DATA NOT AVAILABLE | N | DATA NOT AVAILABLE | DATA NOT AVAILABLE | DATA NOT AVAILABLE | DATA NOT AVAILABLE | DATA NOT AVAILABLE | 2024-01-11
DATA NOT AVAILABLE | DATA NOT AVAILABLE | DATA NOT AVAILABLE | (AM) INTERACTIVE 1MVA | DATA NOT AVAILABLE | MEREOAK PARK AND RIDE, | READING | WOKINGHAM | RG7 1JY | ENGLAND | 469946 | 166791 | BRAMLEY (FLEE) | BURGHFIELD MAIN | WHITLEY WOOD | 11 | SOUTHERN ELECTRIC POWER DISTRIBUTION PLC | SOLAR | PHOTOVOLTAIC | NO | DATA NOT AVAILABLE | DATA NOT AVAILABLE | 1 | DATA NOT AVAILABLE | DATA NOT AVAILABLE | DATA NOT AVAILABLE | DATA NOT AVAILABLE | DATA NOT AVAILABLE | DATA NOT AVAILABLE | DATA NOT AVAILABLE | DATA NOT AVAILABLE | DATA NOT AVAILABLE | DATA NOT AVAILABLE | DATA NOT AVAILABLE | DATA NOT AVAILABLE | DATA NOT AVAILABLE | ACCEPTED TO CONNECT | DATA NOT AVAILABLE | DATA NOT AVAILABLE | DATA NOT AVAILABLE | DATA NOT AVAILABLE | DATA NOT AVAILABLE | DATA NOT AVAILABLE | 1 | 1 | 1.0526 | 0.053 | 0.055789 | 2023-12-18 | DATA NOT AVAILABLE | N | DATA NOT AVAILABLE | DATA NOT AVAILABLE | DATA NOT AVAILABLE | DATA NOT AVAILABLE | DATA NOT AVAILABLE | 2024-01-11
DATA NOT AVAILABLE | DATA NOT AVAILABLE | DATA NOT AVAILABLE | DATA NOT AVAILABLE | DATA NOT AVAILABLE | LAND NEAR CHURCH HILL, ST. NICHOLAS, HURST | WOKINGHAM | WOKINGHAM | RG10 0RX | ENGLAND | 480055 | 172852 | BRAMLEY (FLEE) | READING | TWYFORD | 11 | SOUTHERN ELECTRIC POWER DISTRIBUTION PLC | SOLAR | PHOTOVOLTAIC | NO | DATA NOT AVAILABLE | DATA NOT AVAILABLE | 20 | DATA NOT AVAILABLE | DATA NOT AVAILABLE | DATA NOT AVAILABLE | DATA NOT AVAILABLE | DATA NOT AVAILABLE | DATA NOT AVAILABLE | DATA NOT AVAILABLE | DATA NOT AVAILABLE | DATA NOT AVAILABLE | DATA NOT AVAILABLE | DATA NOT AVAILABLE | DATA NOT AVAILABLE | DATA NOT AVAILABLE | ACCEPTED TO CONNECT | DATA NOT AVAILABLE | DATA NOT AVAILABLE | DATA NOT AVAILABLE | DATA NOT AVAILABLE | DATA NOT AVAILABLE | DATA NOT AVAILABLE | 20 | 20 | 21.0526 | 0.158 | 0.16632 | 2023-12-14 | DATA NOT AVAILABLE | N | DATA NOT AVAILABLE | DATA NOT AVAILABLE | DATA NOT AVAILABLE | DATA NOT AVAILABLE | DATA NOT AVAILABLE | 2024-01-11
DATA NOT AVAILABLE | DATA NOT AVAILABLE | DATA NOT AVAILABLE | DOCO 14.4MW WIND, 8MW BESS | DATA NOT AVAILABLE | SHETLAND WIND FARM, | SHETLAND | SHETLAND ISLANDS | ZE2 9PP | SCOTLAND | 445969 | 1154515 | GREMISTA | DATA NOT APPLICABLE | GREMISTA | 11 | SCOTTISH HYDRO ELECTRIC POWER DISTRIBUTION PLC | WIND | ONSHORE WIND TURBINES | NO | DATA NOT AVAILABLE | DATA NOT AVAILABLE | 22.4 | DATA NOT AVAILABLE | DATA NOT AVAILABLE | DATA NOT AVAILABLE | DATA NOT AVAILABLE | DATA NOT AVAILABLE | DATA NOT AVAILABLE | DATA NOT AVAILABLE | DATA NOT AVAILABLE | DATA NOT AVAILABLE | DATA NOT AVAILABLE | DATA NOT AVAILABLE | DATA NOT AVAILABLE | DATA NOT AVAILABLE | ACCEPTED TO CONNECT | DATA NOT AVAILABLE | DATA NOT AVAILABLE | DATA NOT AVAILABLE | DATA NOT AVAILABLE | DATA NOT AVAILABLE | DATA NOT AVAILABLE | 22.4 | 18 | 18.9474 | 8 | 8.4211 | 2023-12-13 | DATA NOT AVAILABLE | N | DATA NOT AVAILABLE | DATA NOT AVAILABLE | DATA NOT AVAILABLE | DATA NOT AVAILABLE | DATA NOT AVAILABLE | 2024-01-11
DATA NOT AVAILABLE | DATA NOT AVAILABLE | WIND 2 LTD | SWARCLETT WIND FARM & BESS | DATA NOT AVAILABLE | LAND AT SWARCLETT FARMS HALKIRK | HALKIRK | HIGHLAND | KW12 6UX | SCOTLAND | 318216 | 960849 | THURSO SOUTH GRID | DATA NOT APPLICABLE | THURSO SOUTH GRID | 33 | SCOTTISH HYDRO ELECTRIC POWER DISTRIBUTION PLC | WIND | ONSHORE WIND TURBINES | NO | DATA NOT AVAILABLE | DATA NOT AVAILABLE | 18.16 | STORED ENERGY (ALL STORED ENERGY IRRESPECTVE OF THE ORIGINAL ENERGY SOURCE) | STORAGE - ELECTROCHEMICAL (BATTERIES) | DATA NOT AVAILABLE | DATA NOT AVAILABLE | DATA NOT AVAILABLE | 18 | DATA NOT AVAILABLE | DATA NOT AVAILABLE | DATA NOT AVAILABLE | DATA NOT AVAILABLE | DATA NOT AVAILABLE | DATA NOT AVAILABLE | DATA NOT AVAILABLE | ACCEPTED TO CONNECT | DATA NOT AVAILABLE | DATA NOT AVAILABLE | DATA NOT AVAILABLE | DATA NOT AVAILABLE | DATA NOT AVAILABLE | DATA NOT AVAILABLE | 18.16 | 18 | 18.9474 | 8.412 | 8.8547 | 2023-12-18 | DATA NOT AVAILABLE | N | DATA NOT AVAILABLE | DATA NOT AVAILABLE | DATA NOT AVAILABLE | DATA NOT AVAILABLE | DATA NOT AVAILABLE | 2024-01-11
DATA NOT AVAILABLE | DATA NOT AVAILABLE | DATA NOT AVAILABLE | SPA - 30MW PV | DATA NOT AVAILABLE | NEWFIELD | PETERHEAD | ABERDEENSHIRE | AB42 3JP | SCOTLAND | 409237 | 842741 | PETERHEAD GRANGE | DATA NOT APPLICABLE | PETERHEAD GRANGE 33KV | 33 | SCOTTISH HYDRO ELECTRIC POWER DISTRIBUTION PLC | SOLAR | PHOTOVOLTAIC | NO | DATA NOT AVAILABLE | DATA NOT AVAILABLE | 31.608 | DATA NOT AVAILABLE | DATA NOT AVAILABLE | DATA NOT AVAILABLE | DATA NOT AVAILABLE | DATA NOT AVAILABLE | DATA NOT AVAILABLE | DATA NOT AVAILABLE | DATA NOT AVAILABLE | DATA NOT AVAILABLE | DATA NOT AVAILABLE | DATA NOT AVAILABLE | DATA NOT AVAILABLE | DATA NOT AVAILABLE | ACCEPTED TO CONNECT | DATA NOT AVAILABLE | DATA NOT AVAILABLE | DATA NOT AVAILABLE | DATA NOT AVAILABLE | DATA NOT AVAILABLE | DATA NOT AVAILABLE | 31.608 | 30 | 31.5789 | 0.05 | 0.052632 | 2023-12-21 | DATA NOT AVAILABLE | N | DATA NOT AVAILABLE | DATA NOT AVAILABLE | DATA NOT AVAILABLE | DATA NOT AVAILABLE | DATA NOT AVAILABLE | 2024-01-11
DATA NOT AVAILABLE | DATA NOT AVAILABLE | DATA NOT AVAILABLE | DATA NOT AVAILABLE | DATA NOT AVAILABLE | PORTSMOUTH ROAD,, SOUTHAMPTON, HAMPSHIRE BURSLEDEN | NETLEY | HAMPSHIRE | SO31 8BT | ENGLAND | 447014 | 110327 | BOTLEY WOOD GSP | NETLEY COMMON | OLD NETLEY PV GENERATION | 33 | SOUTHERN ELECTRIC POWER DISTRIBUTION PLC | SOLAR | PHOTOVOLTAIC | NO | DATA NOT AVAILABLE | DATA NOT AVAILABLE | 2.7 | DATA NOT AVAILABLE | DATA NOT AVAILABLE | DATA NOT AVAILABLE | DATA NOT AVAILABLE | DATA NOT AVAILABLE | DATA NOT AVAILABLE | DATA NOT AVAILABLE | DATA NOT AVAILABLE | DATA NOT AVAILABLE | DATA NOT AVAILABLE | DATA NOT AVAILABLE | DATA NOT AVAILABLE | DATA NOT AVAILABLE | ACCEPTED TO CONNECT | DATA NOT AVAILABLE | DATA NOT AVAILABLE | DATA NOT AVAILABLE | DATA NOT AVAILABLE | DATA NOT AVAILABLE | DATA NOT AVAILABLE | 2.7 | 2.565 | 2.7 | 0 | 0 | 2023-12-04 | DATA NOT AVAILABLE | N | DATA NOT AVAILABLE | DATA NOT AVAILABLE | DATA NOT AVAILABLE | DATA NOT AVAILABLE | DATA NOT AVAILABLE | 2024-01-11
DATA NOT AVAILABLE | DATA NOT AVAILABLE | DATA NOT AVAILABLE | SUPERCEDING OF ERM169 | DATA NOT AVAILABLE | LAIRD SOLAR FARM, LAIRD'S FARM LOCHHEAD QUARRY | FORFAR | ANGUS | DD8 2HX | SCOTLAND | 346597 | 750946 | DATA NOT AVAILABLE | DATA NOT APPLICABLE | DATA NOT AVAILABLE | EHV | SCOTTISH HYDRO ELECTRIC POWER DISTRIBUTION PLC | SOLAR | PHOTOVOLTAIC | NO | DATA NOT AVAILABLE | DATA NOT AVAILABLE | 31.4 | DATA NOT AVAILABLE | DATA NOT AVAILABLE | DATA NOT AVAILABLE | DATA NOT AVAILABLE | DATA NOT AVAILABLE | DATA NOT AVAILABLE | DATA NOT AVAILABLE | DATA NOT AVAILABLE | DATA NOT AVAILABLE | DATA NOT AVAILABLE | DATA NOT AVAILABLE | DATA NOT AVAILABLE | DATA NOT AVAILABLE | ACCEPTED TO CONNECT | DATA NOT AVAILABLE | DATA NOT AVAILABLE | DATA NOT AVAILABLE | DATA NOT AVAILABLE | DATA NOT AVAILABLE | DATA NOT AVAILABLE | 31.4 | 29.8 | 31.3684 | 1.7 | 1.7895 | 2023-12-20 | DATA NOT AVAILABLE | N | DATA NOT AVAILABLE | DATA NOT AVAILABLE | DATA NOT AVAILABLE | DATA NOT AVAILABLE | DATA NOT AVAILABLE | 2024-01-11
DATA NOT AVAILABLE | DATA NOT AVAILABLE | KS SPV 73 LIMITED | HALLUM SOLAR FARM | DATA NOT AVAILABLE | HOLDING HALLUM FORSS | THURSO | CAITHNESS | KW14 7YE | SCOTLAND | 303162 | 967243 | DOUNREAY | DATA NOT APPLICABLE | DOUNREAY | 11 | SCOTTISH HYDRO ELECTRIC POWER DISTRIBUTION PLC | SOLAR | PHOTOVOLTAIC | NO | DATA NOT AVAILABLE | DATA NOT AVAILABLE | 22.378 | DATA NOT AVAILABLE | DATA NOT AVAILABLE | DATA NOT AVAILABLE | DATA NOT AVAILABLE | DATA NOT AVAILABLE | DATA NOT AVAILABLE | DATA NOT AVAILABLE | DATA NOT AVAILABLE | DATA NOT AVAILABLE | DATA NOT AVAILABLE | DATA NOT AVAILABLE | DATA NOT AVAILABLE | DATA NOT AVAILABLE | ACCEPTED TO CONNECT | DATA NOT AVAILABLE | DATA NOT AVAILABLE | DATA NOT AVAILABLE | DATA NOT AVAILABLE | DATA NOT AVAILABLE | DATA NOT AVAILABLE | 22.378 | 20 | 21.0526 | 0.207 | 0.21789 | 2023-12-20 | DATA NOT AVAILABLE | N | DATA NOT AVAILABLE | DATA NOT AVAILABLE | DATA NOT AVAILABLE | DATA NOT AVAILABLE | DATA NOT AVAILABLE | 2024-01-11
DATA NOT AVAILABLE | DATA NOT AVAILABLE | DATA NOT AVAILABLE | SPA - 24MW PV / 24MW BATT, 20MW EXPORT | DATA NOT AVAILABLE | FIELDS AT MACDUFF TO TURRIFF ROAD | MACDUFF | ABERDEENSHIRE | AB44 1RU | SCOTLAND | 371549 | 864273 | MACDUFF | DATA NOT APPLICABLE | MACDUFF GRID | 33 | SCOTTISH HYDRO ELECTRIC POWER DISTRIBUTION PLC | SOLAR | PHOTOVOLTAIC | NO | DATA NOT AVAILABLE | DATA NOT AVAILABLE | 48 | DATA NOT AVAILABLE | DATA NOT AVAILABLE | DATA NOT AVAILABLE | DATA NOT AVAILABLE | DATA NOT AVAILABLE | DATA NOT AVAILABLE | DATA NOT AVAILABLE | DATA NOT AVAILABLE | DATA NOT AVAILABLE | DATA NOT AVAILABLE | DATA NOT AVAILABLE | DATA NOT AVAILABLE | DATA NOT AVAILABLE | ACCEPTED TO CONNECT | DATA NOT AVAILABLE | DATA NOT AVAILABLE | DATA NOT AVAILABLE | DATA NOT AVAILABLE | DATA NOT AVAILABLE | DATA NOT AVAILABLE | 48 | 20 | 21.0526 | 20 | 21.0526 | 2024-01-03 | DATA NOT AVAILABLE | N | DATA NOT AVAILABLE | DATA NOT AVAILABLE | DATA NOT AVAILABLE | DATA NOT AVAILABLE | DATA NOT AVAILABLE | 2024-01-11
DATA NOT AVAILABLE | DATA NOT AVAILABLE | DATA NOT AVAILABLE | TO ISSUE DOCO 2MW BESS | FIRST ABERDEEN LTD 395 | KING STREET | ABERDEEN | ABERDEEN CITY | AB24 5RP | SCOTLAND | 394292 | 807427 | WILLOWDALE | DATA NOT APPLICABLE | GREYFRIARS | 11 | SCOTTISH HYDRO ELECTRIC POWER DISTRIBUTION PLC | STORED ENERGY (ALL STORED ENERGY IRRESPECTVE OF THE ORIGINAL ENERGY SOURCE) | STORAGE - ELECTROCHEMICAL (BATTERIES) | NO | DATA NOT AVAILABLE | DATA NOT AVAILABLE | 2 | DATA NOT AVAILABLE | DATA NOT AVAILABLE | DATA NOT AVAILABLE | DATA NOT AVAILABLE | DATA NOT AVAILABLE | DATA NOT AVAILABLE | DATA NOT AVAILABLE | DATA NOT AVAILABLE | DATA NOT AVAILABLE | DATA NOT AVAILABLE | DATA NOT AVAILABLE | DATA NOT AVAILABLE | DATA NOT AVAILABLE | ACCEPTED TO CONNECT | DATA NOT AVAILABLE | DATA NOT AVAILABLE | DATA NOT AVAILABLE | DATA NOT AVAILABLE | DATA NOT AVAILABLE | DATA NOT AVAILABLE | 2 | 2 | 2.1053 | 2.105 | 2.2158 | 2023-12-21 | DATA NOT AVAILABLE | N | DATA NOT AVAILABLE | DATA NOT AVAILABLE | DATA NOT AVAILABLE | DATA NOT AVAILABLE | DATA NOT AVAILABLE | 2024-01-11
DATA NOT AVAILABLE | DATA NOT AVAILABLE | DATA NOT AVAILABLE | (AM) 999KW BESS | HOEFORD DEPOT | GOSPORT ROAD | FAREHAM | HAMPSHIRE | PO16 0ST | ENGLAND | 457926 | 104688 | LOVEDEAN GSP | FAREHAM | HOEFORD | 11 | SOUTHERN ELECTRIC POWER DISTRIBUTION PLC | STORED ENERGY (ALL STORED ENERGY IRRESPECTVE OF THE ORIGINAL ENERGY SOURCE) | STORAGE - ELECTROCHEMICAL (BATTERIES) | NO | DATA NOT AVAILABLE | DATA NOT AVAILABLE | 1 | DATA NOT AVAILABLE | DATA NOT AVAILABLE | DATA NOT AVAILABLE | DATA NOT AVAILABLE | DATA NOT AVAILABLE | DATA NOT AVAILABLE | DATA NOT AVAILABLE | DATA NOT AVAILABLE | DATA NOT AVAILABLE | DATA NOT AVAILABLE | DATA NOT AVAILABLE | DATA NOT AVAILABLE | DATA NOT AVAILABLE | ACCEPTED TO CONNECT | DATA NOT AVAILABLE | DATA NOT AVAILABLE | DATA NOT AVAILABLE | DATA NOT AVAILABLE | DATA NOT AVAILABLE | DATA NOT AVAILABLE | 1 | 0.999 | 1.0516 | 1 | 1.0526 | 2023-12-18 | DATA NOT AVAILABLE | N | DATA NOT AVAILABLE | DATA NOT AVAILABLE | DATA NOT AVAILABLE | DATA NOT AVAILABLE | DATA NOT AVAILABLE | 2024-01-11
DATA NOT AVAILABLE | DATA NOT AVAILABLE | DATA NOT AVAILABLE | 132KV 99.8MW BESS | DATA NOT AVAILABLE | LAND ON THE NORTH AND SOUTH SIDE OF LOWE | GARSINGTON | OXFORDSHIRE | OX44 9DB | ENGLAND | 457925 | 202095 | COWLEY GSP | DATA NOT AVAILABLE | DATA NOT AVAILABLE | 132 | SOUTHERN ELECTRIC POWER DISTRIBUTION PLC | STORED ENERGY (ALL STORED ENERGY IRRESPECTVE OF THE ORIGINAL ENERGY SOURCE) | STORAGE - ELECTROCHEMICAL (BATTERIES) | NO | DATA NOT AVAILABLE | DATA NOT AVAILABLE | 101.2 | DATA NOT AVAILABLE | DATA NOT AVAILABLE | DATA NOT AVAILABLE | DATA NOT AVAILABLE | DATA NOT AVAILABLE | DATA NOT AVAILABLE | DATA NOT AVAILABLE | DATA NOT AVAILABLE | DATA NOT AVAILABLE | DATA NOT AVAILABLE | DATA NOT AVAILABLE | DATA NOT AVAILABLE | DATA NOT AVAILABLE | ACCEPTED TO CONNECT | DATA NOT AVAILABLE | DATA NOT AVAILABLE | DATA NOT AVAILABLE | DATA NOT AVAILABLE | DATA NOT AVAILABLE | DATA NOT AVAILABLE | 101.2 | 99.8 | 105.0526 | 105.052 | 110.5811 | 2023-12-11 | DATA NOT AVAILABLE | N | DATA NOT AVAILABLE | DATA NOT AVAILABLE | DATA NOT AVAILABLE | DATA NOT AVAILABLE | DATA NOT AVAILABLE | 2024-01-11
DATA NOT AVAILABLE | DATA NOT AVAILABLE | DATA NOT AVAILABLE | WINDBURN WIND FARM 75MW WIND, 35MW BESS | DATA NOT AVAILABLE | WINDBURN WIND FARM | AUCHTERARDER | PERTHSHIRE AND KINROSS | PH4 1QT | SCOTLAND | 286922 | 706612 | BRACO WEST GRID | DATA NOT APPLICABLE | DATA NOT AVAILABLE | EHV | SCOTTISH HYDRO ELECTRIC POWER DISTRIBUTION PLC | WIND | ONSHORE WIND TURBINES | NO | DATA NOT AVAILABLE | DATA NOT AVAILABLE | 110 | DATA NOT AVAILABLE | DATA NOT AVAILABLE | DATA NOT AVAILABLE | DATA NOT AVAILABLE | DATA NOT AVAILABLE | DATA NOT AVAILABLE | DATA NOT AVAILABLE | DATA NOT AVAILABLE | DATA NOT AVAILABLE | DATA NOT AVAILABLE | DATA NOT AVAILABLE | DATA NOT AVAILABLE | DATA NOT AVAILABLE | ACCEPTED TO CONNECT | DATA NOT AVAILABLE | DATA NOT AVAILABLE | DATA NOT AVAILABLE | DATA NOT AVAILABLE | DATA NOT AVAILABLE | DATA NOT AVAILABLE | 110 | 75 | 78.9474 | 35 | 36.8421 | 2023-12-21 | DATA NOT AVAILABLE | N | DATA NOT AVAILABLE | DATA NOT AVAILABLE | DATA NOT AVAILABLE | DATA NOT AVAILABLE | DATA NOT AVAILABLE | 2024-01-11
DATA NOT AVAILABLE | DATA NOT AVAILABLE | DATA NOT AVAILABLE | MANOR FARM PV | LAND AT MANOR FARM | SHRIPNEY | BOGNOR REGIS | WEST SUSSEX | PO22 9UP | ENGLAND | 493499 | 102153 | LOVEDEAN GSP | CHICHESTER | CHICHESTER | 11 | SOUTHERN ELECTRIC POWER DISTRIBUTION PLC | SOLAR | PHOTOVOLTAIC | NO | DATA NOT AVAILABLE | DATA NOT AVAILABLE | 15 | DATA NOT AVAILABLE | DATA NOT AVAILABLE | DATA NOT AVAILABLE | DATA NOT AVAILABLE | DATA NOT AVAILABLE | DATA NOT AVAILABLE | DATA NOT AVAILABLE | DATA NOT AVAILABLE | DATA NOT AVAILABLE | DATA NOT AVAILABLE | DATA NOT AVAILABLE | DATA NOT AVAILABLE | DATA NOT AVAILABLE | ACCEPTED TO CONNECT | DATA NOT AVAILABLE | DATA NOT AVAILABLE | DATA NOT AVAILABLE | DATA NOT AVAILABLE | DATA NOT AVAILABLE | DATA NOT AVAILABLE | 15 | 15 | 15.7895 | 0.09 | 0.094737 | 2023-12-05 | DATA NOT AVAILABLE | N | DATA NOT AVAILABLE | DATA NOT AVAILABLE | DATA NOT AVAILABLE | DATA NOT AVAILABLE | DATA NOT AVAILABLE | 2024-01-11
DATA NOT AVAILABLE | DATA NOT AVAILABLE | DATA NOT AVAILABLE | DATA NOT AVAILABLE | DATA NOT AVAILABLE | MUNDAN SOLAR FARM, CHURCH LANE HUNSTON | CHICHESTER | WEST SUSSEX | PO20 1AJ | ENGLAND | 486375 | 101630 | LOVEDEAN GSP | HUNSTON | ROSE GREEN | 11 | SOUTHERN ELECTRIC POWER DISTRIBUTION PLC | SOLAR | PHOTOVOLTAIC | NO | DATA NOT AVAILABLE | DATA NOT AVAILABLE | 32 | DATA NOT AVAILABLE | DATA NOT AVAILABLE | DATA NOT AVAILABLE | DATA NOT AVAILABLE | DATA NOT AVAILABLE | DATA NOT AVAILABLE | DATA NOT AVAILABLE | DATA NOT AVAILABLE | DATA NOT AVAILABLE | DATA NOT AVAILABLE | DATA NOT AVAILABLE | DATA NOT AVAILABLE | DATA NOT AVAILABLE | ACCEPTED TO CONNECT | DATA NOT AVAILABLE | DATA NOT AVAILABLE | DATA NOT AVAILABLE | DATA NOT AVAILABLE | DATA NOT AVAILABLE | DATA NOT AVAILABLE | 32 | 30 | 31.5789 | 0.204 | 0.21474 | 2023-12-04 | DATA NOT AVAILABLE | N | DATA NOT AVAILABLE | DATA NOT AVAILABLE | DATA NOT AVAILABLE | DATA NOT AVAILABLE | DATA NOT AVAILABLE | 2024-01-11
DATA NOT AVAILABLE | DATA NOT AVAILABLE | UK CONNECTIONS QUEEQUEG RENEWABLES | 40MVA MAJP | DATA NOT AVAILABLE | LAND AT MEADOWS FARM WORLDS END | HAMBLEDON | HAMPSHIRE | PO7 4QX | ENGLAND | 462996 | 111834 | LOVEDEAN GSP | DATA NOT AVAILABLE | DATA NOT AVAILABLE | 132 | SOUTHERN ELECTRIC POWER DISTRIBUTION PLC | OTHER | OTHER | NO | DATA NOT AVAILABLE | DATA NOT AVAILABLE | 45.6 | DATA NOT AVAILABLE | DATA NOT AVAILABLE | DATA NOT AVAILABLE | DATA NOT AVAILABLE | DATA NOT AVAILABLE | DATA NOT AVAILABLE | DATA NOT AVAILABLE | DATA NOT AVAILABLE | DATA NOT AVAILABLE | DATA NOT AVAILABLE | DATA NOT AVAILABLE | DATA NOT AVAILABLE | DATA NOT AVAILABLE | ACCEPTED TO CONNECT | DATA NOT AVAILABLE | DATA NOT AVAILABLE | DATA NOT AVAILABLE | DATA NOT AVAILABLE | DATA NOT AVAILABLE | DATA NOT AVAILABLE | 45.6 | 40 | 42.1053 | 42.105 | 44.3211 | 2023-12-18 | DATA NOT AVAILABLE | N | DATA NOT AVAILABLE | DATA NOT AVAILABLE | DATA NOT AVAILABLE | DATA NOT AVAILABLE | DATA NOT AVAILABLE | 2024-01-11
DATA NOT AVAILABLE | DATA NOT AVAILABLE | DATA NOT AVAILABLE | EHV 66MW BESS | DATA NOT AVAILABLE | QUEENLAINES FARM | SEVENHAMPTON | WILTSHIRE | SN6 7SQ | ENGLAND | 419306 | 190227 | MINETY GSP | STRATTON | STRATTON | 11 | SOUTHERN ELECTRIC POWER DISTRIBUTION PLC | STORED ENERGY (ALL STORED ENERGY IRRESPECTVE OF THE ORIGINAL ENERGY SOURCE) | STORAGE - ELECTROCHEMICAL (BATTERIES) | NO | DATA NOT AVAILABLE | DATA NOT AVAILABLE | 68.4 | DATA NOT AVAILABLE | DATA NOT AVAILABLE | DATA NOT AVAILABLE | DATA NOT AVAILABLE | DATA NOT AVAILABLE | DATA NOT AVAILABLE | DATA NOT AVAILABLE | DATA NOT AVAILABLE | DATA NOT AVAILABLE | DATA NOT AVAILABLE | DATA NOT AVAILABLE | DATA NOT AVAILABLE | DATA NOT AVAILABLE | ACCEPTED TO CONNECT | DATA NOT AVAILABLE | DATA NOT AVAILABLE | DATA NOT AVAILABLE | DATA NOT AVAILABLE | DATA NOT AVAILABLE | DATA NOT AVAILABLE | 68.4 | 66 | 69.4737 | 69.474 | 73.1305 | 2023-12-12 | DATA NOT AVAILABLE | N | DATA NOT AVAILABLE | DATA NOT AVAILABLE | DATA NOT AVAILABLE | DATA NOT AVAILABLE | DATA NOT AVAILABLE | 2024-01-11
DATA NOT AVAILABLE | DATA NOT AVAILABLE | JSM GROUP | 15MW PV | PITT FARM | SARUM ROAD HURSLEY | WINCHESTER | HAMPSHIRE | S022 5QS | ENGLAND | 444180 | 129586 | NURSLING GSP | WINCHESTER | WINCHESTER 33KV | 33 | SOUTHERN ELECTRIC POWER DISTRIBUTION PLC | SOLAR | PHOTOVOLTAIC | NO | DATA NOT AVAILABLE | DATA NOT AVAILABLE | 15.2 | DATA NOT AVAILABLE | DATA NOT AVAILABLE | DATA NOT AVAILABLE | DATA NOT AVAILABLE | DATA NOT AVAILABLE | DATA NOT AVAILABLE | DATA NOT AVAILABLE | DATA NOT AVAILABLE | DATA NOT AVAILABLE | DATA NOT AVAILABLE | DATA NOT AVAILABLE | DATA NOT AVAILABLE | DATA NOT AVAILABLE | ACCEPTED TO CONNECT | DATA NOT AVAILABLE | DATA NOT AVAILABLE | DATA NOT AVAILABLE | DATA NOT AVAILABLE | DATA NOT AVAILABLE | DATA NOT AVAILABLE | 15.2 | 15.2 | 16 | 0.263 | 0.27684 | 2023-12-06 | DATA NOT AVAILABLE | N | DATA NOT AVAILABLE | DATA NOT AVAILABLE | DATA NOT AVAILABLE | DATA NOT AVAILABLE | DATA NOT AVAILABLE | 2024-01-11
DATA NOT AVAILABLE | DATA NOT AVAILABLE | OPD ENERGY UK LTD | LOANHEAD FARM BESS REQUOTE | LOANHEAD FARM | DATA NOT AVAILABLE | ELGIN | MORAY | IV30 8XJ | SCOTLAND | 318204 | 864180 | ELGIN | DATA NOT APPLICABLE | ELGIN GRID | 33 | SCOTTISH HYDRO ELECTRIC POWER DISTRIBUTION PLC | STORED ENERGY (ALL STORED ENERGY IRRESPECTVE OF THE ORIGINAL ENERGY SOURCE) | STORAGE - ELECTROCHEMICAL (BATTERIES) | NO | DATA NOT AVAILABLE | DATA NOT AVAILABLE | 52.68 | DATA NOT AVAILABLE | DATA NOT AVAILABLE | DATA NOT AVAILABLE | DATA NOT AVAILABLE | DATA NOT AVAILABLE | DATA NOT AVAILABLE | DATA NOT AVAILABLE | DATA NOT AVAILABLE | DATA NOT AVAILABLE | DATA NOT AVAILABLE | DATA NOT AVAILABLE | DATA NOT AVAILABLE | DATA NOT AVAILABLE | ACCEPTED TO CONNECT | DATA NOT AVAILABLE | DATA NOT AVAILABLE | DATA NOT AVAILABLE | DATA NOT AVAILABLE | DATA NOT AVAILABLE | DATA NOT AVAILABLE | 52.68 | 50 | 52.6316 | 52.632 | 55.4021 | 2024-01-03 | DATA NOT AVAILABLE | N | DATA NOT AVAILABLE | DATA NOT AVAILABLE | DATA NOT AVAILABLE | DATA NOT AVAILABLE | DATA NOT AVAILABLE | 2024-01-11
DATA NOT AVAILABLE | DATA NOT AVAILABLE | TNEI SERVICES LTD. | NARACHAN WIND FARM | NARACHAN WIND FARM | NARACHAN WIND FARM KINTYRE PENINSULA | ARGYLL | ARGYLL AND BUTE | PA29 6XG | SCOTLAND | 170811 | 648499 | CARRADALE | DATA NOT APPLICABLE | CARRADALE GRID | 33 | SCOTTISH HYDRO ELECTRIC POWER DISTRIBUTION PLC | WIND | ONSHORE WIND TURBINES | NO | DATA NOT AVAILABLE | DATA NOT AVAILABLE | 72.6 | DATA NOT AVAILABLE | DATA NOT AVAILABLE | DATA NOT AVAILABLE | DATA NOT AVAILABLE | DATA NOT AVAILABLE | DATA NOT AVAILABLE | DATA NOT AVAILABLE | DATA NOT AVAILABLE | DATA NOT AVAILABLE | DATA NOT AVAILABLE | DATA NOT AVAILABLE | DATA NOT AVAILABLE | DATA NOT AVAILABLE | ACCEPTED TO CONNECT | DATA NOT AVAILABLE | DATA NOT AVAILABLE | DATA NOT AVAILABLE | DATA NOT AVAILABLE | DATA NOT AVAILABLE | DATA NOT AVAILABLE | 72.6 | 72.6 | 76.4211 | 0.25 | 0.26316 | 2024-01-04 | DATA NOT AVAILABLE | N | DATA NOT AVAILABLE | DATA NOT AVAILABLE | DATA NOT AVAILABLE | DATA NOT AVAILABLE | DATA NOT AVAILABLE | 2024-01-11
DATA NOT AVAILABLE | DATA NOT AVAILABLE | CONRAD ENERGY (DEVELOPMENTS) LIMITED | (AM) 7.2MW - GAS (7.605MW INST) - REQUOTE ERM457 | BISHOPSTOKE POWER GENERATION PLANT | CHICKENHALL LANE BISHOPSTOKE | EASTLEIGH | HAMPSHIRE | SO50 6YU | ENGLAND | 446309 | 118442 | NURSLING GSP | VELMORE | BISHOPSTOKE | 11 | SOUTHERN ELECTRIC POWER DISTRIBUTION PLC | OTHER | OTHER | NO | DATA NOT AVAILABLE | DATA NOT AVAILABLE | 7.605 | DATA NOT AVAILABLE | DATA NOT AVAILABLE | DATA NOT AVAILABLE | DATA NOT AVAILABLE | DATA NOT AVAILABLE | DATA NOT AVAILABLE | DATA NOT AVAILABLE | DATA NOT AVAILABLE | DATA NOT AVAILABLE | DATA NOT AVAILABLE | DATA NOT AVAILABLE | DATA NOT AVAILABLE | DATA NOT AVAILABLE | ACCEPTED TO CONNECT | DATA NOT AVAILABLE | DATA NOT AVAILABLE | DATA NOT AVAILABLE | DATA NOT AVAILABLE | DATA NOT AVAILABLE | DATA NOT AVAILABLE | 7.605 | 7.2 | 7.5789 | 0.3 | 0.31579 | 2023-12-20 | DATA NOT AVAILABLE | N | DATA NOT AVAILABLE | DATA NOT AVAILABLE | DATA NOT AVAILABLE | DATA NOT AVAILABLE | DATA NOT AVAILABLE | 2024-01-11
DATA NOT AVAILABLE | DATA NOT AVAILABLE | WAVIN LIMITED | 250KW PV | WAVIN LIMITED, | PARSONAGE WAY | CHIPPENHAM | WILTSHIRE | SN15 5PN | ENGLAND | 392671 | 174687 | MELKSHAM GSP | CHIPPENHAM | DATA NOT AVAILABLE | EHV | SOUTHERN ELECTRIC POWER DISTRIBUTION PLC | SOLAR | PHOTOVOLTAIC | NO | DATA NOT AVAILABLE | DATA NOT AVAILABLE | 2.09 | DATA NOT AVAILABLE | DATA NOT AVAILABLE | DATA NOT AVAILABLE | DATA NOT AVAILABLE | DATA NOT AVAILABLE | DATA NOT AVAILABLE | DATA NOT AVAILABLE | DATA NOT AVAILABLE | DATA NOT AVAILABLE | DATA NOT AVAILABLE | DATA NOT AVAILABLE | DATA NOT AVAILABLE | DATA NOT AVAILABLE | ACCEPTED TO CONNECT | DATA NOT AVAILABLE | DATA NOT AVAILABLE | DATA NOT AVAILABLE | DATA NOT AVAILABLE | DATA NOT AVAILABLE | DATA NOT AVAILABLE | 2.09 | 0.25 | 0.26316 | 0 | 0 | 2024-01-05 | DATA NOT AVAILABLE | N | DATA NOT AVAILABLE | DATA NOT AVAILABLE | DATA NOT AVAILABLE | DATA NOT AVAILABLE | DATA NOT AVAILABLE | 2024-02-09
DATA NOT AVAILABLE | DATA NOT AVAILABLE | DATA NOT AVAILABLE | BANKHEAD PV & WIND | NEW SITE | BANKHEAD RENEWABLE ENERGY PARK BANKHEAD | PORTLETHEN | ABERDEENSHIRE | AB12 4RX | SCOTLAND | 392096 | 799363 | REDMOSS | DATA NOT APPLICABLE | REDMOSS GRID | 33 | SCOTTISH HYDRO ELECTRIC POWER DISTRIBUTION PLC | SOLAR | PHOTOVOLTAIC | NO | DATA NOT AVAILABLE | DATA NOT AVAILABLE | 3.5 | WIND | ONSHORE WIND TURBINES | DATA NOT AVAILABLE | DATA NOT AVAILABLE | DATA NOT AVAILABLE | 2.8 | DATA NOT AVAILABLE | DATA NOT AVAILABLE | DATA NOT AVAILABLE | DATA NOT AVAILABLE | DATA NOT AVAILABLE | DATA NOT AVAILABLE | DATA NOT AVAILABLE | ACCEPTED TO CONNECT | DATA NOT AVAILABLE | DATA NOT AVAILABLE | DATA NOT AVAILABLE | DATA NOT AVAILABLE | DATA NOT AVAILABLE | DATA NOT AVAILABLE | 3.5 | 2.8 | 2.9474 | 2.8 | 2.9474 | 2024-02-02 | DATA NOT AVAILABLE | N | DATA NOT AVAILABLE | DATA NOT AVAILABLE | DATA NOT AVAILABLE | DATA NOT AVAILABLE | DATA NOT AVAILABLE | 2024-02-09
DATA NOT AVAILABLE | DATA NOT AVAILABLE | DATA NOT AVAILABLE | 49.9MW BESS COLABOLL | COLABOLL FARM | A838 A836 JUNCTION LAIRG - MERKLAND LODG | LAIRG | HIGHLAND | IV27 4DN | SCOTLAND | 255929 | 912417 | LAIRG GRID | DATA NOT APPLICABLE | DATA NOT AVAILABLE | EHV | SCOTTISH HYDRO ELECTRIC POWER DISTRIBUTION PLC | STORED ENERGY (ALL STORED ENERGY IRRESPECTVE OF THE ORIGINAL ENERGY SOURCE) | STORAGE - ELECTROCHEMICAL (BATTERIES) | NO | DATA NOT AVAILABLE | DATA NOT AVAILABLE | 50 | DATA NOT AVAILABLE | DATA NOT AVAILABLE | DATA NOT AVAILABLE | DATA NOT AVAILABLE | DATA NOT AVAILABLE | DATA NOT AVAILABLE | DATA NOT AVAILABLE | DATA NOT AVAILABLE | DATA NOT AVAILABLE | DATA NOT AVAILABLE | DATA NOT AVAILABLE | DATA NOT AVAILABLE | DATA NOT AVAILABLE | ACCEPTED TO CONNECT | DATA NOT AVAILABLE | DATA NOT AVAILABLE | DATA NOT AVAILABLE | DATA NOT AVAILABLE | DATA NOT AVAILABLE | DATA NOT AVAILABLE | 50 | 49.9 | 52.5263 | 52.526 | 55.2905 | 2024-01-31 | DATA NOT AVAILABLE | N | DATA NOT AVAILABLE | DATA NOT AVAILABLE | DATA NOT AVAILABLE | DATA NOT AVAILABLE | DATA NOT AVAILABLE | 2024-02-09
DATA NOT AVAILABLE | DATA NOT AVAILABLE | DATA NOT AVAILABLE | AUTH & QC 49.9MW | DATA NOT AVAILABLE | LAND TO THE SOUTH OF CHAPEL KNAPP FARM, GASTARD | CORSHAM | WILTSHIRE | SN13 9PS | ENGLAND | 388493 | 168047 | MELKSHAM GSP | MELKSHAM | DATA NOT AVAILABLE | 132 | SOUTHERN ELECTRIC POWER DISTRIBUTION PLC | OTHER | OTHER | NO | DATA NOT AVAILABLE | DATA NOT AVAILABLE | 104 | DATA NOT AVAILABLE | DATA NOT AVAILABLE | DATA NOT AVAILABLE | DATA NOT AVAILABLE | DATA NOT AVAILABLE | DATA NOT AVAILABLE | DATA NOT AVAILABLE | DATA NOT AVAILABLE | DATA NOT AVAILABLE | DATA NOT AVAILABLE | DATA NOT AVAILABLE | DATA NOT AVAILABLE | DATA NOT AVAILABLE | ACCEPTED TO CONNECT | DATA NOT AVAILABLE | DATA NOT AVAILABLE | DATA NOT AVAILABLE | DATA NOT AVAILABLE | DATA NOT AVAILABLE | DATA NOT AVAILABLE | 104 | 99.9 | 105.1579 | 105.789 | 111.3568 | 2023-11-01 | DATA NOT AVAILABLE | N | DATA NOT AVAILABLE | DATA NOT AVAILABLE | DATA NOT AVAILABLE | DATA NOT AVAILABLE | DATA NOT AVAILABLE | 2024-02-09
DATA NOT AVAILABLE | DATA NOT AVAILABLE | DATA NOT AVAILABLE | BERRYHILL | DATA NOT AVAILABLE | GRANGE OF BERRYHILL, EASTER FOWLIS, INVERGOWIE | DUNDEE | DUNDEE CITY | DD2 5LN | SCOTLAND | 331638 | 733417 | CHARLESTON | DATA NOT APPLICABLE | DATA NOT AVAILABLE | EHV | SCOTTISH HYDRO ELECTRIC POWER DISTRIBUTION PLC | OTHER | OTHER | NO | DATA NOT AVAILABLE | DATA NOT AVAILABLE | 90 | DATA NOT AVAILABLE | DATA NOT AVAILABLE | DATA NOT AVAILABLE | DATA NOT AVAILABLE | DATA NOT AVAILABLE | DATA NOT AVAILABLE | DATA NOT AVAILABLE | DATA NOT AVAILABLE | DATA NOT AVAILABLE | DATA NOT AVAILABLE | DATA NOT AVAILABLE | DATA NOT AVAILABLE | DATA NOT AVAILABLE | ACCEPTED TO CONNECT | DATA NOT AVAILABLE | DATA NOT AVAILABLE | DATA NOT AVAILABLE | DATA NOT AVAILABLE | DATA NOT AVAILABLE | DATA NOT AVAILABLE | 90 | 45 | 47.3684 | 44.7 | 47.0526 | 2024-01-31 | DATA NOT AVAILABLE | N | DATA NOT AVAILABLE | DATA NOT AVAILABLE | DATA NOT AVAILABLE | DATA NOT AVAILABLE | DATA NOT AVAILABLE | 2024-02-09
DATA NOT AVAILABLE | DATA NOT AVAILABLE | DATA NOT AVAILABLE | SPA - 49.9MW BATTERIES | DATA NOT AVAILABLE | LOIRSTON PLACE, COVE BAY, | ABERDEEN | ABERDEENSHIRE | AB12 3PR | SCOTLAND | 395334 | 801162 | REDMOSS | DATA NOT APPLICABLE | REDMOSS | 11 | SCOTTISH HYDRO ELECTRIC POWER DISTRIBUTION PLC | STORED ENERGY (ALL STORED ENERGY IRRESPECTVE OF THE ORIGINAL ENERGY SOURCE) | STORAGE - ELECTROCHEMICAL (BATTERIES) | NO | DATA NOT AVAILABLE | DATA NOT AVAILABLE | 49.9 | DATA NOT AVAILABLE | DATA NOT AVAILABLE | DATA NOT AVAILABLE | DATA NOT AVAILABLE | DATA NOT AVAILABLE | DATA NOT AVAILABLE | DATA NOT AVAILABLE | DATA NOT AVAILABLE | DATA NOT AVAILABLE | DATA NOT AVAILABLE | DATA NOT AVAILABLE | DATA NOT AVAILABLE | DATA NOT AVAILABLE | ACCEPTED TO CONNECT | DATA NOT AVAILABLE | DATA NOT AVAILABLE | DATA NOT AVAILABLE | DATA NOT AVAILABLE | DATA NOT AVAILABLE | DATA NOT AVAILABLE | 49.9 | 49.9 | 52.5263 | 49.9 | 52.5263 | 2024-01-03 | DATA NOT AVAILABLE | N | DATA NOT AVAILABLE | DATA NOT AVAILABLE | DATA NOT AVAILABLE | DATA NOT AVAILABLE | DATA NOT AVAILABLE | 2024-02-09
DATA NOT AVAILABLE | DATA NOT AVAILABLE | DATA NOT AVAILABLE | SIMON MADDAMS | DATA NOT AVAILABLE | WAPSEYS WOOD LANDFILL SITE OXFORD ROAD | GERRARDS CROSS | BUCKINGHAMSHIRE | SL9 8TE | ENGLAND | 497315 | 188634 | IVER 132KV | DENHAM | DATA NOT AVAILABLE | HV | SOUTHERN ELECTRIC POWER DISTRIBUTION PLC | SOLAR | PHOTOVOLTAIC | NO | DATA NOT AVAILABLE | DATA NOT AVAILABLE | 8 | DATA NOT AVAILABLE | DATA NOT AVAILABLE | DATA NOT AVAILABLE | DATA NOT AVAILABLE | DATA NOT AVAILABLE | DATA NOT AVAILABLE | DATA NOT AVAILABLE | DATA NOT AVAILABLE | DATA NOT AVAILABLE | DATA NOT AVAILABLE | DATA NOT AVAILABLE | DATA NOT AVAILABLE | DATA NOT AVAILABLE | ACCEPTED TO CONNECT | DATA NOT AVAILABLE | DATA NOT AVAILABLE | DATA NOT AVAILABLE | DATA NOT AVAILABLE | DATA NOT AVAILABLE | DATA NOT AVAILABLE | 8 | 8 | 8.4211 | 0 | 0 | 2024-01-04 | DATA NOT AVAILABLE | N | DATA NOT AVAILABLE | DATA NOT AVAILABLE | DATA NOT AVAILABLE | DATA NOT AVAILABLE | DATA NOT AVAILABLE | 2024-02-09
DATA NOT AVAILABLE | DATA NOT AVAILABLE | DATA NOT AVAILABLE | 60MW - PETERHEAD GRANGE | DATA NOT AVAILABLE | NEWFIELD | PETERHEAD | ABERDEENSHIRE | AB42 3JP | SCOTLAND | 409237 | 842741 | PETERHEAD GRANGE | DATA NOT APPLICABLE | PETERHEAD GRANGE 33KV | 33 | SCOTTISH HYDRO ELECTRIC POWER DISTRIBUTION PLC | OTHER | OTHER | NO | DATA NOT AVAILABLE | DATA NOT AVAILABLE | 61.46 | DATA NOT AVAILABLE | DATA NOT AVAILABLE | DATA NOT AVAILABLE | DATA NOT AVAILABLE | DATA NOT AVAILABLE | DATA NOT AVAILABLE | DATA NOT AVAILABLE | DATA NOT AVAILABLE | DATA NOT AVAILABLE | DATA NOT AVAILABLE | DATA NOT AVAILABLE | DATA NOT AVAILABLE | DATA NOT AVAILABLE | ACCEPTED TO CONNECT | DATA NOT AVAILABLE | DATA NOT AVAILABLE | DATA NOT AVAILABLE | DATA NOT AVAILABLE | DATA NOT AVAILABLE | DATA NOT AVAILABLE | 61.46 | 60 | 63.1579 | 60 | 63.1579 | 2024-01-29 | DATA NOT AVAILABLE | N | DATA NOT AVAILABLE | DATA NOT AVAILABLE | DATA NOT AVAILABLE | DATA NOT AVAILABLE | DATA NOT AVAILABLE | 2024-02-09
DATA NOT AVAILABLE | DATA NOT AVAILABLE | DATA NOT AVAILABLE | BALMYDOWN FARM, | DATA NOT AVAILABLE | BALMYDOWN FARM, | DUNDEE | DUNDEE CITY | DD3 0PQ | SCOTLAND | 338637 | 735564 | LYNDHURST | DATA NOT APPLICABLE | DATA NOT AVAILABLE | EHV | SCOTTISH HYDRO ELECTRIC POWER DISTRIBUTION PLC | OTHER | OTHER | NO | DATA NOT AVAILABLE | DATA NOT AVAILABLE | 50 | DATA NOT AVAILABLE | DATA NOT AVAILABLE | DATA NOT AVAILABLE | DATA NOT AVAILABLE | DATA NOT AVAILABLE | DATA NOT AVAILABLE | DATA NOT AVAILABLE | DATA NOT AVAILABLE | DATA NOT AVAILABLE | DATA NOT AVAILABLE | DATA NOT AVAILABLE | DATA NOT AVAILABLE | DATA NOT AVAILABLE | ACCEPTED TO CONNECT | DATA NOT AVAILABLE | DATA NOT AVAILABLE | DATA NOT AVAILABLE | DATA NOT AVAILABLE | DATA NOT AVAILABLE | DATA NOT AVAILABLE | 50 | 50 | 52.6316 | 50 | 52.6316 | 2024-01-09 | DATA NOT AVAILABLE | N | DATA NOT AVAILABLE | DATA NOT AVAILABLE | DATA NOT AVAILABLE | DATA NOT AVAILABLE | DATA NOT AVAILABLE | 2024-02-09
DATA NOT AVAILABLE | DATA NOT AVAILABLE | KS SPV 65 LTD | MOUNT PLEASANT SOLAR FARM | DATA NOT AVAILABLE | LAND AT AT MOUNT PLEASANT FARM, | THURSO | HIGHLAND | KW14 8YN | SCOTLAND | 314795 | 966175 | THURSO SOUTH GRID | DATA NOT APPLICABLE | THURSO SOUTH GRID | 33 | SCOTTISH HYDRO ELECTRIC POWER DISTRIBUTION PLC | SOLAR | PHOTOVOLTAIC | NO | DATA NOT AVAILABLE | DATA NOT AVAILABLE | 22.378 | DATA NOT AVAILABLE | DATA NOT AVAILABLE | DATA NOT AVAILABLE | DATA NOT AVAILABLE | DATA NOT AVAILABLE | DATA NOT AVAILABLE | DATA NOT AVAILABLE | DATA NOT AVAILABLE | DATA NOT AVAILABLE | DATA NOT AVAILABLE | DATA NOT AVAILABLE | DATA NOT AVAILABLE | DATA NOT AVAILABLE | ACCEPTED TO CONNECT | DATA NOT AVAILABLE | DATA NOT AVAILABLE | DATA NOT AVAILABLE | DATA NOT AVAILABLE | DATA NOT AVAILABLE | DATA NOT AVAILABLE | 22.378 | 20 | 21.0526 | 0.211 | 0.22211 | 2024-01-16 | DATA NOT AVAILABLE | N | DATA NOT AVAILABLE | DATA NOT AVAILABLE | DATA NOT AVAILABLE | DATA NOT AVAILABLE | DATA NOT AVAILABLE | 2024-02-09
DATA NOT AVAILABLE | DATA NOT AVAILABLE | FORSA ENERGY GAS HOLDINGS LTD DUNDEE | CLAVERHOUSE - GAS | CLAVERHOUSE | JACK MARTIN WAY CLAVERHOUSE INDUSTRIAL ESTATE | DUNDEE | DUNDEE CITY | DD4 9QX | SCOTLAND | 342355 | 734010 | MILTON OF CRAIGIE | DATA NOT APPLICABLE | MILTON OF CRAIGIE GRID | 33 | SCOTTISH HYDRO ELECTRIC POWER DISTRIBUTION PLC | OTHER | OTHER | NO | DATA NOT AVAILABLE | DATA NOT AVAILABLE | 19.9 | DATA NOT AVAILABLE | DATA NOT AVAILABLE | DATA NOT AVAILABLE | DATA NOT AVAILABLE | DATA NOT AVAILABLE | DATA NOT AVAILABLE | DATA NOT AVAILABLE | DATA NOT AVAILABLE | DATA NOT AVAILABLE | DATA NOT AVAILABLE | DATA NOT AVAILABLE | DATA NOT AVAILABLE | DATA NOT AVAILABLE | ACCEPTED TO CONNECT | DATA NOT AVAILABLE | DATA NOT AVAILABLE | DATA NOT AVAILABLE | DATA NOT AVAILABLE | DATA NOT AVAILABLE | DATA NOT AVAILABLE | 19.9 | 19.9 | 20.9474 | 0.75 | 0.78947 | 2024-01-08 | DATA NOT AVAILABLE | N | DATA NOT AVAILABLE | DATA NOT AVAILABLE | DATA NOT AVAILABLE | DATA NOT AVAILABLE | DATA NOT AVAILABLE | 2024-02-09
DATA NOT AVAILABLE | DATA NOT AVAILABLE | DATA NOT AVAILABLE | THORNHILL BESS - 40MW | DATA NOT AVAILABLE | LANDS AT THORNHILL, CRAIGTON ROAD, CULTS | ABERDEEN | ABERDEENSHIRE | AB15 9QJ | SCOTLAND | 388587 | 803982 | CRAIGIEBUCKLER | DATA NOT APPLICABLE | CRAIGIEBUCKLER GRID | 33 | SCOTTISH HYDRO ELECTRIC POWER DISTRIBUTION PLC | STORED ENERGY (ALL STORED ENERGY IRRESPECTVE OF THE ORIGINAL ENERGY SOURCE) | STORAGE - ELECTROCHEMICAL (BATTERIES) | NO | DATA NOT AVAILABLE | DATA NOT AVAILABLE | 42.864 | DATA NOT AVAILABLE | DATA NOT AVAILABLE | DATA NOT AVAILABLE | DATA NOT AVAILABLE | DATA NOT AVAILABLE | DATA NOT AVAILABLE | DATA NOT AVAILABLE | DATA NOT AVAILABLE | DATA NOT AVAILABLE | DATA NOT AVAILABLE | DATA NOT AVAILABLE | DATA NOT AVAILABLE | DATA NOT AVAILABLE | ACCEPTED TO CONNECT | DATA NOT AVAILABLE | DATA NOT AVAILABLE | DATA NOT AVAILABLE | DATA NOT AVAILABLE | DATA NOT AVAILABLE | DATA NOT AVAILABLE | 42.864 | 40 | 42.1053 | 40 | 42.1053 | 2024-01-30 | DATA NOT AVAILABLE | N | DATA NOT AVAILABLE | DATA NOT AVAILABLE | DATA NOT AVAILABLE | DATA NOT AVAILABLE | DATA NOT AVAILABLE | 2024-02-09
DATA NOT AVAILABLE | DATA NOT AVAILABLE | CONRAD ENERGY (DEVELOPMENTS) LIMITED | AM REQUOTE 7.2MW - GAS | BILSHAM POWER GENERATION PLANT, NORTHWOOD FARM | LAND TO THE WEST OF YAPTON ROAD YAPTON/CLYMPING | ARUNDEL | WEST SUSSEX | BN18 0HX | ENGLAND | 498745 | 102813 | LOVEDEAN GSP | CHICHESTER | BILSHAM | 11 | SOUTHERN ELECTRIC POWER DISTRIBUTION PLC | OTHER | OTHER | NO | DATA NOT AVAILABLE | DATA NOT AVAILABLE | 7.605 | DATA NOT AVAILABLE | DATA NOT AVAILABLE | DATA NOT AVAILABLE | DATA NOT AVAILABLE | DATA NOT AVAILABLE | DATA NOT AVAILABLE | DATA NOT AVAILABLE | DATA NOT AVAILABLE | DATA NOT AVAILABLE | DATA NOT AVAILABLE | DATA NOT AVAILABLE | DATA NOT AVAILABLE | DATA NOT AVAILABLE | ACCEPTED TO CONNECT | DATA NOT AVAILABLE | DATA NOT AVAILABLE | DATA NOT AVAILABLE | DATA NOT AVAILABLE | DATA NOT AVAILABLE | DATA NOT AVAILABLE | 7.605 | 7.2 | 7.5789 | 0.315 | 0.33158 | 2024-01-11 | DATA NOT AVAILABLE | N | DATA NOT AVAILABLE | DATA NOT AVAILABLE | DATA NOT AVAILABLE | DATA NOT AVAILABLE | DATA NOT AVAILABLE | 2024-02-09
DATA NOT AVAILABLE | DATA NOT AVAILABLE | DATA NOT AVAILABLE | TTQ - DG - 71.6MW EXPORT | DATA NOT AVAILABLE | BUNLOINN | INVERGARRY | HIGHLAND | IV63 7YN | SCOTLAND | 227912 | 812485 | CEANNACROC | DATA NOT APPLICABLE | CEANNACROC GRID | 33 | SCOTTISH HYDRO ELECTRIC POWER DISTRIBUTION PLC | WIND | ONSHORE WIND TURBINES | NO | DATA NOT AVAILABLE | DATA NOT AVAILABLE | 71.6 | DATA NOT AVAILABLE | DATA NOT AVAILABLE | DATA NOT AVAILABLE | DATA NOT AVAILABLE | DATA NOT AVAILABLE | DATA NOT AVAILABLE | DATA NOT AVAILABLE | DATA NOT AVAILABLE | DATA NOT AVAILABLE | DATA NOT AVAILABLE | DATA NOT AVAILABLE | DATA NOT AVAILABLE | DATA NOT AVAILABLE | ACCEPTED TO CONNECT | DATA NOT AVAILABLE | DATA NOT AVAILABLE | DATA NOT AVAILABLE | DATA NOT AVAILABLE | DATA NOT AVAILABLE | DATA NOT AVAILABLE | 71.6 | 71.6 | 75.3684 | 5.5 | 5.7895 | 2024-01-25 | DATA NOT AVAILABLE | N | DATA NOT AVAILABLE | DATA NOT AVAILABLE | DATA NOT AVAILABLE | DATA NOT AVAILABLE | DATA NOT AVAILABLE | 2024-02-09
DATA NOT AVAILABLE | DATA NOT AVAILABLE | DATA NOT AVAILABLE | EHV 40MW BESS | DATA NOT AVAILABLE | LANDS AT LULLINGTON MENDIP DISTRICT | FROME | SOMERSET | BA11 2PQ | ENGLAND | 378379 | 151908 | MELKSHAM GSP | FROME | DATA NOT AVAILABLE | EHV | SOUTHERN ELECTRIC POWER DISTRIBUTION PLC | STORED ENERGY (ALL STORED ENERGY IRRESPECTVE OF THE ORIGINAL ENERGY SOURCE) | STORAGE - ELECTROCHEMICAL (BATTERIES) | NO | DATA NOT AVAILABLE | DATA NOT AVAILABLE | 85.728 | DATA NOT AVAILABLE | DATA NOT AVAILABLE | DATA NOT AVAILABLE | DATA NOT AVAILABLE | DATA NOT AVAILABLE | DATA NOT AVAILABLE | DATA NOT AVAILABLE | DATA NOT AVAILABLE | DATA NOT AVAILABLE | DATA NOT AVAILABLE | DATA NOT AVAILABLE | DATA NOT AVAILABLE | DATA NOT AVAILABLE | ACCEPTED TO CONNECT | DATA NOT AVAILABLE | DATA NOT AVAILABLE | DATA NOT AVAILABLE | DATA NOT AVAILABLE | DATA NOT AVAILABLE | DATA NOT AVAILABLE | 85.728 | 40 | 42.1053 | 42.105 | 44.3211 | 2024-01-25 | DATA NOT AVAILABLE | N | DATA NOT AVAILABLE | DATA NOT AVAILABLE | DATA NOT AVAILABLE | DATA NOT AVAILABLE | DATA NOT AVAILABLE | 2024-02-09
DATA NOT AVAILABLE | DATA NOT AVAILABLE | DATA NOT AVAILABLE | 100MW BESS | DATA NOT AVAILABLE | LAND NEAR FORT WIDLEY SUBSTATION | PORTSMOUTH | WINCHESTER | PO17 6EA | ENGLAND | 462420 | 108654 | LOVEDEAN GSP | FORT WIDLEY | DATA NOT AVAILABLE | 132 | SOUTHERN ELECTRIC POWER DISTRIBUTION PLC | STORED ENERGY (ALL STORED ENERGY IRRESPECTVE OF THE ORIGINAL ENERGY SOURCE) | STORAGE - ELECTROCHEMICAL (BATTERIES) | NO | DATA NOT AVAILABLE | DATA NOT AVAILABLE | 120 | DATA NOT AVAILABLE | DATA NOT AVAILABLE | DATA NOT AVAILABLE | DATA NOT AVAILABLE | DATA NOT AVAILABLE | DATA NOT AVAILABLE | DATA NOT AVAILABLE | DATA NOT AVAILABLE | DATA NOT AVAILABLE | DATA NOT AVAILABLE | DATA NOT AVAILABLE | DATA NOT AVAILABLE | DATA NOT AVAILABLE | ACCEPTED TO CONNECT | DATA NOT AVAILABLE | DATA NOT AVAILABLE | DATA NOT AVAILABLE | DATA NOT AVAILABLE | DATA NOT AVAILABLE | DATA NOT AVAILABLE | 120 | 100 | 105.2632 | 105.263 | 110.8032 | 2024-01-18 | DATA NOT AVAILABLE | N | DATA NOT AVAILABLE | DATA NOT AVAILABLE | DATA NOT AVAILABLE | DATA NOT AVAILABLE | DATA NOT AVAILABLE | 2024-02-09
DATA NOT AVAILABLE | DATA NOT AVAILABLE | BALANCE POWER PROJECTS LTD | BLACKMUIR 2 BESS | BACKMUIR FARMHOUSE | DATA NOT AVAILABLE | KEITH | BANFFSHIRE | AB55 5PE | SCOTLAND | 344421 | 847676 | KEITH | DATA NOT APPLICABLE | KEITH GRID | 33 | SCOTTISH HYDRO ELECTRIC POWER DISTRIBUTION PLC | STORED ENERGY (ALL STORED ENERGY IRRESPECTVE OF THE ORIGINAL ENERGY SOURCE) | STORAGE - ELECTROCHEMICAL (BATTERIES) | NO | DATA NOT AVAILABLE | DATA NOT AVAILABLE | 49.5 | DATA NOT AVAILABLE | DATA NOT AVAILABLE | DATA NOT AVAILABLE | DATA NOT AVAILABLE | DATA NOT AVAILABLE | DATA NOT AVAILABLE | DATA NOT AVAILABLE | DATA NOT AVAILABLE | DATA NOT AVAILABLE | DATA NOT AVAILABLE | DATA NOT AVAILABLE | DATA NOT AVAILABLE | DATA NOT AVAILABLE | ACCEPTED TO CONNECT | DATA NOT AVAILABLE | DATA NOT AVAILABLE | DATA NOT AVAILABLE | DATA NOT AVAILABLE | DATA NOT AVAILABLE | DATA NOT AVAILABLE | 49.5 | 49.5 | 52.1053 | 49.5 | 52.1053 | 2024-02-05 | DATA NOT AVAILABLE | N | DATA NOT AVAILABLE | DATA NOT AVAILABLE | DATA NOT AVAILABLE | DATA NOT AVAILABLE | DATA NOT AVAILABLE | 2024-02-09
DATA NOT AVAILABLE | DATA NOT AVAILABLE | GREEN ENERGY INTERNATIONAL | TTQ - DG - PATRICKSTON FARM - PV + BATTERY | PATRICKSTON FARM | KIPPENROSS | DUNBLANE | STIRLING | FK8 3JJ | SCOTLAND | 270074 | 695823 | BRACO WEST GRID | DATA NOT APPLICABLE | BRACO WEST GRID | 33 | SCOTTISH HYDRO ELECTRIC POWER DISTRIBUTION PLC | SOLAR | PHOTOVOLTAIC | NO | DATA NOT AVAILABLE | DATA NOT AVAILABLE | 15.9 | DATA NOT AVAILABLE | DATA NOT AVAILABLE | DATA NOT AVAILABLE | DATA NOT AVAILABLE | DATA NOT AVAILABLE | DATA NOT AVAILABLE | DATA NOT AVAILABLE | DATA NOT AVAILABLE | DATA NOT AVAILABLE | DATA NOT AVAILABLE | DATA NOT AVAILABLE | DATA NOT AVAILABLE | DATA NOT AVAILABLE | ACCEPTED TO CONNECT | DATA NOT AVAILABLE | DATA NOT AVAILABLE | DATA NOT AVAILABLE | DATA NOT AVAILABLE | DATA NOT AVAILABLE | DATA NOT AVAILABLE | 15.9 | 9.9 | 10.4211 | 6 | 6.3158 | 2024-01-31 | DATA NOT AVAILABLE | N | DATA NOT AVAILABLE | DATA NOT AVAILABLE | DATA NOT AVAILABLE | DATA NOT AVAILABLE | DATA NOT AVAILABLE | 2024-02-09
DATA NOT AVAILABLE | DATA NOT AVAILABLE | DATA NOT AVAILABLE | 49.9MW BESS SITE IN DUNDEE | NEW SITE | LAND AT TOM JOHNSTON ROAD WEST PITKERRO INDUSTRIAL ESTATE | DUNDEE | DUNDEE CITY | DD4 8XD | SCOTLAND | 345474 | 732229 | MILTON OF CRAIGIE | DATA NOT APPLICABLE | MILTON OF CRAIGIE GRID | 33 | SCOTTISH HYDRO ELECTRIC POWER DISTRIBUTION PLC | STORED ENERGY (ALL STORED ENERGY IRRESPECTVE OF THE ORIGINAL ENERGY SOURCE) | STORAGE - ELECTROCHEMICAL (BATTERIES) | NO | DATA NOT AVAILABLE | DATA NOT AVAILABLE | 56.43 | DATA NOT AVAILABLE | DATA NOT AVAILABLE | DATA NOT AVAILABLE | DATA NOT AVAILABLE | DATA NOT AVAILABLE | DATA NOT AVAILABLE | DATA NOT AVAILABLE | DATA NOT AVAILABLE | DATA NOT AVAILABLE | DATA NOT AVAILABLE | DATA NOT AVAILABLE | DATA NOT AVAILABLE | DATA NOT AVAILABLE | ACCEPTED TO CONNECT | DATA NOT AVAILABLE | DATA NOT AVAILABLE | DATA NOT AVAILABLE | DATA NOT AVAILABLE | DATA NOT AVAILABLE | DATA NOT AVAILABLE | 56.43 | 49.9 | 52.5263 | 49.9 | 52.5263 | 2024-01-23 | DATA NOT AVAILABLE | N | DATA NOT AVAILABLE | DATA NOT AVAILABLE | DATA NOT AVAILABLE | DATA NOT AVAILABLE | DATA NOT AVAILABLE | 2024-02-09
DATA NOT AVAILABLE | DATA NOT AVAILABLE | MUIRDEN ENERGY LLP | TURRIFF CARLINCRAIG WIND | CARLINCRAIG WIND | DATA NOT AVAILABLE | TURRIFF | ABERDEENSHIRE | AB53 4HL | SCOTLAND | 367882 | 845990 | MACDUFF | DATA NOT APPLICABLE | MACDUFF GRID | 33 | SCOTTISH HYDRO ELECTRIC POWER DISTRIBUTION PLC | WIND | ONSHORE WIND TURBINES | NO | DATA NOT AVAILABLE | DATA NOT AVAILABLE | 4.6 | DATA NOT AVAILABLE | DATA NOT AVAILABLE | DATA NOT AVAILABLE | DATA NOT AVAILABLE | DATA NOT AVAILABLE | DATA NOT AVAILABLE | DATA NOT AVAILABLE | DATA NOT AVAILABLE | DATA NOT AVAILABLE | DATA NOT AVAILABLE | DATA NOT AVAILABLE | DATA NOT AVAILABLE | DATA NOT AVAILABLE | ACCEPTED TO CONNECT | DATA NOT AVAILABLE | DATA NOT AVAILABLE | DATA NOT AVAILABLE | DATA NOT AVAILABLE | DATA NOT AVAILABLE | DATA NOT AVAILABLE | 4.6 | 4.6 | 4.8421 | 0.04 | 0.042105 | 2024-02-02 | DATA NOT AVAILABLE | N | DATA NOT AVAILABLE | DATA NOT AVAILABLE | DATA NOT AVAILABLE | DATA NOT AVAILABLE | DATA NOT AVAILABLE | 2024-02-09
DATA NOT AVAILABLE | DATA NOT AVAILABLE | DATA NOT AVAILABLE | AUTH 132KV 42MW BESS | DATA NOT AVAILABLE | LAND NORTH OF WEST ST STEEPLE | CLAYDON | BUCKINGHAMSHIRE | MK18 2LJ | ENGLAND | 468737 | 226528 | EAST CLAYDON GSP | BICESTER NORTH | DATA NOT AVAILABLE | 132 | SOUTHERN ELECTRIC POWER DISTRIBUTION PLC | STORED ENERGY (ALL STORED ENERGY IRRESPECTVE OF THE ORIGINAL ENERGY SOURCE) | STORAGE - ELECTROCHEMICAL (BATTERIES) | NO | DATA NOT AVAILABLE | DATA NOT AVAILABLE | 42 | DATA NOT AVAILABLE | DATA NOT AVAILABLE | DATA NOT AVAILABLE | DATA NOT AVAILABLE | DATA NOT AVAILABLE | DATA NOT AVAILABLE | DATA NOT AVAILABLE | DATA NOT AVAILABLE | DATA NOT AVAILABLE | DATA NOT AVAILABLE | DATA NOT AVAILABLE | DATA NOT AVAILABLE | DATA NOT AVAILABLE | ACCEPTED TO CONNECT | DATA NOT AVAILABLE | DATA NOT AVAILABLE | DATA NOT AVAILABLE | DATA NOT AVAILABLE | DATA NOT AVAILABLE | DATA NOT AVAILABLE | 42 | 42 | 44.2105 | 44.21 | 46.5368 | 2024-01-25 | DATA NOT AVAILABLE | N | DATA NOT AVAILABLE | DATA NOT AVAILABLE | DATA NOT AVAILABLE | DATA NOT AVAILABLE | DATA NOT AVAILABLE | 2024-02-09
DATA NOT AVAILABLE | DATA NOT AVAILABLE | DATA NOT AVAILABLE | 3.5MW DG - TAYC | DATA NOT AVAILABLE | TOPLING LOCATION 2 | ARBROATH | ANGUS | DD11 2QQ | SCOTLAND | 361745 | 742124 | ARBROATH | DATA NOT APPLICABLE | DATA NOT AVAILABLE | EHV | SCOTTISH HYDRO ELECTRIC POWER DISTRIBUTION PLC | SOLAR | PHOTOVOLTAIC | NO | DATA NOT AVAILABLE | DATA NOT AVAILABLE | 3.5 | DATA NOT AVAILABLE | DATA NOT AVAILABLE | DATA NOT AVAILABLE | DATA NOT AVAILABLE | DATA NOT AVAILABLE | DATA NOT AVAILABLE | DATA NOT AVAILABLE | DATA NOT AVAILABLE | DATA NOT AVAILABLE | DATA NOT AVAILABLE | DATA NOT AVAILABLE | DATA NOT AVAILABLE | DATA NOT AVAILABLE | ACCEPTED TO CONNECT | DATA NOT AVAILABLE | DATA NOT AVAILABLE | DATA NOT AVAILABLE | DATA NOT AVAILABLE | DATA NOT AVAILABLE | DATA NOT AVAILABLE | 3.5 | 3.5 | 3.6842 | 0.5 | 0.52632 | 2024-01-30 | DATA NOT AVAILABLE | N | DATA NOT AVAILABLE | DATA NOT AVAILABLE | DATA NOT AVAILABLE | DATA NOT AVAILABLE | DATA NOT AVAILABLE | 2024-02-09
DATA NOT AVAILABLE | DATA NOT AVAILABLE | ANESCO LTD | MYBSTER BESS | MYBSTER BESS | FARM AND LANDS OF BALBEG AND BOULENACH MYBSTER | CAITHNESS | HIGHLAND | KW1 5XU | SCOTLAND | 316679 | 952909 | MYBSTER | DATA NOT APPLICABLE | MYBSTER GRID | 33 | SCOTTISH HYDRO ELECTRIC POWER DISTRIBUTION PLC | OTHER | OTHER | NO | DATA NOT AVAILABLE | DATA NOT AVAILABLE | 35 | DATA NOT AVAILABLE | DATA NOT AVAILABLE | DATA NOT AVAILABLE | DATA NOT AVAILABLE | DATA NOT AVAILABLE | DATA NOT AVAILABLE | DATA NOT AVAILABLE | DATA NOT AVAILABLE | DATA NOT AVAILABLE | DATA NOT AVAILABLE | DATA NOT AVAILABLE | DATA NOT AVAILABLE | DATA NOT AVAILABLE | ACCEPTED TO CONNECT | DATA NOT AVAILABLE | DATA NOT AVAILABLE | DATA NOT AVAILABLE | DATA NOT AVAILABLE | DATA NOT AVAILABLE | DATA NOT AVAILABLE | 35 | 30 | 31.5789 | 31.427 | 33.0811 | 2024-02-02 | DATA NOT AVAILABLE | N | DATA NOT AVAILABLE | DATA NOT AVAILABLE | DATA NOT AVAILABLE | DATA NOT AVAILABLE | DATA NOT AVAILABLE | 2024-02-09
DATA NOT AVAILABLE | DATA NOT AVAILABLE | DATA NOT AVAILABLE | TERTIARY ASSESSMENT 57MW | DATA NOT AVAILABLE | WEST WEYBRIDGE | ADDLESTONE | SURREY | KT15 2SH | ENGLAND | 505951 | 163828 | LALEHAM | DATA NOT AVAILABLE | DATA NOT AVAILABLE | 132 | SOUTHERN ELECTRIC POWER DISTRIBUTION PLC | OTHER | OTHER | NO | DATA NOT AVAILABLE | DATA NOT AVAILABLE | 57 | DATA NOT AVAILABLE | DATA NOT AVAILABLE | DATA NOT AVAILABLE | DATA NOT AVAILABLE | DATA NOT AVAILABLE | DATA NOT AVAILABLE | DATA NOT AVAILABLE | DATA NOT AVAILABLE | DATA NOT AVAILABLE | DATA NOT AVAILABLE | DATA NOT AVAILABLE | DATA NOT AVAILABLE | DATA NOT AVAILABLE | ACCEPTED TO CONNECT | DATA NOT AVAILABLE | DATA NOT AVAILABLE | DATA NOT AVAILABLE | DATA NOT AVAILABLE | DATA NOT AVAILABLE | DATA NOT AVAILABLE | 57 | 57 | 60 | 64 | 67.3684 | 2024-01-31 | DATA NOT AVAILABLE | N | DATA NOT AVAILABLE | DATA NOT AVAILABLE | DATA NOT AVAILABLE | DATA NOT AVAILABLE | DATA NOT AVAILABLE | 2024-02-09
DATA NOT AVAILABLE | DATA NOT AVAILABLE | LAKINI LTD | CARSEBANK PV (REQUOTE) | CARSEBANK PV | DATA NOT AVAILABLE | FORFAR | ANGUS | DD8 3NP | SCOTLAND | 347514 | 753339 | LUNANHEAD | DATA NOT APPLICABLE | LUNANHEAD GRID | EHV | SCOTTISH HYDRO ELECTRIC POWER DISTRIBUTION PLC | SOLAR | PHOTOVOLTAIC | NO | DATA NOT AVAILABLE | DATA NOT AVAILABLE | 5 | DATA NOT AVAILABLE | DATA NOT AVAILABLE | DATA NOT AVAILABLE | DATA NOT AVAILABLE | DATA NOT AVAILABLE | DATA NOT AVAILABLE | DATA NOT AVAILABLE | DATA NOT AVAILABLE | DATA NOT AVAILABLE | DATA NOT AVAILABLE | DATA NOT AVAILABLE | DATA NOT AVAILABLE | DATA NOT AVAILABLE | ACCEPTED TO CONNECT | DATA NOT AVAILABLE | DATA NOT AVAILABLE | DATA NOT AVAILABLE | DATA NOT AVAILABLE | DATA NOT AVAILABLE | DATA NOT AVAILABLE | 5 | 5 | 5.2632 | 0.04 | 0.042105 | 2019-10-24 | DATA NOT AVAILABLE | N | DATA NOT AVAILABLE | DATA NOT AVAILABLE | DATA NOT AVAILABLE | DATA NOT AVAILABLE | DATA NOT AVAILABLE | 2024-03-11
DATA NOT AVAILABLE | DATA NOT AVAILABLE | LAKINI LTD | HOWMUIR FARM PV - (REQUOTE) | HOWMUIR FARM PV | DATA NOT AVAILABLE | FORFAR | ANGUS | DD8 3PA | SCOTLAND | 349435 | 753942 | LUNANHEAD | DATA NOT APPLICABLE | LUNANHEAD GRID | EHV | SCOTTISH HYDRO ELECTRIC POWER DISTRIBUTION PLC | SOLAR | PHOTOVOLTAIC | NO | DATA NOT AVAILABLE | DATA NOT AVAILABLE | 5 | DATA NOT AVAILABLE | DATA NOT AVAILABLE | DATA NOT AVAILABLE | DATA NOT AVAILABLE | DATA NOT AVAILABLE | DATA NOT AVAILABLE | DATA NOT AVAILABLE | DATA NOT AVAILABLE | DATA NOT AVAILABLE | DATA NOT AVAILABLE | DATA NOT AVAILABLE | DATA NOT AVAILABLE | DATA NOT AVAILABLE | ACCEPTED TO CONNECT | DATA NOT AVAILABLE | DATA NOT AVAILABLE | DATA NOT AVAILABLE | DATA NOT AVAILABLE | DATA NOT AVAILABLE | DATA NOT AVAILABLE | 5 | 5 | 5.2632 | 0.04 | 0.042105 | 2019-10-24 | DATA NOT AVAILABLE | N | DATA NOT AVAILABLE | DATA NOT AVAILABLE | DATA NOT AVAILABLE | DATA NOT AVAILABLE | DATA NOT AVAILABLE | 2024-03-11
DATA NOT AVAILABLE | DATA NOT AVAILABLE | YETIGEN SOLAR HOLDINGS LIMITED | DSO CHARLTON PARK PV - 30MW | LAND ON THE NORTH SIDE | FLISTRIDGE ROAD MINETY MALMESBURY | MALMESBURY | WILTSHIRE | SN16 9PS | ENGLAND | 400174 | 191122 | MINETY GSP | DATA NOT APPLICABLE | DATA NOT AVAILABLE | 132 | SOUTHERN ELECTRIC POWER DISTRIBUTION PLC | SOLAR | PHOTOVOLTAIC | NO | DATA NOT AVAILABLE | DATA NOT AVAILABLE | 30 | DATA NOT AVAILABLE | DATA NOT AVAILABLE | DATA NOT AVAILABLE | DATA NOT AVAILABLE | DATA NOT AVAILABLE | DATA NOT AVAILABLE | DATA NOT AVAILABLE | DATA NOT AVAILABLE | DATA NOT AVAILABLE | DATA NOT AVAILABLE | DATA NOT AVAILABLE | DATA NOT AVAILABLE | DATA NOT AVAILABLE | ACCEPTED TO CONNECT | DATA NOT AVAILABLE | DATA NOT AVAILABLE | DATA NOT AVAILABLE | DATA NOT AVAILABLE | DATA NOT AVAILABLE | DATA NOT AVAILABLE | 30 | 30 | 31.5789 | 0.369 | 0.38842 | 2024-02-02 | DATA NOT AVAILABLE | N | DATA NOT AVAILABLE | DATA NOT AVAILABLE | DATA NOT AVAILABLE | DATA NOT AVAILABLE | DATA NOT AVAILABLE | 2024-03-11
DATA NOT AVAILABLE | DATA NOT AVAILABLE | DATA NOT AVAILABLE | SP 25MW EXPORT | NEW SITE | AIRFIELD PADDOCKS, KINNABER FARM, CHARLE | MONTROSE | ANGUS | DD10 9XA | SCOTLAND | 371890 | 759944 | BRIDGE OF DUN | DATA NOT APPLICABLE | DATA NOT AVAILABLE | EHV | SCOTTISH HYDRO ELECTRIC POWER DISTRIBUTION PLC | SOLAR | PHOTOVOLTAIC | NO | DATA NOT AVAILABLE | DATA NOT AVAILABLE | 25 | DATA NOT AVAILABLE | DATA NOT AVAILABLE | DATA NOT AVAILABLE | DATA NOT AVAILABLE | DATA NOT AVAILABLE | DATA NOT AVAILABLE | DATA NOT AVAILABLE | DATA NOT AVAILABLE | DATA NOT AVAILABLE | DATA NOT AVAILABLE | DATA NOT AVAILABLE | DATA NOT AVAILABLE | DATA NOT AVAILABLE | ACCEPTED TO CONNECT | DATA NOT AVAILABLE | DATA NOT AVAILABLE | DATA NOT AVAILABLE | DATA NOT AVAILABLE | DATA NOT AVAILABLE | DATA NOT AVAILABLE | 25 | 25 | 26.3158 | 1.25 | 1.3158 | 2024-02-21 | DATA NOT AVAILABLE | N | DATA NOT AVAILABLE | DATA NOT AVAILABLE | DATA NOT AVAILABLE | DATA NOT AVAILABLE | DATA NOT AVAILABLE | 2024-03-11
DATA NOT AVAILABLE | DATA NOT AVAILABLE | DATA NOT AVAILABLE | AM 1.7MVA IMPORT INCREASE | FRIMLEY PARK HOSPITAL | PORTSMOUTH ROAD | CAMBERLEY | SURREY | GU16 7UJ | ENGLAND | 487761 | 158591 | BRAMLEY (FLEE) | CAMBERLEY RESERVE | FRIMLEY | HV | SOUTHERN ELECTRIC POWER DISTRIBUTION PLC | OTHER | OTHER | NO | DATA NOT AVAILABLE | DATA NOT AVAILABLE | 0.001 | DATA NOT AVAILABLE | DATA NOT AVAILABLE | DATA NOT AVAILABLE | DATA NOT AVAILABLE | DATA NOT AVAILABLE | DATA NOT AVAILABLE | DATA NOT AVAILABLE | DATA NOT AVAILABLE | DATA NOT AVAILABLE | DATA NOT AVAILABLE | DATA NOT AVAILABLE | DATA NOT AVAILABLE | DATA NOT AVAILABLE | ACCEPTED TO CONNECT | DATA NOT AVAILABLE | DATA NOT AVAILABLE | DATA NOT AVAILABLE | DATA NOT AVAILABLE | DATA NOT AVAILABLE | DATA NOT AVAILABLE | 0.001 | 0 | 0 | 1.7 | 1.7895 | 2024-02-02 | DATA NOT AVAILABLE | N | DATA NOT AVAILABLE | DATA NOT AVAILABLE | DATA NOT AVAILABLE | DATA NOT AVAILABLE | DATA NOT AVAILABLE | 2024-03-11
DATA NOT AVAILABLE | DATA NOT AVAILABLE | DATA NOT AVAILABLE | DATA NOT AVAILABLE | DATA NOT AVAILABLE | WOODS FARM ROAD | WANTAGE | OXFORDSHIRE | OX12 8JB | ENGLAND | 445365 | 190309 | COWLEY GSP | DRAYTON BSP | DATA NOT AVAILABLE | 132 | SOUTHERN ELECTRIC POWER DISTRIBUTION PLC | SOLAR | PHOTOVOLTAIC | NO | DATA NOT AVAILABLE | DATA NOT AVAILABLE | 52 | DATA NOT AVAILABLE | DATA NOT AVAILABLE | DATA NOT AVAILABLE | DATA NOT AVAILABLE | DATA NOT AVAILABLE | DATA NOT AVAILABLE | DATA NOT AVAILABLE | DATA NOT AVAILABLE | DATA NOT AVAILABLE | DATA NOT AVAILABLE | DATA NOT AVAILABLE | DATA NOT AVAILABLE | DATA NOT AVAILABLE | ACCEPTED TO CONNECT | DATA NOT AVAILABLE | DATA NOT AVAILABLE | DATA NOT AVAILABLE | DATA NOT AVAILABLE | DATA NOT AVAILABLE | DATA NOT AVAILABLE | 52 | 49.9 | 52.5263 | 2.631 | 2.7695 | 2024-02-12 | DATA NOT AVAILABLE | N | DATA NOT AVAILABLE | DATA NOT AVAILABLE | DATA NOT AVAILABLE | DATA NOT AVAILABLE | DATA NOT AVAILABLE | 2024-03-11
DATA NOT AVAILABLE | DATA NOT AVAILABLE | DATA NOT AVAILABLE | DATA NOT AVAILABLE | DATA NOT AVAILABLE | LAND AT, FLAXLANDS MANOR FARM FLAXLANDS | SWINDON | WILTSHIRE | SN4 8DY | ENGLAND | 406667 | 185044 | MINETY GSP | SWINDON | DATA NOT AVAILABLE | HV | SOUTHERN ELECTRIC POWER DISTRIBUTION PLC | OTHER | OTHER | NO | DATA NOT AVAILABLE | DATA NOT AVAILABLE | 45.52 | DATA NOT AVAILABLE | DATA NOT AVAILABLE | DATA NOT AVAILABLE | DATA NOT AVAILABLE | DATA NOT AVAILABLE | DATA NOT AVAILABLE | DATA NOT AVAILABLE | DATA NOT AVAILABLE | DATA NOT AVAILABLE | DATA NOT AVAILABLE | DATA NOT AVAILABLE | DATA NOT AVAILABLE | DATA NOT AVAILABLE | ACCEPTED TO CONNECT | DATA NOT AVAILABLE | DATA NOT AVAILABLE | DATA NOT AVAILABLE | DATA NOT AVAILABLE | DATA NOT AVAILABLE | DATA NOT AVAILABLE | 45.52 | 22.6 | 23.7895 | 21.579 | 22.7147 | 2024-02-22 | DATA NOT AVAILABLE | N | DATA NOT AVAILABLE | DATA NOT AVAILABLE | DATA NOT AVAILABLE | DATA NOT AVAILABLE | DATA NOT AVAILABLE | 2024-03-11
DATA NOT AVAILABLE | DATA NOT AVAILABLE | DATA NOT AVAILABLE | 24.8MW WOODLANDS WIND FARM | DATA NOT AVAILABLE | WOODLANDS FARM | DINGWALL | HIGHLAND | IV15 9TY | SCOTLAND | 256527 | 862950 | ALNESS | DATA NOT APPLICABLE | DATA NOT AVAILABLE | EHV | SCOTTISH HYDRO ELECTRIC POWER DISTRIBUTION PLC | WIND | ONSHORE WIND TURBINES | NO | DATA NOT AVAILABLE | DATA NOT AVAILABLE | 24.8 | DATA NOT AVAILABLE | DATA NOT AVAILABLE | DATA NOT AVAILABLE | DATA NOT AVAILABLE | DATA NOT AVAILABLE | DATA NOT AVAILABLE | DATA NOT AVAILABLE | DATA NOT AVAILABLE | DATA NOT AVAILABLE | DATA NOT AVAILABLE | DATA NOT AVAILABLE | DATA NOT AVAILABLE | DATA NOT AVAILABLE | ACCEPTED TO CONNECT | DATA NOT AVAILABLE | DATA NOT AVAILABLE | DATA NOT AVAILABLE | DATA NOT AVAILABLE | DATA NOT AVAILABLE | DATA NOT AVAILABLE | 24.8 | 20 | 21.0526 | 5 | 5.2632 | 2024-02-14 | DATA NOT AVAILABLE | N | DATA NOT AVAILABLE | DATA NOT AVAILABLE | DATA NOT AVAILABLE | DATA NOT AVAILABLE | DATA NOT AVAILABLE | 2024-03-11
DATA NOT AVAILABLE | DATA NOT AVAILABLE | DATA NOT AVAILABLE | CRAIGNEIL WIND FARM 42MW | DATA NOT AVAILABLE | CRAIGNEIL WIND FARM | ABERDEEN | ABERDEENSHIRE | AB39 3TH | SCOTLAND | 379870 | 788563 | FETTERSSO GRID | DATA NOT APPLICABLE | FETTERSSO GRID | EHV | SCOTTISH HYDRO ELECTRIC POWER DISTRIBUTION PLC | WIND | ONSHORE WIND TURBINES | NO | DATA NOT AVAILABLE | DATA NOT AVAILABLE | 42 | DATA NOT AVAILABLE | DATA NOT AVAILABLE | DATA NOT AVAILABLE | DATA NOT AVAILABLE | DATA NOT AVAILABLE | DATA NOT AVAILABLE | DATA NOT AVAILABLE | DATA NOT AVAILABLE | DATA NOT AVAILABLE | DATA NOT AVAILABLE | DATA NOT AVAILABLE | DATA NOT AVAILABLE | DATA NOT AVAILABLE | ACCEPTED TO CONNECT | DATA NOT AVAILABLE | DATA NOT AVAILABLE | DATA NOT AVAILABLE | DATA NOT AVAILABLE | DATA NOT AVAILABLE | DATA NOT AVAILABLE | 42 | 42 | 44.2105 | 0.7 | 0.73684 | 2024-02-07 | DATA NOT AVAILABLE | N | DATA NOT AVAILABLE | DATA NOT AVAILABLE | DATA NOT AVAILABLE | DATA NOT AVAILABLE | DATA NOT AVAILABLE | 2024-03-11
DATA NOT AVAILABLE | DATA NOT AVAILABLE | DATA NOT AVAILABLE | TTQ - DG TEAM 20MW EXPORT | CALZIEVEG | BRACO | DUNBLANE | PERTHSHIRE | FK15 9RD | SCOTLAND | 281345 | 709253 | BRACO | DATA NOT APPLICABLE | BRACO GRID | EHV | SCOTTISH HYDRO ELECTRIC POWER DISTRIBUTION PLC | SOLAR | PHOTOVOLTAIC | NO | DATA NOT AVAILABLE | DATA NOT AVAILABLE | 34.978 | DATA NOT AVAILABLE | DATA NOT AVAILABLE | DATA NOT AVAILABLE | DATA NOT AVAILABLE | DATA NOT AVAILABLE | DATA NOT AVAILABLE | DATA NOT AVAILABLE | DATA NOT AVAILABLE | DATA NOT AVAILABLE | DATA NOT AVAILABLE | DATA NOT AVAILABLE | DATA NOT AVAILABLE | DATA NOT AVAILABLE | ACCEPTED TO CONNECT | DATA NOT AVAILABLE | DATA NOT AVAILABLE | DATA NOT AVAILABLE | DATA NOT AVAILABLE | DATA NOT AVAILABLE | DATA NOT AVAILABLE | 34.978 | 20 | 21.0526 | 10 | 10.5263 | 2024-02-06 | DATA NOT AVAILABLE | N | DATA NOT AVAILABLE | DATA NOT AVAILABLE | DATA NOT AVAILABLE | DATA NOT AVAILABLE | DATA NOT AVAILABLE | 2024-03-11
DATA NOT AVAILABLE | DATA NOT AVAILABLE | DATA NOT AVAILABLE | DG - TAYSIDE | LAND AT HILLS OF BENDOCHY FARM | COUPAR ANGUS | BLAIRGOWRIE | PERTH AND KINROSS | PH13 9HN | SCOTLAND | 320303 | 741636 | COUPAR ANGUS | DATA NOT APPLICABLE | DATA NOT AVAILABLE | EHV | SCOTTISH HYDRO ELECTRIC POWER DISTRIBUTION PLC | OTHER | OTHER | NO | DATA NOT AVAILABLE | DATA NOT AVAILABLE | 18.75 | DATA NOT AVAILABLE | DATA NOT AVAILABLE | DATA NOT AVAILABLE | DATA NOT AVAILABLE | DATA NOT AVAILABLE | DATA NOT AVAILABLE | DATA NOT AVAILABLE | DATA NOT AVAILABLE | DATA NOT AVAILABLE | DATA NOT AVAILABLE | DATA NOT AVAILABLE | DATA NOT AVAILABLE | DATA NOT AVAILABLE | ACCEPTED TO CONNECT | DATA NOT AVAILABLE | DATA NOT AVAILABLE | DATA NOT AVAILABLE | DATA NOT AVAILABLE | DATA NOT AVAILABLE | DATA NOT AVAILABLE | 18.75 | 15 | 15.7895 | 15.5 | 16.3158 | 2024-02-06 | DATA NOT AVAILABLE | N | DATA NOT AVAILABLE | DATA NOT AVAILABLE | DATA NOT AVAILABLE | DATA NOT AVAILABLE | DATA NOT AVAILABLE | 2024-03-11
DATA NOT AVAILABLE | DATA NOT AVAILABLE | DATA NOT AVAILABLE | DOCO 9.9MW KINTORE SOLAR FARM | DATA NOT AVAILABLE | LAND AT NORTH COTTOWN KINTORE | INVERURIE | ABERDEENSHIRE | AB51 0XR | SCOTLAND | 377137 | 815251 | KINTORE | DATA NOT APPLICABLE | DATA NOT AVAILABLE | EHV | SCOTTISH HYDRO ELECTRIC POWER DISTRIBUTION PLC | SOLAR | PHOTOVOLTAIC | NO | DATA NOT AVAILABLE | DATA NOT AVAILABLE | 23.856 | DATA NOT AVAILABLE | DATA NOT AVAILABLE | DATA NOT AVAILABLE | DATA NOT AVAILABLE | DATA NOT AVAILABLE | DATA NOT AVAILABLE | DATA NOT AVAILABLE | DATA NOT AVAILABLE | DATA NOT AVAILABLE | DATA NOT AVAILABLE | DATA NOT AVAILABLE | DATA NOT AVAILABLE | DATA NOT AVAILABLE | ACCEPTED TO CONNECT | DATA NOT AVAILABLE | DATA NOT AVAILABLE | DATA NOT AVAILABLE | DATA NOT AVAILABLE | DATA NOT AVAILABLE | DATA NOT AVAILABLE | 23.856 | 9.9 | 10.4211 | 9.9 | 10.4211 | 2024-02-09 | DATA NOT AVAILABLE | N | DATA NOT AVAILABLE | DATA NOT AVAILABLE | DATA NOT AVAILABLE | DATA NOT AVAILABLE | DATA NOT AVAILABLE | 2024-03-11
DATA NOT AVAILABLE | DATA NOT AVAILABLE | DATA NOT AVAILABLE | AM1.499MW EXP/0.999MVA IMP (2MW BESS&2MW WTG) | ROGERSHILL RENEWABLE ENERGY PARK | BRIANTSPUDDLE DORCHESTER | DORCHESTER | DORSET | DT2 7HJ | ENGLAND | 381938 | 95059 | MANNINGTON GSP | LYTCHETT | WINTERBORNE KINGSTON | HV | SOUTHERN ELECTRIC POWER DISTRIBUTION PLC | OTHER | OTHER | NO | DATA NOT AVAILABLE | DATA NOT AVAILABLE | 4 | DATA NOT AVAILABLE | DATA NOT AVAILABLE | DATA NOT AVAILABLE | DATA NOT AVAILABLE | DATA NOT AVAILABLE | DATA NOT AVAILABLE | DATA NOT AVAILABLE | DATA NOT AVAILABLE | DATA NOT AVAILABLE | DATA NOT AVAILABLE | DATA NOT AVAILABLE | DATA NOT AVAILABLE | DATA NOT AVAILABLE | ACCEPTED TO CONNECT | DATA NOT AVAILABLE | DATA NOT AVAILABLE | DATA NOT AVAILABLE | DATA NOT AVAILABLE | DATA NOT AVAILABLE | DATA NOT AVAILABLE | 4 | 0.999 | 1.0516 | 0.949 | 0.99895 | 2024-02-19 | DATA NOT AVAILABLE | N | DATA NOT AVAILABLE | DATA NOT AVAILABLE | DATA NOT AVAILABLE | DATA NOT AVAILABLE | DATA NOT AVAILABLE | 2024-03-11
DATA NOT AVAILABLE | DATA NOT AVAILABLE | DATA NOT AVAILABLE | AM OXFO 33MW BESS | TAR FARM COTTAGE | STANTON HARCOURT | OXFORD | OXFORDSHIRE | OX29 5AL | ENGLAND | 438991 | 207078 | COWLEY GSP | YARNTON | DATA NOT AVAILABLE | EHV | SOUTHERN ELECTRIC POWER DISTRIBUTION PLC | STORED ENERGY (ALL STORED ENERGY IRRESPECTVE OF THE ORIGINAL ENERGY SOURCE) | STORAGE - ELECTROCHEMICAL (BATTERIES) | NO | DATA NOT AVAILABLE | DATA NOT AVAILABLE | 0.001 | DATA NOT AVAILABLE | DATA NOT AVAILABLE | DATA NOT AVAILABLE | DATA NOT AVAILABLE | DATA NOT AVAILABLE | DATA NOT AVAILABLE | DATA NOT AVAILABLE | DATA NOT AVAILABLE | DATA NOT AVAILABLE | DATA NOT AVAILABLE | DATA NOT AVAILABLE | DATA NOT AVAILABLE | DATA NOT AVAILABLE | ACCEPTED TO CONNECT | DATA NOT AVAILABLE | DATA NOT AVAILABLE | DATA NOT AVAILABLE | DATA NOT AVAILABLE | DATA NOT AVAILABLE | DATA NOT AVAILABLE | 0.001 | 0 | 0 | 32.8 | 34.5263 | 2024-02-28 | DATA NOT AVAILABLE | N | DATA NOT AVAILABLE | DATA NOT AVAILABLE | DATA NOT AVAILABLE | DATA NOT AVAILABLE | DATA NOT AVAILABLE | 2024-03-11
DATA NOT AVAILABLE | DATA NOT AVAILABLE | DNO CONSULTING LTD | AM 30MW PV | PIPPLEPEN FARM SOLAR PV | LANDS AT PIPPLEPEN FARM | BEAMINSTER | DORSET | DT8 3HS | ENGLAND | 347256 | 106836 | AXMINSTER | DATA NOT AVAILABLE | DATA NOT AVAILABLE | 132 | SOUTHERN ELECTRIC POWER DISTRIBUTION PLC | SOLAR | PHOTOVOLTAIC | NO | DATA NOT AVAILABLE | DATA NOT AVAILABLE | 32.6 | DATA NOT AVAILABLE | DATA NOT AVAILABLE | DATA NOT AVAILABLE | DATA NOT AVAILABLE | DATA NOT AVAILABLE | DATA NOT AVAILABLE | DATA NOT AVAILABLE | DATA NOT AVAILABLE | DATA NOT AVAILABLE | DATA NOT AVAILABLE | DATA NOT AVAILABLE | DATA NOT AVAILABLE | DATA NOT AVAILABLE | ACCEPTED TO CONNECT | DATA NOT AVAILABLE | DATA NOT AVAILABLE | DATA NOT AVAILABLE | DATA NOT AVAILABLE | DATA NOT AVAILABLE | DATA NOT AVAILABLE | 32.6 | 30 | 31.5789 | 0.09 | 0.094737 | 2024-02-29 | DATA NOT AVAILABLE | N | DATA NOT AVAILABLE | DATA NOT AVAILABLE | DATA NOT AVAILABLE | DATA NOT AVAILABLE | DATA NOT AVAILABLE | 2024-03-11
DATA NOT AVAILABLE | DATA NOT AVAILABLE | DATA NOT AVAILABLE | AM EHV/132 99.9MW BESS | DATA NOT AVAILABLE | LAND ON THE WEST SIDE OF WEST MOOR ROAD THREE LEGGED CROSS WIMBORNE | WIMBORNE | DORSET | BH21 6SE | ENGLAND | 407829 | 105713 | MANNINGTON GSP | LYTCHETT | DATA NOT AVAILABLE | 132 | SOUTHERN ELECTRIC POWER DISTRIBUTION PLC | STORED ENERGY (ALL STORED ENERGY IRRESPECTVE OF THE ORIGINAL ENERGY SOURCE) | STORAGE - ELECTROCHEMICAL (BATTERIES) | NO | DATA NOT AVAILABLE | DATA NOT AVAILABLE | 100 | DATA NOT AVAILABLE | DATA NOT AVAILABLE | DATA NOT AVAILABLE | DATA NOT AVAILABLE | DATA NOT AVAILABLE | DATA NOT AVAILABLE | DATA NOT AVAILABLE | DATA NOT AVAILABLE | DATA NOT AVAILABLE | DATA NOT AVAILABLE | DATA NOT AVAILABLE | DATA NOT AVAILABLE | DATA NOT AVAILABLE | ACCEPTED TO CONNECT | DATA NOT AVAILABLE | DATA NOT AVAILABLE | DATA NOT AVAILABLE | DATA NOT AVAILABLE | DATA NOT AVAILABLE | DATA NOT AVAILABLE | 100 | 99.9 | 105.1579 | 105.158 | 110.6926 | 2024-02-15 | DATA NOT AVAILABLE | N | DATA NOT AVAILABLE | DATA NOT AVAILABLE | DATA NOT AVAILABLE | DATA NOT AVAILABLE | DATA NOT AVAILABLE | 2024-03-11
DATA NOT AVAILABLE | DATA NOT AVAILABLE | DATA NOT AVAILABLE | DATA NOT AVAILABLE | PERSIMMON HOMES | EXHIBITION AVE BRIDGE OF DON INDL ESTATE | ABERDEEN | ABERDEENSHIRE | AB23 8AJ | SCOTLAND | 394851 | 810642 | PERSLEY | DATA NOT APPLICABLE | BRIDGE OF DON | HV | SCOTTISH HYDRO ELECTRIC POWER DISTRIBUTION PLC | SOLAR | PHOTOVOLTAIC | NO | DATA NOT AVAILABLE | DATA NOT AVAILABLE | 0.078 | DATA NOT AVAILABLE | DATA NOT AVAILABLE | DATA NOT AVAILABLE | DATA NOT AVAILABLE | DATA NOT AVAILABLE | DATA NOT AVAILABLE | DATA NOT AVAILABLE | DATA NOT AVAILABLE | DATA NOT AVAILABLE | DATA NOT AVAILABLE | DATA NOT AVAILABLE | DATA NOT AVAILABLE | DATA NOT AVAILABLE | ACCEPTED TO CONNECT | DATA NOT AVAILABLE | DATA NOT AVAILABLE | DATA NOT AVAILABLE | DATA NOT AVAILABLE | DATA NOT AVAILABLE | DATA NOT AVAILABLE | 0.078 | 0.078 | 0.082105 | 1.155 | 1.2158 | 2024-02-20 | DATA NOT AVAILABLE | N | DATA NOT AVAILABLE | DATA NOT AVAILABLE | DATA NOT AVAILABLE | DATA NOT AVAILABLE | DATA NOT AVAILABLE | 2024-03-11
DATA NOT AVAILABLE | DATA NOT AVAILABLE | WESSEX SOLAR POWER LIMITED | AM REQUOTE LAND AT WINDMILL FARM - SOLAR | LAND AT WINDMILL FARM | COMMON HILL CRICKLADE | SWINDON | WILTSHIRE | SN6 6HA | ENGLAND | 408490 | 193344 | MINETY GSP | CIRENCESTER | CIRENCESTER TOWN | EHV | SOUTHERN ELECTRIC POWER DISTRIBUTION PLC | SOLAR | PHOTOVOLTAIC | NO | DATA NOT AVAILABLE | DATA NOT AVAILABLE | 13 | DATA NOT AVAILABLE | DATA NOT AVAILABLE | DATA NOT AVAILABLE | DATA NOT AVAILABLE | DATA NOT AVAILABLE | DATA NOT AVAILABLE | DATA NOT AVAILABLE | DATA NOT AVAILABLE | DATA NOT AVAILABLE | DATA NOT AVAILABLE | DATA NOT AVAILABLE | DATA NOT AVAILABLE | DATA NOT AVAILABLE | ACCEPTED TO CONNECT | DATA NOT AVAILABLE | DATA NOT AVAILABLE | DATA NOT AVAILABLE | DATA NOT AVAILABLE | DATA NOT AVAILABLE | DATA NOT AVAILABLE | 13 | 13 | 13.6842 | 0.43 | 0.45263 | 2024-02-21 | DATA NOT AVAILABLE | N | DATA NOT AVAILABLE | DATA NOT AVAILABLE | DATA NOT AVAILABLE | DATA NOT AVAILABLE | DATA NOT AVAILABLE | 2024-03-11
DATA NOT AVAILABLE | DATA NOT AVAILABLE | DATA NOT AVAILABLE | 1.8MW CHP AND SERVICE ALT | ABBOTT DIABETES CARE | RANGE ROAD | WITNEY | OXFORDSHIRE | OX29 0YL | ENGLAND | 433308 | 210081 | COWLEY GSP | WITNEY | WINDRUSH PARK | LV | SOUTHERN ELECTRIC POWER DISTRIBUTION PLC | ENGINE (COMBUSTION/RECIPROCATING) | DATA NOT AVAILABLE | NO | DATA NOT AVAILABLE | DATA NOT AVAILABLE | 1.84 | DATA NOT AVAILABLE | DATA NOT AVAILABLE | DATA NOT AVAILABLE | DATA NOT AVAILABLE | DATA NOT AVAILABLE | DATA NOT AVAILABLE | DATA NOT AVAILABLE | DATA NOT AVAILABLE | DATA NOT AVAILABLE | DATA NOT AVAILABLE | DATA NOT AVAILABLE | DATA NOT AVAILABLE | DATA NOT AVAILABLE | ACCEPTED TO CONNECT | DATA NOT AVAILABLE | DATA NOT AVAILABLE | DATA NOT AVAILABLE | DATA NOT AVAILABLE | DATA NOT AVAILABLE | DATA NOT AVAILABLE | 1.84 | 0 | 0 | 0 | 0 | 2024-02-15 | DATA NOT AVAILABLE | N | DATA NOT AVAILABLE | DATA NOT AVAILABLE | DATA NOT AVAILABLE | DATA NOT AVAILABLE | DATA NOT AVAILABLE | 2024-03-11

## Lists (hidden)
| ECR Energy Source | Technology options for: Advanced Fuel (produced via gasification or pyrolysis of biofuel or waste) | Technology options for: Biofuel - Biogas from anaerobic digestion (excluding landfill & sewage) | Technology options for: Biofuel - Landfill gas | Technology options for: Biofuel - Sewage gas | Technology options for: Biofuel - Other | Technology options for: Biomass | Technology options for: Fossil - Brown coal/lignite | Technology options for: Fossil - Coal gas | Technology options for: Fossil - Gas | Technology options for: Fossil - Hard coal | Technology options for: Fossil - Oil | Technology options for: Fossil - Oil shale | Technology options for: Fossil - Peat | Technology options for: Fossil - Other | Technology options for: Geothermal | Technology options for: Hydrogen | Technology options for: Nuclear | Technology options for: Solar | Technology options for: Stored Energy (all stored energy irrespective of the original energy source) | Technology options for: Waste | Technology options for: Water (flowing water or head of water) | Technology options for: Wind | Technology options for: Other | Technology options for: Data not available | Flexible Connection (Yes/No) | Distribution Service Provider | Transmission Service Provider | Licence Area (Host DNO) | Status | CHP Co-Generation | Connection queue | Country
AdvancedFuelproducedviagasificationorpyrolysisofbiofuelorwaste | Advanced Fuel (produced via gasification or pyrolysis of biofuel or waste) | Engine (combustion / reciprocating) | Engine (combustion / reciprocating) | Engine (combustion / reciprocating) | Engine (combustion / reciprocating) | Engine (combustion / reciprocating) | Steam turbine (thermal power plant) | Steam turbine (thermal power plant) | Engine (combustion / reciprocating) | Engine (combustion / reciprocating) | Steam turbine (thermal power plant) | Engine (combustion / reciprocating) | Engine (combustion / reciprocating) | Steam turbine (thermal power plant) | Engine (combustion / reciprocating) | Geothermal power plant | Engine (combustion / reciprocating) | Steam turbine (thermal power plant) | Photovoltaic | Storage - Chemical | Steam turbine (thermal power plant) | Hydro - Run of river | Offshore wind turbines | Interconnector | Engine (combustion / reciprocating) | Yes | Yes | Yes | Eastern Power Networks plc | Accecpted to Connect | Yes | Yes | England
BiofuelBiogasfromanaerobicdigestionexcludinglandfillsewage | Biofuel - Biogas from anaerobic digestion (excluding landfill & sewage) | Steam turbine (thermal power plant) | Steam turbine (thermal power plant) | Steam turbine (thermal power plant) | Steam turbine (thermal power plant) | Steam turbine (thermal power plant) | Other | Other | Steam turbine (thermal power plant) | Steam turbine (thermal power plant) | Other | Steam turbine (thermal power plant) | Steam turbine (thermal power plant) | Other | Steam turbine (thermal power plant) | Other | Steam turbine (thermal power plant) | Other | Other | Storage - Electrical | Other | Hydro - Reservoir (not pumped) | Onshore wind turbines | --- | Steam turbine (thermal power plant) | No | No | No | Electricity North West plc | Connected | No | No | Scotland
BiofuelLandfillgas | Biofuel - Landfill gas | Gas turbine (OCGT) | Gas turbine (OCGT) | Gas turbine (OCGT) | Gas turbine (OCGT) | Gas turbine (OCGT) | Data not available | Data not available | Gas turbine (OCGT) | Gas turbine (OCGT) | Data not available | Gas turbine (OCGT) | Gas turbine (OCGT) | Data not available | Gas turbine (OCGT) | Data not available | Gas turbine (OCGT) | Data not available | Data not available | Storage - Mechanical - Compressed Air (Adiabatic & Diabatic) | Data not available | Hydro - Other | Other | Engine (combustion / reciprocating) | Gas turbine (OCGT) | To Be Confirmed | To Be Confirmed | To Be Confirmed | London Power Networks plc |  | To Be Confirmed | To Be Confirmed | Wales
BiofuelSewagegas | Biofuel - Sewage gas | Steam-gas turbine (CCGT) | Steam-gas turbine (CCGT) | Steam-gas turbine (CCGT) | Steam-gas turbine (CCGT) | Steam-gas turbine (CCGT) |  |  | Steam-gas turbine (CCGT) | Steam-gas turbine (CCGT) |  | Steam-gas turbine (CCGT) | Steam-gas turbine (CCGT) |  | Steam-gas turbine (CCGT) |  | Steam-gas turbine (CCGT) |  |  | Storage - Mechanical - Liquid Air |  | Tidal lagoons | Data not available | Steam turbine (thermal power plant) | Steam-gas turbine (CCGT) |  |  |  | Northern Powergrid (Northeast) plc |  |  |  | To Be Confirmed
BiofuelOther | Biofuel - Other | Other | Other | Other | Other | Other |  |  | Other | Other |  | Other | Other |  | Other |  | Fuel cell |  |  | Storage - Mechanical - Pumped Hydro |  | Tidal stream devices |  | Gas turbine (OCGT) | Other |  |  |  | Northern Powergrid (Yorkshire) plc
Biomass | Biomass | Data not available | Data not available | Data not available | Data not available | Data not available |  |  | Data not available | Data not available |  | Data not available | Data not available |  | Data not available |  | Other |  |  | Storage - Mechanical - Flywheel |  | Wave devices |  | Steam-gas turbine (CCGT) | Data not available |  |  |  | Scottish Hydro Electric Power Distribution plc
FossilBrowncoallignite | Fossil - Brown coal/lignite | [15 empty] | Data not available |  |  | Storage - Thermal |  | Other |  | Other |  |  |  |  | South Eastern Power Networks plc
FossilCoalgas | Fossil - Coal gas | [18 empty] | Storage - Electrochemical (Batteries) |  | Data not available |  | Data not available |  |  |  |  | Southern Electric Power Distribution plc
FossilGas | Fossil - Gas | [18 empty] | Storage - Other |  | (For pumped hydro please select Stored Energy in the energy source column) | [6 empty] | SP Distribution Ltd
FossilHardcoal | Fossil - Hard coal | [18 empty] | Data not available | [8 empty] | SP Manweb plc
FossilOil | Fossil - Oil | [27 empty] | Western Power Distribution (East Midlands) plc
FossilOilshale | Fossil - Oil shale | [27 empty] | Western Power Distribution (South Wales) plc
FossilPeat | Fossil - Peat | [27 empty] | Western Power Distribution (South West) plc
FossilOther | Fossil - Other | [27 empty] | Western Power Distribution (West Midlands) plc
Geothermal | Geothermal
Hydrogen | Hydrogen
Nuclear | Nuclear
Solar | Solar
StoredEnergyallstoredenergyirrespectiveoftheoriginalenergysource | Stored Energy (all stored energy irrespective of the original energy source)
Waste | Waste
Waterflowingwaterorheadofwater | Water (flowing water or head of water)
Wind | Wind
Other | Other
Datanotavailable | Data not available